| 45801 | 0190-ADM-FAC-BLG-ELECRM06 | PM03 | 302 | 3M PLANNED IR SCANNING-GEN. LAB XFORMER2 | General Laboratory Electrical Room | C | 0190E017 | 2011-05-04 | 2009-11-14 | PHFUTALARA
| 45801 | 0190-ADM-FAC-BLG-ELECRM07 | PM03 | 302 | 3M PLANNED IR SCANNING-S-LAB DISTPNL01 | S Laboratory Electrical Room | C | 0190E017 | 2011-05-04 | 2009-11-14 | PHFUTALARA
| 45801 | 0190-ADM-FAC-BLG-ELECRM07 | PM03 | 302 | 3M PLANNED IR SCANNING-S-LAB DISTPNL02 | S Laboratory Electrical Room | C | 0190E017 | 2011-05-04 | 2009-11-14 | PHFUTALARA
| 45801 | 0190-ADM-FAC-BLG-ELECRM07 | PM03 | 302 | 3M PLANNED IR SCANNING-S-LAB DISTPNL03 | S Laboratory Electrical Room | C | 0190E017 | 2011-05-04 | 2009-11-14 | PHFUTALARA
| 45801 | 0190-ADM-FAC-BLG-ELECRM07 | PM03 | 302 | 3M PLANNED IR SCANNING-S-LAB DISTPNL04 | S Laboratory Electrical Room | C | 0190E017 | 2011-05-04 | 2009-11-14 | PHFUTALARA
| 45801 | 0190-ADM-FAC-BLG-ELECRM07 | PM03 | 302 | 3M PLANNED IR SCANNING-S-LAB DISTPNL05 | S Laboratory Electrical Room | C | 0190E017 | 2011-05-04 | 2009-11-14 | PHFUTALARA
| 33527 | 0190-ADM-FAC-BLG-ENGBLG01 | PM03 | 305 | 3M SERVICE BIOMASS ELECTRICAL RM | Engineering Building And Facilities | C | 0190E017 | 2011-05-04 | 2008-07-12 | PHFUTALARA
| 49554 | 0190-ADM-FAC-BLG-ENGBLG01 | PM03 | 302 | 1W LIGHTING INSPECTION COOLING TOWER | Engineering Building And Facilities | C | 0190E013 | 2010-09-06 | 2010-04-16 | PHFUTALARA
| 49555 | 0190-ADM-FAC-BLG-ENGBLG01 | PM03 | 302 | 1W LIGHTING INSPECTION WASTE WATER | Engineering Building And Facilities | C | 0190E013 | 2010-09-06 | 2010-04-16 | PHFUTALARA
| 49556 | 0190-ADM-FAC-BLG-ENGBLG01 | PM03 | 302 | 1W LIGHTING INSPECTION BIOMASS | Engineering Building And Facilities | C | 0190E013 | 2010-09-06 | 2010-04-16 | PHFUTALARA
| 49543 | 0190-ADM-FAC-BLG-ENGBLG01 | PM03 | 302 | 1W LIGHTING INSPECTION LURGI | Engineering Building And Facilities | C | 0190E013 | 2010-09-06 | 2010-04-16 | PHFUTALARA
| 49544 | 0190-ADM-FAC-BLG-ENGBLG01 | PM03 | 302 | 1W LIGHTING INSPECTION AFBB | Engineering Building And Facilities | C | 0190E013 | 2010-09-06 | 2010-04-16 | PHFUTALARA
| 49547 | 0190-ADM-FAC-BLG-ENGBLG01 | PM03 | 302 | 1W LIGHTING INSPECTION ENGINEERING BLDG. | Engineering Building And Facilities | C | 0190E013 | 2010-09-06 | 2010-04-16 | PHFUTALARA
| 49546 | 0190-ADM-FAC-BLG-ENGBLG01 | PM03 | 307 | 1W PLND INSPECTION LIGHTING EI MOTORSHOP | Engineering Building And Facilities | C | 0190E017 | 2011-03-07 | 2010-04-16 | PHFUTALARA
| 49546 | 0190-ADM-FAC-BLG-ENGBLG01 | PM03 | 307 | 1W PLND INSPECTION LIGHTINGFAB. WORKSHOP | Engineering Building And Facilities | C | 0190E017 | 2011-03-07 | 2010-04-16 | PHFUTALARA
| 49552 | 0190-ADM-FAC-BLG-ENGBLG01 | PM03 | 302 | 1W LIGHTING INSPECTION OBH/KSAH AREA | Engineering Building And Facilities | C | 0190E013 | 2010-09-06 | 2010-04-16 | PHFUTALARA
| 49553 | 0190-ADM-FAC-BLG-ENGBLG01 | PM03 | 302 | 1W LIGHTING INSPECTION FUELHANDLING | Engineering Building And Facilities | C | 0190E013 | 2010-09-06 | 2010-04-16 | PHFUTALARA
|  | 0190-ADM-FAC-BLG-ENGBLG01 | PM03 |  | 1 | Engineering Building And Facilities | C | 0190E013 | 2010-04-16 | 2010-04-16 | PHSERINAEM
|  | 0190-ADM-FAC-BLG-ENGBLG01 | PM03 |  | 1W LIGHTING ROUTINE INSPECTION02 | Engineering Building And Facilities | C | 0190E013 | 2010-04-16 | 2010-04-16 | PHSERINAEM
| 49638 | 0190-ADM-FAC-BLG-ENGBLG01 | PM03 | 302 | 6M PORTABLE ELECT'L EQUIP.-ENGG. BLDG | Engineering Building And Facilities | C | 0190E017 | 2011-04-16 | 2010-04-16 | PHFUTALARA
| 49638 | 0190-ADM-FAC-BLG-ENGBLG01 | PM03 | 302 | 6M PORTABLE ELECT'L EQUIP.-PWR PLANT | Engineering Building And Facilities | C | 0190E017 | 2011-04-16 | 2010-04-16 | PHFUTALARA
| 49638 | 0190-ADM-FAC-BLG-ENGBLG01 | PM03 | 302 | 6M PORTABLE ELECT'L EQUIP.-LURGI/AFBB | Engineering Building And Facilities | C | 0190E017 | 2011-04-16 | 2010-04-16 | PHFUTALARA
| 49638 | 0190-ADM-FAC-BLG-ENGBLG01 | PM03 | 302 | 6M PORTABLE ELECT'L EQUIP.-WWTP | Engineering Building And Facilities | C | 0190E017 | 2011-04-16 | 2010-04-16 | PHFUTALARA
| 49589 | 0190-ADM-FAC-BLG-ENGBLG01 | PM03 | 302 | 1W LIGHTING INSPECTION CHILLER AREA | Engineering Building And Facilities | C | 0190E013 | 2010-09-06 | 2010-04-16 | PHFUTALARA
| 49590 | 0190-ADM-FAC-BLG-ENGBLG01 | PM03 | 302 | 1W LIGHTING INSPECTION N2/CO2 AREA | Engineering Building And Facilities | C | 0190E013 | 2010-09-06 | 2010-04-16 | PHFUTALARA
| 49609 | 0190-ADM-FAC-BLG-ENGBLG01 | PM03 | 302 | 1W LIGHTING INSPECTION POWER PLANT | Engineering Building And Facilities | C | 0190E013 | 2010-09-06 | 2010-04-16 | PHFUTALARA
| 49610 | 0190-ADM-FAC-BLG-ENGBLG01 | PM03 | 302 | 1W LIGHTING INSPECTION POWER CENTER | Engineering Building And Facilities | C | 0190E013 | 2010-09-06 | 2010-04-16 | PHFUTALARA
| 49546 | 0190-ADM-FAC-BLG-ENGBLG01 | PM03 | 307 | 1W LIGHTING INSPECTION TRAINING CENTER | Engineering Building And Facilities | C | 0190E017 | 2010-09-06 | 2010-04-16 | PHFUTALARA
| 49546 | 0190-ADM-FAC-BLG-ENGBLG01 | PM03 | 307 | 2W INSPECTION LAUNDRY LIGHTINGS | Engineering Building And Facilities | C | 0190E017 | 2011-08-02 | 2010-04-16 | PHFUTALARA
| 49669 | 0190-ADM-FAC-BLG-ENGBLG01 | PM03 | 302 | 1Y ILLUMINATION LEVEL CHECK-MES+E&A | Engineering Building And Facilities | C | 0190E013 | 2011-04-08 | 2010-04-21 | PHFUTALARA
| 49669 | 0190-ADM-FAC-BLG-ENGBLG01 | PM03 | 302 | 1Y ILLUMINATION LEVEL CHECK-EI/MOTOR | Engineering Building And Facilities | C | 0190E017 | 2011-04-08 | 2010-04-21 | PHFUTALARA
| 49669 | 0190-ADM-FAC-BLG-ENGBLG01 | PM03 | 302 | 1Y ILLUMINATION LEVEL CHECK-FAB. WORK | Engineering Building And Facilities | C | 0190E017 | 2011-04-08 | 2010-04-21 | PHFUTALARA
| 49669 | 0190-ADM-FAC-BLG-ENGBLG01 | PM03 | 302 | 1Y PLANNED ILLUMINATION CHECK BIOMASS | Engineering Building And Facilities | C | 0190E017 | 2011-04-08 | 2010-04-21 | PHFUTALARA
| 49669 | 0190-ADM-FAC-BLG-ENGBLG01 | PM03 | 302 | 1Y ILLUMINATION LEVEL CHECK-OBH/KSAH | Engineering Building And Facilities | C | 0190E017 | 2011-04-08 | 2010-04-21 | PHFUTALARA
| 49669 | 0190-ADM-FAC-BLG-ENGBLG01 | PM03 | 302 | 1Y ILLUMINATION LEVEL CHECK-FUELHANDLING | Engineering Building And Facilities | C | 0190E017 | 2011-04-08 | 2010-04-21 | PHFUTALARA
| 49669 | 0190-ADM-FAC-BLG-ENGBLG01 | PM03 | 302 | 1Y ILLUMINATION LEVEL CHECK-COOLING TWR | Engineering Building And Facilities | C | 0190E017 | 2011-04-08 | 2010-04-21 | PHFUTALARA
| 49669 | 0190-ADM-FAC-BLG-ENGBLG01 | PM03 | 302 | 1Y ILLUMINATION LEVEL CHECK-WWTP AREA | Engineering Building And Facilities | C | 0190E017 | 2011-04-08 | 2010-04-21 | PHFUTALARA
| 49669 | 0190-ADM-FAC-BLG-ENGBLG01 | PM03 | 302 | 1Y ILLUMINATION LEVEL CHECK-BIOMASS ARE | Engineering Building And Facilities | C | 0190E017 | 2011-01-28 | 2010-04-21 | PHFUTALARA
| 49669 | 0190-ADM-FAC-BLG-ENGBLG01 | PM03 | 302 | 1Y ILLUMINATION LEVEL CHECK-PERI/STRT | Engineering Building And Facilities | C | 0190E017 | 2011-01-28 | 2010-04-21 | PHFUTALARA
| 49669 | 0190-ADM-FAC-BLG-ENGBLG01 | PM03 | 302 | 1Y ILLUMINATION LEVEL CHECK-MAINGATE | Engineering Building And Facilities | C | 0190E017 | 2011-01-28 | 2010-04-21 | PHFUTALARA
| 49669 | 0190-ADM-FAC-BLG-ENGBLG01 | PM03 | 302 | 1Y ILLUMINATION LEVEL CHECK-AFBB AREA | Engineering Building And Facilities | C | 0190E013 | 2011-04-08 | 2010-04-21 | PHFUTALARA
| 49669 | 0190-ADM-FAC-BLG-ENGBLG01 | PM03 | 302 | 1Y ILLUMINATION LEVEL CHECK-ENGG BLDG | Engineering Building And Facilities | C | 0190E017 | 2011-04-08 | 2010-04-21 | PHFUTALARA
| 49669 | 0190-ADM-FAC-BLG-ENGBLG01 | PM03 | 302 | 1Y ILLUMINATION LEVEL CHECK-CHILLER AREA | Engineering Building And Facilities | C | 0190E013 | 2011-04-08 | 2010-04-21 | PHFUTALARA
| 49669 | 0190-ADM-FAC-BLG-ENGBLG01 | PM03 | 302 | 1Y ILLUMINATION LEVEL CHECK-N2/C02 | Engineering Building And Facilities | C | 0190E017 | 2011-04-08 | 2010-04-21 | PHFUTALARA
| 49669 | 0190-ADM-FAC-BLG-ENGBLG01 | PM03 | 302 | 1Y ILLUMINATION LEVEL CHECK-POWER PLANT | Engineering Building And Facilities | C | 0190E017 | 2011-04-08 | 2010-04-21 | PHFUTALARA
| 49669 | 0190-ADM-FAC-BLG-ENGBLG01 | PM03 | 302 | 1Y ILLUMINATION LEVEL CHECK-POWER CENTE | Engineering Building And Facilities | C | 0190E017 | 2011-04-08 | 2010-04-21 | PHFUTALARA
| 49669 | 0190-ADM-FAC-BLG-ENGBLG01 | PM03 | 302 | 1Y ILLUMINATION LEVEL CHECK-69/34.5KV | Engineering Building And Facilities | C | 0190E017 | 2011-04-08 | 2010-04-21 | PHFUTALARA
| 45705 | 0190-ADM-FAC-BLG-ENGBLG01 | PM03 | 305 | 1M PLANNED CLEANING ELECTRICALRM GRDHAUS | Engineering Building And Facilities | C | 0190E017 | 2011-04-10 | 2010-04-30 | PHFUTALARA
| 49546 | 0190-ADM-FAC-BLG-ENGBLG01 | PM03 | 307 | 1W PLND INSPECTION LIGHTING ENGG OFFICE | Engineering Building And Facilities | C | 0190E017 | 2011-03-07 | 2010-09-06 | PHFUTALARA
| 49546 | 0190-ADM-FAC-BLG-ENGBLG01 | PM03 | 307 | 1W PLND INSPECTION LIGHTING PDMS/TECSTOR | Engineering Building And Facilities | C | 0190E017 | 2011-03-07 | 2010-09-06 | PHFUTALARA
| 51611 | 0190-ADM-FAC-BLG-ENGBLG01 | PM03 | 307 | 1W PLND INSPCTION EMRGNCYLIGHTS ENGGBLDG | Engineering Building And Facilities | C | 0190E017 | 2010-11-19 | 2010-09-06 | PHFUTALARA
| 49546 | 0190-ADM-FAC-BLG-ENGBLG01 | PM03 | 307 | 1W LIGHTING INSPECTION 69KV AREA | Engineering Building And Facilities | C | 0190E017 | 2010-11-19 | 2010-09-06 | PHFUTALARA
| 49546 | 0190-ADM-FAC-BLG-ENGBLG01 | PM03 | 307 | 2W LIGHTING INSPECTION 34.5KV SUBSTN A | Engineering Building And Facilities | C | 0190E017 | 2011-06-13 | 2010-09-06 | PHFUTALARA
| 49546 | 0190-ADM-FAC-BLG-ENGBLG01 | PM03 | 307 | 2W LIGHTING INSPECTION 34.5KV SUBSTN B | Engineering Building And Facilities | C | 0190E017 | 2011-05-25 | 2010-09-06 | PHFUTALARA
| 49546 | 0190-ADM-FAC-BLG-ENGBLG01 | PM03 | 307 | 1W LIGHTING INSPECTION CHILLER AREA | Engineering Building And Facilities | C | 0190E017 | 2011-03-07 | 2010-09-06 | PHFUTALARA
| 49546 | 0190-ADM-FAC-BLG-ENGBLG01 | PM03 | 307 | 1W LIGHTING INSPECTION N2/CO2 AREA | Engineering Building And Facilities | C | 0190E017 | 2011-03-07 | 2010-09-06 | PHFUTALARA
| 49546 | 0190-ADM-FAC-BLG-ENGBLG01 | PM03 | 307 | 1W EMERGENCY LIGHTING INSPECTION IS AREA | Engineering Building And Facilities | C | 0190E017 | 2010-11-19 | 2010-09-06 | PHFUTALARA
| 49546 | 0190-ADM-FAC-BLG-ENGBLG01 | PM03 | 307 | 1W PLND INSPECTION LIGHTING 69KV SUBSTN | Engineering Building And Facilities | C | 0190E017 | 2010-11-19 | 2010-11-19 | PHFUTALARA
| 51732 | 0190-ADM-FAC-BLG-ENGBLG01 | PM03 | 302 | 1M Eyewash & Shower Cleaning | Engineering Building And Facilities | C | 0190E013 | 2014-10-10 | 2010-11-20 | PHDACILLPA
| 49546 | 0190-ADM-FAC-BLG-ENGBLG01 | PM03 | 307 | 2W INSPECTION LIGHTING QAD/MLK MBU' | Engineering Building And Facilities | C | 0190E017 | 2011-05-25 | 2011-03-15 | PHFUTALARA
| 50059 | 0190-ADM-FAC-BLG-ENGBLG01 | PM03 | 302 | 3M Gutter/Downspout Cleaning | Engineering Building And Facilities | C | 0190E013 | 2012-03-21 | 2011-03-22 | PHINTINGMA
| 49638 | 0190-ADM-FAC-BLG-ENGBLG01 | PM03 | 307 | 6M INSPECTION PEE POWER PLANT | Engineering Building And Facilities | C | 0190E017 | 2011-08-10 | 2011-04-16 | PHFUTALARA
| 49638 | 0190-ADM-FAC-BLG-ENGBLG01 | PM03 | 307 | 6M INSPECTION PEE BOILER HOUSE AND WWTP | Engineering Building And Facilities | C | 0190E017 | 2011-08-10 | 2011-04-16 | PHFUTALARA
| 422250 | 0190-ADM-FAC-BLG-ENGBLG01 | PM03 | 305 | 4W Roll-up/down and sliding doors servic | Engineering Building And Facilities | C | 0190E013 | 2021-05-12 | 2015-02-23 | PHILAGANAN
| 51732 | 0190-ADM-FAC-BLG-ENGBLG08 | PM03 | 302 | 1M Eyewash & Shower Cleaning | Waste Water Treatment Plant | C | 0190E013 | 2013-06-02 | 2010-09-17 | PHINTINGMA
| 51732 | 0190-ADM-FAC-BLG-ENGBLG15 | PM03 | 302 | 1M Eyewash & Shower Cleaning | Lubricant/Chemical/Mechanical Storage | C | 0190E013 | 2013-06-02 | 2010-11-20 | PHINTINGMA
| 51732 | 0190-ADM-FAC-BLG-ENGBLG16 | PM03 | 302 | 1M Eyewash & Shower Cleaning | Lurgi Building | C | 0190E013 | 2011-07-22 | 2010-11-20 | PHINTINGMA
| 45705 | 0190-ADM-FAC-BLG-FCTY01 | PM03 | 305 | 1M PLANNED CLEANING ELECTRICALRM GENLAB | Admin Building and Facilities | C | 0190E017 | 2011-04-10 | 2009-10-22 | PHFUTALARA
| 45705 | 0190-ADM-FAC-BLG-FCTY01 | PM03 | 305 | 1M PLANNED CLEANING ELECTRICAL RM SLAB | Admin Building and Facilities | C | 0190E011 | 2011-04-10 | 2009-10-22 | PHFUTALARA
| 45705 | 0190-ADM-FAC-BLG-FCTY01 | PM03 | 305 | 1M PLANNED CLEANING ELECTRICAL RM ADMIN | Admin Building and Facilities | C | 0190E011 | 2011-04-10 | 2009-10-22 | PHFUTALARA
| 45705 | 0190-ADM-FAC-BLG-FCTY01 | PM03 | 305 | 1M PLANNED CLEANING ELECTRICAL PNL GCCD | Admin Building and Facilities | C | 0190E017 | 2011-04-10 | 2009-10-22 | PHFUTALARA
| 45705 | 0190-ADM-FAC-BLG-FCTY01 | PM03 | 304 | 1M GUARDH ELECTRLROOM SERVICING CLEANING | Admin Building and Facilities | C | 0190E013 | 2021-06-03 | 2009-10-22 | PHILAGANAN
| 45705 | 0190-ADM-FAC-BLG-FCTY01 | PM03 | 304 | 1M ADMBLDG ELECTRLROOM SERVICE CLEANING | Admin Building and Facilities | C | 0190E013 | 2021-06-03 | 2009-10-22 | PHILAGANAN
| 45705 | 0190-ADM-FAC-BLG-FCTY01 | PM03 | 304 | 1M TRNGCNTR ELECTRLROOM SERVICE CLEANING | Admin Building and Facilities | C | 0190E013 | 2021-06-03 | 2009-10-22 | PHILAGANAN
| 45801 | 0190-ADM-FAC-BLG-FCTY01 | PM03 | 302 | 3M IR SCANNING-SATLTE LTGPNL01 | Admin Building and Facilities | C | 0190E011 | 2011-05-05 | 2009-11-14 | PHFUTALARA
| 45801 | 0190-ADM-FAC-BLG-FCTY01 | PM03 | 302 | 3M IR SCANNING-TRNGCNTR XFORMER | Admin Building and Facilities | C | 0190E011 | 2011-05-05 | 2009-11-14 | PHFUTALARA
| 49563 | 0190-ADM-FAC-BLG-FCTY01 | PM03 | 302 | 1W EMERGENCY LIGHTING MILK/KS/ADMIN | Admin Building and Facilities | C | 0190E013 | 2010-09-06 | 2010-04-16 | PHFUTALARA
| 49564 | 0190-ADM-FAC-BLG-FCTY01 | PM03 | 302 | 1W EMERGENCY LIGHTING SBLK/ENG/IS/ML | Admin Building and Facilities | C | 0190E013 | 2010-09-06 | 2010-04-16 | PHFUTALARA
| 49578 | 0190-ADM-FAC-BLG-FCTY01 | PM03 | 302 | 1W LIGHTING INSPECTION GEN. LAB. BLDG | Admin Building and Facilities | C | 0190E013 | 2010-09-06 | 2010-04-16 | PHFUTALARA
| 49579 | 0190-ADM-FAC-BLG-FCTY01 | PM03 | 302 | 1W LIGHTING INSPECTION MICRO LAB BLDG | Admin Building and Facilities | C | 0190E013 | 2010-09-06 | 2010-04-16 | PHFUTALARA
| 49638 | 0190-ADM-FAC-BLG-FCTY01 | PM03 | 302 | 6M PORTABLE ELECT'L EQUIP.-ADMIN BLDG | Admin Building and Facilities | C | 0190E017 | 2011-04-16 | 2010-04-16 | PHFUTALARA
| 49638 | 0190-ADM-FAC-BLG-FCTY01 | PM03 | 302 | 6M PORTABLE ELECT'L EQUIP.-SB/CANTEEN | Admin Building and Facilities | C | 0190E017 | 2011-04-16 | 2010-04-16 | PHFUTALARA
| 49546 | 0190-ADM-FAC-BLG-FCTY01 | PM03 | 307 | 1W LIGHTING INSPECTION PARKING AREA | Admin Building and Facilities | C | 0190E017 | 2011-03-07 | 2010-04-16 | PHFUTALARA
| 49546 | 0190-ADM-FAC-BLG-FCTY01 | PM03 | 307 | 2W LIGHTING INSPECTION HIWAY PRMTR& LOGO | Admin Building and Facilities | C | 0190E017 | 2011-06-13 | 2010-04-16 | PHFUTALARA
| 49546 | 0190-ADM-FAC-BLG-FCTY01 | PM03 | 307 | 1W LIGHTING INSPECTION BASKETBALL COURT | Admin Building and Facilities | C | 0190E017 | 2011-03-07 | 2010-04-16 | PHFUTALARA
| 49546 | 0190-ADM-FAC-BLG-FCTY01 | PM03 | 302 | 1W LIGHTING INSPECTION TRAINING CENTER | Admin Building and Facilities | C | 0190E013 | 2010-09-06 | 2010-04-16 | PHFUTALARA
| 49597 | 0190-ADM-FAC-BLG-FCTY01 | PM03 | 302 | 1W LIGHTING INSPECTION OILHANDLING AREA | Admin Building and Facilities | C | 0190E013 | 2010-09-06 | 2010-04-16 | PHFUTALARA
| 49598 | 0190-ADM-FAC-BLG-FCTY01 | PM03 | 302 | 1W LIGHTING INSPECTION GC BACK AREA | Admin Building and Facilities | C | 0190E013 | 2010-09-06 | 2010-04-16 | PHFUTALARA
| 49546 | 0190-ADM-FAC-BLG-FCTY01 | PM03 | 307 | 2W LIGHTING INSPECTION ADMIN BLOCK02 | Admin Building and Facilities | C | 0190E017 | 2011-06-13 | 2010-04-16 | PHFUTALARA
| 49600 | 0190-ADM-FAC-BLG-FCTY01 | PM03 | 302 | 1W LIGHTING INSPECTION STAFF HOUSE AREA | Admin Building and Facilities | C | 0190E013 | 2010-09-06 | 2010-04-16 | PHFUTALARA
| 49602 | 0190-ADM-FAC-BLG-FCTY01 | PM03 | 302 | 1W LIGHTING INSPECTION MAINGATE AREA | Admin Building and Facilities | C | 0190E017 | 2010-09-06 | 2010-04-16 | PHFUTALARA
| 49546 | 0190-ADM-FAC-BLG-FCTY01 | PM03 | 307 | 1W LIGHTING INSPECTION GC SHED AREA | Admin Building and Facilities | C | 0190E017 | 2010-11-19 | 2010-04-16 | PHFUTALARA
| 49546 | 0190-ADM-FAC-BLG-FCTY01 | PM03 | 307 | 1W LIGHTING INSPECTION TRAINING CENTER | Admin Building and Facilities | C | 0190E017 | 2010-11-19 | 2010-04-16 | PHFUTALARA
| 49546 | 0190-ADM-FAC-BLG-FCTY01 | PM03 | 307 | 1W PLND INSPECTION LIGHTING QAD MICROLAB | Admin Building and Facilities | C | 0190E017 | 2011-04-02 | 2010-04-16 | PHFUTALARA
| 49546 | 0190-ADM-FAC-BLG-FCTY01 | PM03 | 307 | 1W LIGHTING INSPECTION EXECUTIVE PARKING | Admin Building and Facilities | C | 0190E017 | 2010-11-19 | 2010-04-16 | PHFUTALARA
| 49669 | 0190-ADM-FAC-BLG-FCTY01 | PM03 | 302 | 1Y ILLUMINATION LEVEL CHECK-PARKING AREA | Admin Building and Facilities | C | 0190E017 | 2011-04-08 | 2010-04-21 | PHFUTALARA
| 49669 | 0190-ADM-FAC-BLG-FCTY01 | PM03 | 302 | 1Y ILLUMINATION LEVEL CHECK-HI-WAY | Admin Building and Facilities | C | 0190E017 | 2011-01-28 | 2010-04-21 | PHFUTALARA
| 49669 | 0190-ADM-FAC-BLG-FCTY01 | PM03 | 302 | 1Y ILLUMINATION LEVEL CHECK-TC/69KV ARE | Admin Building and Facilities | C | 0190E017 | 2011-04-08 | 2010-04-21 | PHFUTALARA
| 49669 | 0190-ADM-FAC-BLG-FCTY01 | PM03 | 302 | 1Y ILLUMINATION LEVEL CHECK-CY EXTENSION | Admin Building and Facilities | C | 0190E017 | 2011-04-08 | 2010-04-21 | PHFUTALARA
| 49669 | 0190-ADM-FAC-BLG-FCTY01 | PM03 | 302 | 1Y ILLUMINATION LEVEL CHECK-STAFFHOUSES | Admin Building and Facilities | C | 0190E017 | 2011-04-08 | 2010-04-21 | PHFUTALARA
| 49669 | 0190-ADM-FAC-BLG-FCTY01 | PM03 | 302 | 1Y ILLUMINATION LEVEL CHECK-MAINGATE | Admin Building and Facilities | C | 0190E017 | 2011-01-28 | 2010-04-21 | PHFUTALARA
| 49669 | 0190-ADM-FAC-BLG-FCTY01 | PM03 | 302 | 1Y ILLUMINATION LEVEL CHECK-GC SHED ARE | Admin Building and Facilities | C | 0190E017 | 2011-04-08 | 2010-04-21 | PHFUTALARA
| 49669 | 0190-ADM-FAC-BLG-FCTY01 | PM03 | 302 | 1Y ILLUMINATION LEVEL CHECK-TRAINING CNT | Admin Building and Facilities | C | 0190E017 | 2011-04-08 | 2010-04-21 | PHFUTALARA
| 49669 | 0190-ADM-FAC-BLG-FCTY01 | PM03 | 302 | 1Y ILLUMINATION LEVEL CHECK-SBLOCK/CANT | Admin Building and Facilities | C | 0190E017 | 2011-04-08 | 2010-04-21 | PHFUTALARA
| 49669 | 0190-ADM-FAC-BLG-FCTY01 | PM03 | 302 | 1Y ILLUMINATION LEVEL CHECK-SAFETY OFF. | Admin Building and Facilities | C | 0190E017 | 2011-04-08 | 2010-04-21 | PHFUTALARA
| 49669 | 0190-ADM-FAC-BLG-FCTY01 | PM03 | 302 | 1Y ILLUMINATION LEVEL CHECK-GEN. LAB | Admin Building and Facilities | C | 0190E017 | 2011-04-08 | 2010-04-21 | PHFUTALARA
| 49669 | 0190-ADM-FAC-BLG-FCTY01 | PM03 | 302 | 1Y ILLUMINATION LEVEL CHECK-GEN. LAB | Admin Building and Facilities | C | 0190E017 | 2010-08-20 | 2010-04-21 | PHFUTALARA
| 49669 | 0190-ADM-FAC-BLG-FCTY01 | PM03 | 302 | 1Y ILLUMINATION LEVEL CHECK-MICRO LAB | Admin Building and Facilities | C | 0190E017 | 2011-04-08 | 2010-04-21 | PHFUTALARA
| 45705 | 0190-ADM-FAC-BLG-FCTY01 | PM03 | 305 | 1M PLND CLEANING SLAB ELECTRICAL RM | Admin Building and Facilities | C | 0190E017 | 2011-04-08 | 2010-04-30 | PHFUTALARA
| 51611 | 0190-ADM-FAC-BLG-FCTY01 | PM03 | 307 | 1W PLND INSPCTION EMRGNCYLIGHTS QAD BLDG | Admin Building and Facilities | C | 0190E017 | 2010-11-19 | 2010-09-06 | PHFUTALARA
| 49546 | 0190-ADM-FAC-BLG-FCTY01 | PM03 | 307 | 1W LIGHTING INSPECTION GC BACK AREA | Admin Building and Facilities | C | 0190E017 | 2010-11-19 | 2010-09-06 | PHFUTALARA
| 49546 | 0190-ADM-FAC-BLG-FCTY01 | PM03 | 307 | 2W INSPECTION MAIN CANTEEN LIGHTS | Admin Building and Facilities | C | 0190E017 | 2011-08-02 | 2010-09-06 | PHFUTALARA
| 49546 | 0190-ADM-FAC-BLG-FCTY01 | PM03 | 307 | 1W LIGHTING INSPECTION STAFF HOUSE AREA | Admin Building and Facilities | C | 0190E017 | 2010-11-19 | 2010-09-06 | PHFUTALARA
| 51611 | 0190-ADM-FAC-BLG-FCTY01 | PM03 | 307 | 1W INSPECTION EMERGENCY LIGHTS ADMIN AR | Admin Building and Facilities | C | 0190E017 | 2010-11-19 | 2010-09-06 | PHFUTALARA
| 51611 | 0190-ADM-FAC-BLG-FCTY01 | PM03 | 307 | 1W EMERGENCY LIGTING INSPECTION SH AREA | Admin Building and Facilities | C | 0190E017 | 2010-11-19 | 2010-09-06 | PHFUTALARA
| 49546 | 0190-ADM-FAC-BLG-FCTY01 | PM03 | 307 | 1W PLANNED INSPECTION LIGHTING STAFFSHOP | Admin Building and Facilities | C | 0190E017 | 2011-03-07 | 2010-11-19 | PHFUTALARA
| 49546 | 0190-ADM-FAC-BLG-FCTY01 | PM03 | 305 | 1W PLANNED INSPECTION LIGHTING STLT CNTN | Admin Building and Facilities | C | 0190E017 | 2011-03-07 | 2010-11-19 | PHFUTALARA
| 49546 | 0190-ADM-FAC-BLG-FCTY01 | PM03 | 307 | 1W PLANNED INSPECTION LIGHTING EXEC PARK | Admin Building and Facilities | C | 0190E013 | 2011-03-07 | 2010-11-19 | PHFUTALARA
| 45705 | 0190-ADM-FAC-BLG-FCTY01 | PM03 | 305 | 1M PLANNED CLEANING ELECTRICAL RM CNTN | Admin Building and Facilities | C | 0190E017 | 2011-04-10 | 2010-11-27 | PHFUTALARA
| 45705 | 0190-ADM-FAC-BLG-FCTY01 | PM03 | 305 | 1M PLANNED CLEANING ELECTRICALRM LAUNDRY | Admin Building and Facilities | C | 0190E017 | 2011-04-10 | 2010-11-27 | PHFUTALARA
| 45801 | 0190-ADM-FAC-BLG-FCTY01 | PM03 | 302 | 3M PLANNED IR SCANNING STFHAUS TX 2 | Admin Building and Facilities | C | 0190E017 | 2011-05-05 | 2010-12-15 | PHFUTALARA
| 50059 | 0190-ADM-FAC-BLG-FCTY01 | PM03 | 302 | 3M Gutter/Downspout Cleaning | Admin Building and Facilities | C | 0190E013 | 2012-03-21 | 2011-03-18 | PHINTINGMA
| 45801 | 0190-ADM-FAC-BLG-FCTY01 | PM03 | 302 | 3M IR SCANNING GHOUSE TRANSFORMER02 | Admin Building and Facilities | C | 0190E017 | 2011-05-05 | 2011-03-26 | PHFUTALARA
| 422250 | 0190-ADM-FAC-BLG-FCTY01 | PM03 | 305 | 4W Roll-up/down and sliding doors servic | Admin Building and Facilities | C | 0190E013 | 2021-05-12 | 2015-02-23 | PHILAGANAN
| 51986 | 0190-ADM-FAC-BLG-FCTY15 | PM03 | 301 | 1Y Cal Training Center 5E6_FIQ-023 | Training Center | C | 0190E013 | 2021-06-03 | 2014-09-11 | PHILAGANAN
| 51611 | 0190-ADM-FAC-BLG-MILKFCTY | PM03 | 307 | 1W EMERGENCY LIGHTING MILKS PLANT | Milk Building and Facilities | C | 0190E017 | 2010-11-29 | 2010-09-06 | PHFUTALARA
| 422250 | 0190-ADM-FAC-BLG-MILKFCTY | PM03 | 305 | 4W Roll-up/down and sliding doors servic | Milk Building and Facilities | C | 0190E013 | 2021-05-12 | 2015-02-23 | PHILAGANAN
| 49546 | 0190-ADM-FAC-BLG-MLKBLG01 | PM03 | 307 | 2W LIGHTING INSPECTION MILKS WET PROCESS | Milks Managers/Supervisors Office | C | 0190E017 | 2011-05-10 | 2010-04-16 | PHFUTALARA
| 49581 | 0190-ADM-FAC-BLG-MLKBLG01 | PM03 | 302 | 1W LIGHTING INSPECTION MILK WAREHOUSE | Milks Managers/Supervisors Office | C | 0190E013 | 2010-09-06 | 2010-04-16 | PHFUTALARA
| 49581 | 0190-ADM-FAC-BLG-MLKBLG01 | PM03 | 302 | 1W LIGHTING INSPECTION MILK F/P AREA | Milks Managers/Supervisors Office | C | 0190E013 | 2010-09-06 | 2010-04-16 | PHFUTALARA
| 49582 | 0190-ADM-FAC-BLG-MLKBLG01 | PM03 | 302 | 1W LIGHTING INSPECTION MILK FILLING ROOM | Milks Managers/Supervisors Office | C | 0190E017 | 2010-09-06 | 2010-04-16 | PHFUTALARA
| 49669 | 0190-ADM-FAC-BLG-MLKBLG01 | PM03 | 302 | 1Y ILLUMINATION LEVEL CHECK-EGRON B&C | Milks Managers/Supervisors Office | C | 0190E017 | 2011-04-08 | 2010-04-21 | PHFUTALARA
| 49669 | 0190-ADM-FAC-BLG-MLKBLG01 | PM03 | 302 | 1Y ILLUMINATION LEVEL CHECK-MLK OILHNDLG | Milks Managers/Supervisors Office | C | 0190E017 | 2011-04-08 | 2010-04-21 | PHFUTALARA
| 49669 | 0190-ADM-FAC-BLG-MLKBLG01 | PM03 | 302 | 1Y ILLUMINATION LEVEL CHECK-MLK PROCESS | Milks Managers/Supervisors Office | C | 0190E017 | 2011-04-08 | 2010-04-21 | PHFUTALARA
| 49669 | 0190-ADM-FAC-BLG-MLKBLG01 | PM03 | 302 | 1Y ILLUMINATION LEVEL CHECK-MLK FILLING | Milks Managers/Supervisors Office | C | 0190E017 | 2011-04-08 | 2010-04-21 | PHFUTALARA
| 49669 | 0190-ADM-FAC-BLG-MLKBLG01 | PM03 | 302 | 1Y ILLUMINATION LEVEL CHECK-MLK SUPV. O | Milks Managers/Supervisors Office | C | 0190E017 | 2011-04-08 | 2010-04-21 | PHFUTALARA
| 49669 | 0190-ADM-FAC-BLG-MLKBLG01 | PM03 | 302 | 1Y ILLUMINATION LEVEL CHECK-MLK TOTEBIN | Milks Managers/Supervisors Office | C | 0190E017 | 2011-04-08 | 2010-04-21 | PHFUTALARA
| 49669 | 0190-ADM-FAC-BLG-MLKBLG01 | PM03 | 302 | 1Y ILLUMINATION LVL CHECK-MLK BULK FLNG | Milks Managers/Supervisors Office | C | 0190E017 | 2011-04-08 | 2010-04-21 | PHFUTALARA
| 49669 | 0190-ADM-FAC-BLG-MLKBLG01 | PM03 | 302 | 1Y ILLUMINATION LEVEL CHECK-MLK MSK TIP | Milks Managers/Supervisors Office | C | 0190E017 | 2011-04-08 | 2010-04-21 | PHFUTALARA
| 49669 | 0190-ADM-FAC-BLG-MLKBLG01 | PM03 | 302 | 1Y ILLUMINATION LEVEL CHECK-MLK LIQUIVER | Milks Managers/Supervisors Office | C | 0190E017 | 2011-04-08 | 2010-04-21 | PHFUTALARA
| 49669 | 0190-ADM-FAC-BLG-MLKBLG01 | PM03 | 302 | 1Y ILLUMINATION LEVEL CHECK-MLK SEC. FAN | Milks Managers/Supervisors Office | C | 0190E017 | 2011-04-08 | 2010-04-21 | PHFUTALARA
| 49669 | 0190-ADM-FAC-BLG-MLKBLG01 | PM03 | 302 | 1Y ILLUMINATION LEVEL CHECK-MAH B&C | Milks Managers/Supervisors Office | C | 0190E017 | 2011-04-08 | 2010-04-21 | PHFUTALARA
| 49669 | 0190-ADM-FAC-BLG-MLKBLG01 | PM03 | 302 | 1Y ILLUMINATION LEVEL CHECK-OILHNDLG | Milks Managers/Supervisors Office | C | 0190E017 | 2010-09-11 | 2010-04-21 | PHFUTALARA
| 49669 | 0190-ADM-FAC-BLG-MLKBLG01 | PM03 | 302 | 1Y ILLUMINATION LEVEL CHECK-MLK CIP BLDG | Milks Managers/Supervisors Office | C | 0190E017 | 2011-04-08 | 2010-04-21 | PHFUTALARA
| 49669 | 0190-ADM-FAC-BLG-MLKBLG01 | PM03 | 302 | 1Y ILLUMINATION LEVEL CHECK-MLK KQT STOR | Milks Managers/Supervisors Office | C | 0190E017 | 2011-04-08 | 2010-04-21 | PHFUTALARA
| 49669 | 0190-ADM-FAC-BLG-MLKBLG01 | PM03 | 302 | 1Y ILLUMINATION LEVEL CHECK-MLK WAREHOUS | Milks Managers/Supervisors Office | C | 0190E017 | 2011-04-08 | 2010-04-21 | PHFUTALARA
| 49669 | 0190-ADM-FAC-BLG-MLKBLG01 | PM03 | 302 | 1Y ILLUMINATION LEVEL CHECK-MLK F/P AREA | Milks Managers/Supervisors Office | C | 0190E017 | 2011-04-08 | 2010-04-21 | PHFUTALARA
| 49669 | 0190-ADM-FAC-BLG-MLKBLG01 | PM03 | 302 | 1Y PLND ILLUMINATION CHECK CDM&STORES | Milks Managers/Supervisors Office | C | 0190E017 | 2011-04-08 | 2010-04-21 | PHFUTALARA
| 49546 | 0190-ADM-FAC-BLG-MLKBLG04 | PM03 | 307 | 2W LIGHTING INSPECTION MILK LIQUIVETER | Milk Process Building | C | 0190E017 | 2011-05-10 | 2010-04-16 | PHFUTALARA
| 49546 | 0190-ADM-FAC-BLG-MLKBLG04 | PM03 | 307 | 2W LIGHTING INSPECTION MILK SEC. FAN | Milk Process Building | C | 0190E017 | 2011-05-10 | 2010-04-16 | PHFUTALARA
| 49546 | 0190-ADM-FAC-BLG-MLKBLG06 | PM03 | 307 | 2W LIGHTING INSPECTION MILK TOTEBIN | Milk Bulk Filling Room | C | 0190E017 | 2011-05-10 | 2010-04-16 | PHFUTALARA
| 49546 | 0190-ADM-FAC-BLG-MLKBLG08 | PM03 | 307 | 2W LIGHTING INSPECTION MILK F/P AREA | Milk Packing Area | C | 0190E017 | 2011-05-10 | 2010-09-06 | PHFUTALARA
| 49546 | 0190-ADM-FAC-BLG-MLKBLG11 | PM03 | 307 | 2W LIGHTING INSPECTION MILK CIP BLDG | Milk CIP Station Building | C | 0190E017 | 2011-05-10 | 2010-04-16 | PHFUTALARA
| 49546 | 0190-ADM-FAC-BLG-MLKBLG12 | PM03 | 307 | 2W LIGHTING INSPECTION MILK KQT STORAGE | Milk Vitamin Room | C | 0190E017 | 2011-05-10 | 2010-04-16 | PHFUTALARA
| 49546 | 0190-ADM-FAC-BLG-WHSBLG01 | PM03 | 307 | 2W INSPECTION COFFEE WAREHAUS LIGHTING | Coffee Warehouse | C | 0190E017 | 2011-05-25 | 2010-09-06 | PHFUTALARA
| 49546 | 0190-ADM-FAC-BLG-WHSBLG01 | PM03 | 307 | 2W INSPECTION CONTAINER YARD LIGHTS | Coffee Warehouse | C | 0190E017 | 2011-05-25 | 2010-09-06 | PHFUTALARA
| 45801 | 0190-ADM-FAC-BLG-WHSBLG01 | PM03 | 302 | 3M Thermal Scan GCCD Control Panels | Coffee Warehouse | C | 0190E017 | 2012-08-18 | 2010-12-15 | PHFUTALARA
| 45801 | 0190-ADM-FAC-BLG-WHSBLG01 | PM03 | 302 | 3M PLANNED IR SCANNING GRNCOFFEE CTRLRM | Coffee Warehouse | C | 0190E017 | 2011-05-05 | 2010-12-15 | PHFUTALARA
| 58380 | 0190-ADM-FAC-LAU-DRYER01 | PM03 | 307 | 13W Inspection Laundry Dryer01 | Dryer Heavy Duty Cissell CHD50 | B | 0190E017 | 2018-07-11 | 2011-06-29 | PHILAGANAN
| 58380 | 0190-ADM-FAC-LAU-DRYER02 | PM03 | 307 | 13W Inspection Laundry Dryer02 | Industrial Dryer Cissell TUMBER 34 kg | B | 0190E017 | 2018-07-11 | 2011-06-29 | PHILAGANAN
| 58380 | 0190-ADM-FAC-LAU-DRYER03 | PM03 | 307 | 13W Inspection Laundry Dryer03 | Industrial Dryer Cissell # 03 | B | 0190E017 | 2018-07-11 | 2011-06-29 | PHILAGANAN
| 58380 | 0190-ADM-FAC-LAU-WSHMCH01 | PM03 | 307 | 3M Inspeciton Laundry WashMachine01 | Industrial Washer IPSO 234 01 | B | 0190E017 | 2012-01-31 | 2011-06-29 | PHFUTALARA
| 58380 | 0190-ADM-FAC-LAU-WSHMCH01 | PM03 | 307 | 13W Inspection Laundry Wash Machine 1 | Industrial Washer IPSO 234 01 | B | 0190E017 | 2018-07-11 | 2012-06-27 | PHILAGANAN
| 58380 | 0190-ADM-FAC-LAU-WSHMCH02 | PM03 | 307 | 13W Inspection Laundry WashMachine02 | Industrial Washer IPSO 234 02 | B | 0190E017 | 2018-07-11 | 2011-06-29 | PHILAGANAN
| 58380 | 0190-ADM-FAC-LAU-WSHMCH03 | PM03 | 307 | 13W Inspection Laundry WashMachine03 | Industrial Washer-Extractor IPSO M234 03 | B | 0190E017 | 2018-07-11 | 2011-06-29 | PHILAGANAN
| 58380 | 0190-ADM-FAC-LAU-WSHMCH04 | PM03 | 307 | 13W Inspection Laundry WashMachine04 | Industrial Washer-Extractor IPSO M234 04 | B | 0190E017 | 2018-07-11 | 2011-06-29 | PHILAGANAN
| 33363 | 0190-COF-FNP-AIR-AIRCOM09 | PM03 | 302 | 2M AIR COMPRESSOR09 CONDITION MONITORING | Air Compressor No 9 (AC #1) | A | 0190E009 | 2009-10-17 | 2008-06-20 | PHSERINAEM
| 33355 | 0190-COF-FNP-AIR-AIRCOM09 | PM03 | 305 | 2500RH PLANNED SERVICE MAINTENANCE | Air Compressor No 9 (AC #1) | A | 0190E009 | 2009-10-17 | 2008-06-20 | PHSERINAEM
| 33355 | 0190-COF-FNP-AIR-AIRCOM09 | PM03 | 305 | 2500RH PLANNED SERVICE MAINTENANCE | Air Compressor No 9 (AC #1) | A | 0190E009 | 2009-10-17 | 2008-06-20 | PHSERINAEM
| 33356 | 0190-COF-FNP-AIR-AIRCOM09 | PM03 | 305 | 6000RH PLANNED SERVICE MAINTENANCE | Air Compressor No 9 (AC #1) | A | 0190E009 | 2009-10-17 | 2008-06-20 | PHSERINAEM
| 33356 | 0190-COF-FNP-AIR-AIRCOM09 | PM03 | 305 | 6000RH PLANNED SERVICE MAINTENANCE | Air Compressor No 9 (AC #1) | A | 0190E009 | 2009-10-17 | 2008-06-20 | PHSERINAEM
| 33357 | 0190-COF-FNP-AIR-AIRCOM09 | PM03 | 305 | 8000RH PLANNED SERVICE MAINTENANCE | Air Compressor No 9 (AC #1) | A | 0190E009 | 2009-10-17 | 2008-06-20 | PHSERINAEM
| 33358 | 0190-COF-FNP-AIR-AIRCOM09 | PM03 | 305 | 12000RH PLANNED SERVICE MAINTENANCE | Air Compressor No 9 (AC #1) | A | 0190E009 | 2009-10-17 | 2008-06-20 | PHSERINAEM
| 33361 | 0190-COF-FNP-AIR-AIRCOM09 | PM03 | 305 | 24000RH PLANNED SERVICE MAINTENANCE | Air Compressor No 9 (AC #1) | A | 0190E009 | 2009-10-17 | 2008-06-20 | PHSERINAEM
| 33360 | 0190-COF-FNP-AIR-AIRCOM09 | PM03 | 305 | 30000RH PLANNED SERVICE MAINTENANCE | Air Compressor No 9 (AC #1) | A | 0190E009 | 2009-10-17 | 2008-06-20 | PHSERINAEM
| 50982 | 0190-COF-FNP-AIR-AIRDRY01 | PM03 | 305 | 2M AD PLANNED SERVICE MAINTENANCE 07 | Air Dryer No.1 (AD FX12) | A | 0190E009 | 2010-08-03 | 2010-07-26 | PHFUTALARA
| 407464 | 0190-COF-FNP-AUX-COMMON01 | PM03 | 301 | 1Y Calibration of AIL Room Hygrometers | Coffee Filling Packing Common | C | 0190E018 | 2021-06-03 | 2010-09-06 | PHILAGANAN
| 63681 | 0190-COF-FNP-AUX-COMMON01 | PM03 | 307 | 1W KS FNP Machine Checklist-RLE | Coffee Filling Packing Common | C | 0190E004 | 2013-05-31 | 2012-04-26 | PHCABIOPE
| 63681 | 0190-COF-FNP-AUX-COMMON01 | PM03 | 307 | 1W KS FNP CDM Machine Inspection-PKPC | Coffee Filling Packing Common | C | 0190E003 | 2013-05-16 | 2012-04-26 | PHCABIOPE
| 63681 | 0190-COF-FNP-AUX-COMMON01 | PM03 | 307 | 1W KS FNP CDM Machine Inspection-DGE | Coffee Filling Packing Common | C | 0190E003 | 2013-05-16 | 2012-04-26 | PHCABIOPE
| 401575 | 0190-COF-FNP-AUX-COMMON01 | PM03 | 307 | 3W Tools Cleaning - RLE | Coffee Filling Packing Common | C | 0190E004 | 2013-06-10 | 2013-02-22 | PHCABIOPE
| 401575 | 0190-COF-FNP-AUX-COMMON01 | PM03 | 307 | 3W Tools Cleaning - Line 2 Oprtr | Coffee Filling Packing Common | C | 0190E021 | 2013-09-26 | 2013-02-22 | PHCABIOPE
| 401575 | 0190-COF-FNP-AUX-COMMON01 | PM03 | 307 | 3W Tools Cleaning - Line 1 Oprtr | Coffee Filling Packing Common | C | 0190E021 | 2013-09-26 | 2013-02-22 | PHCABIOPE
| 401576 | 0190-COF-FNP-AUX-COMMON01 | PM03 | 302 | 1W Line and Machine Monitoring - RLE | Coffee Filling Packing Common | C | 0190E004 | 2013-08-01 | 2013-02-22 | PHCABIOPE
| 401576 | 0190-COF-FNP-AUX-COMMON01 | PM03 | 302 | 1W Line and Machine Monitoring - DGE | Coffee Filling Packing Common | C | 0190E003 | 2013-08-01 | 2013-02-22 | PHCABIOPE
| 34396 | 0190-COF-FNP-AUX-COMMON01 | PM03 | 301 | 1Y Sartorius Test Weight Tag No 24629619 | Coffee Filling Packing Common | C | 0190E018 | 2021-06-03 | 2013-05-25 | PHILAGANAN
| 34396 | 0190-COF-FNP-AUX-COMMON01 | PM03 | 301 | 1Y Sartorius Test Weight Tag No 24629573 | Coffee Filling Packing Common | C | 0190E003 | 2021-06-03 | 2013-05-25 | PHILAGANAN
| 34396 | 0190-COF-FNP-AUX-COMMON01 | PM03 | 301 | 1Y Sartorius Test Weight Tag No 24529194 | Coffee Filling Packing Common | C | 0190E003 | 2021-06-03 | 2013-05-25 | PHILAGANAN
| 34396 | 0190-COF-FNP-AUX-COMMON01 | PM03 | 301 | 1Y Test Weight 20g Tag No 27029624 | Coffee Filling Packing Common | C | 0190E003 | 2021-06-03 | 2013-05-25 | PHILAGANAN
| 34396 | 0190-COF-FNP-AUX-COMMON01 | PM03 | 301 | 1Y Test Weight 50g Tag No 27029625 | Coffee Filling Packing Common | C | 0190E003 | 2021-06-03 | 2013-05-25 | PHILAGANAN
| 34396 | 0190-COF-FNP-AUX-COMMON01 | PM03 | 301 | 1Y Test Weight 50g Tag No 23629554 | Coffee Filling Packing Common | C | 0190E018 | 2021-06-03 | 2013-05-25 | PHILAGANAN
| 34396 | 0190-COF-FNP-AUX-COMMON01 | PM03 | 301 | 1Y Test Weight 100g Tag No 27029630 | Coffee Filling Packing Common | C | 0190E018 | 2021-06-03 | 2013-05-25 | PHILAGANAN
| 34396 | 0190-COF-FNP-AUX-COMMON01 | PM03 | 301 | 1Y Test Weight 100g Tag No 23729247 | Coffee Filling Packing Common | C | 0190E018 | 2021-06-03 | 2013-05-25 | PHILAGANAN
| 34396 | 0190-COF-FNP-AUX-COMMON01 | PM03 | 301 | 1Y Test Weight 200g Tag No 27029631 | Coffee Filling Packing Common | C | 0190E018 | 2021-06-03 | 2013-05-25 | PHILAGANAN
| 34396 | 0190-COF-FNP-AUX-COMMON01 | PM03 | 301 | 1Y Test Weight 500g Tag No 26829418 | Coffee Filling Packing Common | C | 0190E018 | 2021-06-03 | 2013-05-25 | PHILAGANAN
| 34396 | 0190-COF-FNP-AUX-COMMON01 | PM03 | 301 | 1Y Test Weight 1000g Tag No 26929645 | Coffee Filling Packing Common | C | 0190E018 | 2021-06-03 | 2013-05-25 | PHILAGANAN
| 34396 | 0190-COF-FNP-AUX-COMMON01 | PM03 | 301 | 1Y Test Weight 1000g Tag No 27029580 | Coffee Filling Packing Common | C | 0190E018 | 2021-06-03 | 2013-05-25 | PHILAGANAN
| 34396 | 0190-COF-FNP-AUX-COMMON01 | PM03 | 301 | 1Y Test Weight 5000g Tag No 27029693 | Coffee Filling Packing Common | C | 0190E018 | 2021-06-03 | 2013-05-25 | PHILAGANAN
| 56516 | 0190-COF-FNP-AUX-COMMON01 | PM03 | 302 | 1M Vibration Monitoring Dedusting Fan | Coffee Filling Packing Common | C | 0190E014 | 2014-09-24 | 2013-06-20 | PHCABIOPE
| 411976 | 0190-COF-FNP-AUX-COMMON01 | PM03 | 301 | 1Y SARTORIUS PID 23629589 | Coffee Filling Packing Common | C | 0190E003 | 2021-06-03 | 2014-07-08 | PHILAGANAN
| 411976 | 0190-COF-FNP-AUX-COMMON01 | PM03 | 301 | 1Y SARTORIUS TestWeight 4A19-TW-27029624 | Coffee Filling Packing Common | C | 0190E003 | 2021-06-03 | 2014-07-08 | PHILAGANAN
| 56212 | 0190-COF-FNP-AUX-COMMON01 | PM03 | 301 | 1Y TTS Temp. Ind. (4A18-AIT-001) | Coffee Filling Packing Common | C | 0190E003 | 2021-06-03 | 2014-08-15 | PHILAGANAN
| 56212 | 0190-COF-FNP-AUX-COMMON01 | PM03 | 301 | 1Y MBU 1 Temp.Transmitter 4A1-TT-9461 | Coffee Filling Packing Common | C | 0190E015 | 2021-06-03 | 2014-09-02 | PHILAGANAN
| 408601 | 0190-COF-FNP-AUX-COMMON01 | PM03 | 301 | 1Y KS FNP PG Cal (4A19-CONTROL#248) | Coffee Filling Packing Common | C | 0190E015 | 2021-06-03 | 2014-09-04 | PHILAGANAN
| 418037 | 0190-COF-FNP-AUX-COMMON01 | PM03 | 301 | 1Y MBU1 RH Meter Cal (4A1-AIT-9462) | Coffee Filling Packing Common | C | 0190E015 | 2021-06-03 | 2014-09-05 | PHILAGANAN
| 418037 | 0190-COF-FNP-AUX-COMMON01 | PM03 |  | 1Y MBU2 RH Meter Cal (4A18-AIT-9463) | Coffee Filling Packing Common | C | 0190E003 | 2015-12-06 | 2014-09-05 | PHCABIOPE
| 410981 | 0190-COF-FNP-AUX-COMMON01 | PM03 | 301 | 1Y AHU Store Stock TG Cal (3A14-TG-029) | Coffee Filling Packing Common | C | 0190E015 | 2021-06-03 | 2014-09-05 | PHILAGANAN
| 410981 | 0190-COF-FNP-AUX-COMMON01 | PM03 | 301 | 1Y AHU Store Stock TG Cal (3A14-TG-030) | Coffee Filling Packing Common | C | 0190E015 | 2021-06-03 | 2014-09-05 | PHILAGANAN
| 410981 | 0190-COF-FNP-AUX-COMMON01 | PM03 | 301 | 1Y AHU TG Cal (CONTROL#312) | Coffee Filling Packing Common | C | 0190E015 | 2021-06-03 | 2014-09-05 | PHILAGANAN
| 411976 | 0190-COF-FNP-AUX-COMMON01 | PM03 | 301 | 1Y SARTORIUS PID WI L06-COMMON01 | Coffee Filling Packing Common | C | 0190E015 | 2021-06-03 | 2014-09-09 | PHILAGANAN
| 411976 | 0190-COF-FNP-AUX-COMMON01 | PM03 | 301 | 1Y SARTORIUS PID 40010020425 | Coffee Filling Packing Common | C | 0190E015 | 2021-06-03 | 2014-09-09 | PHILAGANAN
| 61896 | 0190-COF-FNP-AUX-DUSCOR05 | PM03 | 305 | 3W Dust Collector Centriclone5 Servicing | Dust Collector Centriclone (not-in-use) | A | 0190E003 | 2014-08-05 | 2012-01-06 | PHCABIOPE
| 427405 | 0190-COF-FNP-AUX-LIFTER01-ZIPPERLIFT01 | PM03 | 301 | 52W Foil Lifter Load Testing/Calibration | Lift Trolley Lift&Drive Reel Lifter L9 | B | 0190E003 | 2021-06-03 | 2018-10-12 | PHILAGANAN
| 427405 | 0190-COF-FNP-AUX-LIFTER01-ZIPPERLIFT02 | PM03 | 301 | 52W Foil Lifter Load Testing/Calibration | Lift Trolley Lift&Drive Reel Lifter L11 | B | 0190E003 | 2021-06-03 | 2018-10-12 | PHILAGANAN
| 427405 | 0190-COF-FNP-AUX-LIFTER01-ZIPPERLIFT03 | PM03 | 301 | 52W Foil Lifter Load Testing/Calibration | Lift Trolley Lift&Drive Reel Lifter L12 | B | 0190E003 | 2021-06-03 | 2018-10-12 | PHILAGANAN
| 415809 | 0190-COF-FNP-AUX-LKTSTR02 | PM03 | 301 | 1Y Microcalibrator Calibration SN1409230 | Coffee FP PTI Leak Tester No. 2 | B | 0190E018 | 2021-06-03 | 2014-06-13 | PHILAGANAN
| 417544 | 0190-COF-FNP-AUX-ROBPAL02 | PM03 | 305 | 6M KUKA 2 Roller Conveyor Servicing | Robot Palletizer Doypack Line | A | 0190E018 | 2015-07-30 | 2014-08-21 | PHCABIOPE
| 43020 | 0190-COF-FNP-CMN-AHU02 | PM03 | 305 | 3W Servg AHU2 Coffee Filling Rm 1&2 | AHU Coffee Filling Rm 1&2 Grnd Floor | A | 0190E013 | 2020-08-19 | 2011-06-03 | PHOROSCOFE
| 410981 | 0190-COF-FNP-CMN-AHU03 | PM03 | 301 | 1Y AHU AIL/TTS TG Cal (4A18-CONTROL#189) | AHU Coffee AIL/Tilting Station | A | 0190E015 | 2021-06-03 | 2014-09-05 | PHILAGANAN
| 410981 | 0190-COF-FNP-CMN-AHU03 | PM03 | 301 | 1Y AHU AIL/TTS TG Cal (4A18-CONTROL#191) | AHU Coffee AIL/Tilting Station | A | 0190E015 | 2021-06-03 | 2014-09-05 | PHILAGANAN
| 410981 | 0190-COF-FNP-CMN-AHU03 | PM03 | 301 | 1Y AHU AIL/TTS TG Cal (4A18-CONTROL#193) | AHU Coffee AIL/Tilting Station | A | 0190E015 | 2021-06-03 | 2014-09-05 | PHILAGANAN
| 36405 | 0190-COF-FNP-CMN-AHU03 | PM03 | 301 | 1Y AHU AIL/TTS TT Cal (4A18-CONTROL#195) | AHU Coffee AIL/Tilting Station | A | 0190E015 | 2021-06-03 | 2014-09-05 | PHILAGANAN
| 36405 | 0190-COF-FNP-CMN-AHU03 | PM03 | 301 | 1Y AHU AIL/TTS TT Cal (3A14-CONTROL#197) | AHU Coffee AIL/Tilting Station | A | 0190E015 | 2021-06-03 | 2014-09-05 | PHILAGANAN
| 59434 | 0190-COF-FNP-CMN-AHU03 | PM03 | 307 | 4W AHU Servicing Coffee AIL/Tilting | AHU Coffee AIL/Tilting Station | A | 0190E013 | 2021-05-12 | 2021-01-20 | PHILAGANAN
| 59434 | 0190-COF-FNP-CMN-AHU04 | PM03 | 307 | 4W AHU Servicing Coffee FR1/2 | AHU Coffee Filling Rm 1&2 Grnd Floor | A | 0190E013 | 2021-05-12 | 2021-01-20 | PHILAGANAN
| 408601 | 0190-COF-FNP-CMN-AHU04-3A14PG043 | PM03 | 301 | 1Y AHU InletSteam#2PG Cal (3A14-PG-043) | AHU Coffee FillingRM 1&2 Pressure Gauge | C | 0190E013 | 2021-06-03 | 2014-12-04 | PHILAGANAN
| 408601 | 0190-COF-FNP-CMN-AHU04-3A14PG192 | PM03 | 301 | 1Y AHU Fil RM PG Cal (3A14-CONTROL#192) | AHU Coffee FillingRM 1&2 PressureGauge 4 | C | 0190E013 | 2021-06-03 | 2014-09-04 | PHILAGANAN
| 410981 | 0190-COF-FNP-CMN-AHU04-3A14TG003 | PM03 | 301 | 1Y AHU Filling RM TG Cal (3A14-TG-003) | AHU Coffee FillingRM 1&2 Temp Gauge 3 | C | 0190E013 | 2021-06-03 | 2014-09-05 | PHILAGANAN
| 59434 | 0190-COF-FNP-CMN-AHU05 | PM03 | 307 | 4W AHU Servicing Coffee Totebin Room | AHU Coffee Totebin Room | A | 0190E013 | 2021-05-12 | 2021-01-20 | PHILAGANAN
| 408601 | 0190-COF-FNP-CMN-AHU05-2CPG034 | PM03 | 301 | 1Y AHU Inlet Water PG Cal (2C-PG-034) | AHU Coffee Totebin Room Pressure Gauge 1 | B | 0190E013 | 2021-06-03 | 2014-09-04 | PHILAGANAN
| 408601 | 0190-COF-FNP-CMN-AHU05-2CPG035 | PM03 | 301 | 1Y AHU Inlet Steam PG Cal (2C-PG-035) | AHU Coffee Totebin Room Pressure Gauge 2 | C | 0190E013 | 2021-06-03 | 2014-09-04 | PHILAGANAN
| 408601 | 0190-COF-FNP-CMN-AHU05-3A14PG028 | PM03 | 301 | 1Y AHU Roast Inlet PG Cal (3A14-PG-028) | AHU Coffee Totebin Room Pressure Gauge 3 | C | 0190E013 | 2021-06-03 | 2014-09-04 | PHILAGANAN
| 408601 | 0190-COF-FNP-CMN-AHU05-3A14PG029 | PM03 | 301 | 1Y AHU Roast Inlet PG Cal (3A14-PG-029) | AHU Coffee Totebin Room Pressure Gauge 4 | C | 0190E013 | 2021-06-03 | 2014-09-04 | PHILAGANAN
| 408601 | 0190-COF-FNP-CMN-AHU05-3A14PG030 | PM03 | 301 | 1Y AHU Steam PG Cal (3A14-PG-030)or(2C P | AHU Coffee Totebin Room Pressure Gauge 5 | C | 0190E013 | 2021-06-03 | 2014-09-04 | PHILAGANAN
| 408601 | 0190-COF-FNP-CMN-AHU05-3A14PG031 | PM03 | 301 | 1Y AHU Inlet Steam PG Cal (3A14-PG-031) | AHU Coffee Totebin Room Pressure Gauge 6 | C | 0190E013 | 2021-06-03 | 2014-09-04 | PHILAGANAN
| 408601 | 0190-COF-FNP-CMN-AHU05-3A14PG032 | PM03 | 301 | 1Y AHU Inlet Steam PG Cal (3A14-PG-032) | AHU Coffee Totebin Room Pressure Gauge 7 | C | 0190E013 | 2021-06-03 | 2014-09-04 | PHILAGANAN
| 408601 | 0190-COF-FNP-CMN-AHU05-3A14PG033 | PM03 | 301 | 1Y AHU Outlet Water PG Cal (3A14-PG-033) | AHU Coffee Totebin Room Pressure Gauge 8 | C | 0190E013 | 2021-06-03 | 2014-09-04 | PHILAGANAN
| 408601 | 0190-COF-FNP-CMN-AHU05-3A14PG036 | PM03 | 301 | 1Y AHU Inlet Steam PG Cal (3A14-PG-036) | AHU Coffee Totebin Room Pressure Gauge 9 | C | 0190E013 | 2021-06-03 | 2014-09-04 | PHILAGANAN
| 59434 | 0190-COF-FNP-CMN-AHU06 | PM03 | 307 | 4W AHU Servicing Coffee AIL Room | AHU Coffee AIL Room (2 STAR) | B | 0190E013 | 2021-05-12 | 2021-01-20 | PHILAGANAN
| 57541 | 0190-COF-FNP-CMN-BLOWERS07 | PM03 | 305 | 3W KS FNP Air Blower07 Assy Servicing | Coffee Packing Area Blowers NO.7 | C | 0190E003 | 2014-04-05 | 2011-05-17 | PHCABIOPE
| 52103 | 0190-COF-FNP-HSF-RTRUCK01 | PM03 | 302 | 1W F/L & R/T Battery Servicing | Coffee Reachtruck No 1 - Toyota | B | 0190E013 | 2012-01-17 | 2010-10-14 | PHINTINGMA
| 45796 | 0190-COF-FNP-HSF-RTRUCK02 | PM03 | 305 | 1M RT-Charging Sys Cleaning & Inspection | Coffee Reachtruck No 2 - Toyota | B | 0190E013 | 2013-09-19 | 2009-10-28 | PHCABIOPE
| 52103 | 0190-COF-FNP-HSF-RTRUCK02 | PM03 | 302 | 1W F/L & R/T Battery Servicing | Coffee Reachtruck No 2 - Toyota | B | 0190E013 | 2011-11-22 | 2010-10-14 | PHINTINGMA
| 45796 | 0190-COF-FNP-HSF-RTRUCK03 | PM03 | 305 | 1M RT-Charging Sys Cleaning & Inspection | Coffee Reachtruck No 3 - Ameise | B | 0190E013 | 2013-09-19 | 2009-10-28 | PHCABIOPE
| 52103 | 0190-COF-FNP-HSF-RTRUCK03 | PM03 | 302 | 1W F/L & R/T Battery Servicing | Coffee Reachtruck No 3 - Ameise | B | 0190E013 | 2011-11-22 | 2010-10-14 | PHINTINGMA
| 52103 | 0190-COF-FNP-HSF-RTRUCK03 | PM03 | 302 | 1W F/L & R/T Battery Servicing | Coffee Reachtruck No 3 - Ameise | B | 0190E013 | 2014-10-03 | 2012-05-14 | PHDACILLPA
| 45796 | 0190-COF-FNP-HSF-RTRUCK04 | PM03 | 305 | 1M RT-Charging Sys Cleaning & Inspection | Coffee Reachtruck No 4 - Toyota | B | 0190E013 | 2013-09-19 | 2009-10-28 | PHCABIOPE
| 52103 | 0190-COF-FNP-HSF-RTRUCK04 | PM03 | 305 | 1W Battery Solution re-filling | Coffee Reachtruck No 4 - Toyota | B | 0190E013 | 2010-10-28 | 2010-10-14 | PHINTINGMA
| 45796 | 0190-COF-FNP-HSF-RTRUCK05 | PM03 | 305 | 1M RT-Charging Sys Cleaning & Inspection | Coffee Reachtruck No 5 - Toyota | B | 0190E013 | 2013-09-19 | 2009-10-28 | PHCABIOPE
| 52103 | 0190-COF-FNP-HSF-RTRUCK05 | PM03 | 302 | 1W F/L & R/T Battery Servicing | Coffee Reachtruck No 5 - Toyota | B | 0190E013 | 2011-11-22 | 2010-10-14 | PHINTINGMA
| 8466 | 0190-COF-FNP-L01-FILLER01 | PM03 | 305 | 3M Filler for servicing E/I | Filler No 1 L1 | A | 0190E004 | 2011-05-07 | 2005-11-14 | PHSANTANJO
| 34257 | 0190-COF-FNP-L01-FILLER01 | PM03 | 305 | L1F01 Minihopper Breather Sleeve Replmnt | Filler No 1 L1 | A | 0190E003 | 2020-11-08 | 2008-09-07 | PHOROSCOFE
| 8466 | 0190-COF-FNP-L01-FILLER02 | PM03 | 305 | 3M Filler for servicing E/I | Filler No 2 L1 | A | 0190E004 | 2011-05-07 | 2005-11-14 | PHSANTANJO
| 34243 | 0190-COF-FNP-L01-FILLER02 | PM03 | 303 | 6M Lubrication -Fuji Filler Machine | Filler No 2 L1 | A | 0190E003 | 2012-03-08 | 2008-09-04 | PHSANTANJO
| 34257 | 0190-COF-FNP-L01-FILLER02 | PM03 | 305 | L1F02 Minihopper Breather Sleeve Replmnt | Filler No 2 L1 | A | 0190E003 | 2020-11-08 | 2012-04-23 | PHOROSCOFE
| 34243 | 0190-COF-FNP-L01-FILLER03 | PM03 | 303 | 6M Lubrication -Fuji Filler Machine | Filler No 3 L1 | A | 0190E003 | 2012-03-08 | 2008-09-04 | PHSANTANJO
| 34257 | 0190-COF-FNP-L01-FILLER03 | PM03 | 305 | L1F03 Minihopper Breather Sleeve Replmnt | Filler No 3 L1 | A | 0190E003 | 2020-11-08 | 2012-04-23 | PHOROSCOFE
| 4431 | 0190-COF-FNP-L01-FILLER04 | PM03 | 305 | 3W Conveyors for preventive maintenance | Filler No 4 L1 | A | 0190E003 | 2011-05-06 | 2005-11-14 | PHSANTANJO
| 34243 | 0190-COF-FNP-L01-FILLER04 | PM03 | 303 | 6M Lubrication -Fuji Filler Machine | Filler No 4 L1 | A | 0190E003 | 2012-03-08 | 2008-09-04 | PHSANTANJO
| 34257 | 0190-COF-FNP-L01-FILLER04 | PM03 | 305 | L1F04 Minihopper Breather Sleeve Replmnt | Filler No 4 L1 | A | 0190E003 | 2020-11-08 | 2012-04-23 | PHOROSCOFE
| 46895 | 0190-COF-FNP-L01-INFCVY01 | PM03 | 305 | 3W Planned Servicing | Wrap Around Infeed Conveyor Fm01 L 1 | C | 0190E003 | 2012-10-02 | 2010-01-12 | PHSANTANJO
| 46895 | 0190-COF-FNP-L01-INFCVY02 | PM03 | 305 | 3W Planned Servicing | Wrap Around Infeed Conveyor Fm02 L 1 | C | 0190E003 | 2012-10-02 | 2010-01-12 | PHSANTANJO
| 46895 | 0190-COF-FNP-L01-INFCVY03 | PM03 | 305 | 3W Planned Servicing | Wrap Around Infeed Conveyor Fm03 L 1 | C | 0190E003 | 2012-10-02 | 2010-01-12 | PHSANTANJO
| 46895 | 0190-COF-FNP-L01-INFCVY04 | PM03 | 305 | 3W Planned Servicing | Wrap Around Infeed Conveyor Fm04 L 1 | C | 0190E003 | 2012-10-02 | 2010-01-12 | PHSANTANJO
| 4431 | 0190-COF-FNP-L01-SLACVY01 | PM03 | 305 | 3W Conveyors for preventive maintenance | Slat Chain Conveyor No 1 L1 | C | 0190E003 | 2011-05-06 | 2005-09-18 | PHSANTANJO
| 4431 | 0190-COF-FNP-L01-SLACVY02 | PM03 | 305 | 3W Conveyors for preventive maintenance | Slat Chain Conveyor No 2 L1 | C | 0190E003 | 2011-05-06 | 2005-09-26 | PHSANTANJO
| 4431 | 0190-COF-FNP-L01-SLACVY03 | PM03 | 305 | 3W Conveyors for preventive maintenance | Slat Chain Conveyor No 3 L1 | C | 0190E003 | 2011-05-06 | 2005-11-14 | PHSANTANJO
| 405105 | 0190-COF-FNP-L01-WRACSR01 | PM03 | 303 | 6M L01 W/A Caser Gearbox Change Oil | Wrap Around Caser Line No 1 | A | 0190E003 | 2013-07-16 | 2013-07-16 | PHCABIOPE
| 34242 | 0190-COF-FNP-L02-AILSYS01 | PM03 | 303 | 1Y L2 Lubrication Tank Geared Motor | AIL System Line-2 | C | 0190E003 | 2015-11-27 | 2008-09-04 | PHCABIOPE
| 50913 | 0190-COF-FNP-L02-AILSYS01 | PM03 | 307 | 3W L02 Rubber sleeves&gaskets inspection | AIL System Line-2 | C | 0190E003 | 2021-08-09 | 2010-07-21 | PHONGGE
| 34396 | 0190-COF-FNP-L02-CASWGH01 | PM03 | 301 | 3M Case Check Weigher Calibration | Case Checkweigher Line No 2 | C | 0190E004 | 2021-06-03 | 2008-09-21 | PHILAGANAN
| 417431 | 0190-COF-FNP-L02-COMMON01 | PM03 | 301 | 2Y L2 Comp Air PR Cal (4A2-PG-075) | Filling Packing Line 2 Common | C | 0190E015 | 2021-06-03 | 2014-09-04 | PHILAGANAN
| 45827 | 0190-COF-FNP-L02-DIFHPR01 | PM03 | 301 | 1Y L2 DFH WT Cal (4A2-WIT-06.14) | Direct Filling Hopper DFh No 2 | B | 0190E013 | 2021-06-03 | 2011-04-30 | PHILAGANAN
| 8466 | 0190-COF-FNP-L02-FILLER01 | PM03 | 305 | 3M Filler for servicing E/I | Filler No 5 L2 | B | 0190E004 | 2011-05-07 | 2005-11-15 | PHSANTANJO
| 8465 | 0190-COF-FNP-L02-FILLER01 | PM03 | 303 | 3W MECH L2F5 FUJI Filler Lubrication | Filler No 5 L2 | B | 0190E003 | 2013-07-10 | 2005-11-14 | PHCABIOPE
| 34112 | 0190-COF-FNP-L02-FILLER01 | PM03 | 302 | 1wk Hazard Inspection-Auger Screw/Tube | Filler No 5 L2 | B | 0190E003 | 2013-07-06 | 2008-08-24 | PHCABIOPE
| 34243 | 0190-COF-FNP-L02-FILLER01 | PM03 | 303 | 6M Lubrication -Fuji Filler Machine | Filler No 5 L2 | B | 0190E003 | 2012-03-08 | 2008-09-04 | PHSANTANJO
| 8465 | 0190-COF-FNP-L02-FILLER01 | PM03 | 303 | 9W MECH L2F1 FUJI Filler Lubrication | Filler No 5 L2 | B | 0190E003 | 2020-11-08 | 2008-09-21 | PHOROSCOFE
| 51671 | 0190-COF-FNP-L02-FILLER01 | PM03 | 302 | 3W F05Horiz Sealing Jaw Impression Test | Filler No 5 L2 | B | 0190E003 | 2013-07-09 | 2010-09-11 | PHCABIOPE
| 56653 | 0190-COF-FNP-L02-FILLER01 | PM03 | 305 | 5Y MECH L2F5 Film Feed Rollers Servicing | Filler No 5 L2 | B | 0190E003 | 2017-12-19 | 2011-03-15 | PHOROSCOFE
| 34257 | 0190-COF-FNP-L02-FILLER01 | PM03 | 305 | L2F05 Minihopper Breather Sleeve Replmnt | Filler No 5 L2 | B | 0190E003 | 2020-11-08 | 2012-04-23 | PHOROSCOFE
| 417431 | 0190-COF-FNP-L02-FILLER01 | PM03 | 301 | 2Y L2F1 Pressure Regulator (4A2-PG-060) | Filler No 5 L2 | B | 0190E018 | 2021-06-03 | 2014-08-15 | PHILAGANAN
| 8466 | 0190-COF-FNP-L02-FILLER02 | PM03 | 305 | 3M Filler for servicing E/I | Filler No 6 L2 Fuji Fw 7t | B | 0190E004 | 2011-05-07 | 2005-11-15 | PHSANTANJO
| 8465 | 0190-COF-FNP-L02-FILLER02 | PM03 | 303 | 3W MECH L2F06 FUJI Filler Lubrication | Filler No 6 L2 Fuji Fw 7t | B | 0190E003 | 2013-07-10 | 2005-11-14 | PHCABIOPE
| 34112 | 0190-COF-FNP-L02-FILLER02 | PM03 | 302 | 1wk Hazard Inspection-Auger Screw/Tube | Filler No 6 L2 Fuji Fw 7t | B | 0190E003 | 2013-07-06 | 2008-08-24 | PHCABIOPE
| 34243 | 0190-COF-FNP-L02-FILLER02 | PM03 | 303 | 6M Lubrication -Fuji Filler Machine | Filler No 6 L2 Fuji Fw 7t | B | 0190E003 | 2012-03-08 | 2008-09-04 | PHSANTANJO
| 51671 | 0190-COF-FNP-L02-FILLER02 | PM03 | 302 | 3W F06Horiz Sealing Jaw Impression Test | Filler No 6 L2 Fuji Fw 7t | B | 0190E003 | 2013-07-09 | 2010-09-11 | PHCABIOPE
| 56653 | 0190-COF-FNP-L02-FILLER02 | PM03 | 305 | 5Y MECH L2F6 Film Feed Rollers Servicing | Filler No 6 L2 Fuji Fw 7t | B | 0190E003 | 2017-12-19 | 2011-03-15 | PHOROSCOFE
| 34257 | 0190-COF-FNP-L02-FILLER02 | PM03 | 305 | L2F06 Minihopper Breather Sleeve Replmnt | Filler No 6 L2 Fuji Fw 7t | B | 0190E003 | 2020-11-08 | 2012-04-23 | PHOROSCOFE
| 8465 | 0190-COF-FNP-L02-FILLER02 | PM03 | 303 | 9W MECH L2F2 FUJI Filler Lubrication | Filler No 6 L2 Fuji Fw 7t | B | 0190E003 | 2020-11-08 | 2013-07-10 | PHOROSCOFE
| 417431 | 0190-COF-FNP-L02-FILLER02 | PM03 | 301 | 2Y L2F2 Pressure Regulator (4A2-PG-061) | Filler No 6 L2 Fuji Fw 7t | B | 0190E018 | 2021-06-03 | 2014-08-15 | PHILAGANAN
|  | 0190-COF-FNP-L02-FILLER02 | PM03 | 301 | 2Y L2F2 Pressure Regulator (4A2-PG-062) | Filler No 6 L2 Fuji Fw 7t | B | 0190E018 | 2021-06-03 | 2014-08-15 | PHILAGANAN
| 8466 | 0190-COF-FNP-L02-FILLER03 | PM03 | 305 | 3M Filler for servicing E/I | Filler No 7 L2 Fuji Fw 7t | B | 0190E004 | 2011-05-07 | 2005-11-15 | PHSANTANJO
| 8465 | 0190-COF-FNP-L02-FILLER03 | PM03 | 303 | 3W MECH L2F07 FUJI Filler Lubrication | Filler No 7 L2 Fuji Fw 7t | B | 0190E003 | 2013-07-10 | 2005-11-14 | PHCABIOPE
| 34112 | 0190-COF-FNP-L02-FILLER03 | PM03 | 302 | 1wk Hazard Inspection-Auger Screw/Tube | Filler No 7 L2 Fuji Fw 7t | B | 0190E003 | 2013-07-06 | 2008-08-24 | PHCABIOPE
| 34243 | 0190-COF-FNP-L02-FILLER03 | PM03 | 303 | 6M Lubrication -Fuji Filler Machine | Filler No 7 L2 Fuji Fw 7t | B | 0190E003 | 2012-03-08 | 2008-09-04 | PHSANTANJO
| 51671 | 0190-COF-FNP-L02-FILLER03 | PM03 | 302 | 3W F07Horiz Sealing Jaw Impression Test | Filler No 7 L2 Fuji Fw 7t | B | 0190E003 | 2013-07-09 | 2010-09-11 | PHCABIOPE
| 56653 | 0190-COF-FNP-L02-FILLER03 | PM03 | 305 | 5Y MECH L2F7 Film Feed Rollers Servicing | Filler No 7 L2 Fuji Fw 7t | B | 0190E003 | 2017-12-19 | 2011-03-15 | PHOROSCOFE
| 34257 | 0190-COF-FNP-L02-FILLER03 | PM03 | 305 | L2F07 Minihopper Breather Sleeve Replmnt | Filler No 7 L2 Fuji Fw 7t | B | 0190E003 | 2020-11-08 | 2012-04-23 | PHOROSCOFE
| 8465 | 0190-COF-FNP-L02-FILLER03 | PM03 | 303 | 9W MECH L2F3 FUJI Filler Lubrication | Filler No 7 L2 Fuji Fw 7t | B | 0190E003 | 2020-11-08 | 2013-07-10 | PHOROSCOFE
| 417431 | 0190-COF-FNP-L02-FILLER03 | PM03 | 301 | 2Y L2F3 Pressure Regulator (4A2-PG-063) | Filler No 7 L2 Fuji Fw 7t | B | 0190E018 | 2021-06-03 | 2014-08-15 | PHILAGANAN
| 417431 | 0190-COF-FNP-L02-FILLER03 | PM03 | 301 | 2Y L2F3 Pressure Regulator (4A2-PG-064) | Filler No 7 L2 Fuji Fw 7t | B | 0190E018 | 2021-06-03 | 2014-08-15 | PHILAGANAN
| 8466 | 0190-COF-FNP-L02-FILLER04 | PM03 | 305 | 3M Filler for servicing E/I | Filler No 8 L2 Fuji Fw 7t | B | 0190E004 | 2011-05-07 | 2005-11-15 | PHSANTANJO
| 8465 | 0190-COF-FNP-L02-FILLER04 | PM03 | 303 | 3W MECH L2F08 FUJI Filler Lubrication | Filler No 8 L2 Fuji Fw 7t | B | 0190E003 | 2013-07-10 | 2005-11-14 | PHCABIOPE
| 34112 | 0190-COF-FNP-L02-FILLER04 | PM03 | 302 | 1wk Hazard Inspection-Auger Screw/Tube | Filler No 8 L2 Fuji Fw 7t | B | 0190E003 | 2013-07-06 | 2008-08-24 | PHCABIOPE
| 34243 | 0190-COF-FNP-L02-FILLER04 | PM03 | 303 | 6M Lubrication -Fuji Filler Machine | Filler No 8 L2 Fuji Fw 7t | B | 0190E003 | 2012-03-08 | 2008-09-04 | PHSANTANJO
| 51671 | 0190-COF-FNP-L02-FILLER04 | PM03 | 302 | 3W F08Horiz Sealing Jaw Impression Test | Filler No 8 L2 Fuji Fw 7t | B | 0190E003 | 2013-07-09 | 2010-09-11 | PHCABIOPE
| 56653 | 0190-COF-FNP-L02-FILLER04 | PM03 | 305 | 5Y MECH L2F8 Film Feed Rollers Servicing | Filler No 8 L2 Fuji Fw 7t | B | 0190E003 | 2017-12-19 | 2011-03-15 | PHOROSCOFE
| 34257 | 0190-COF-FNP-L02-FILLER04 | PM03 | 305 | L2F08 Minihopper Breather Sleeve Replmnt | Filler No 8 L2 Fuji Fw 7t | B | 0190E003 | 2020-11-08 | 2012-04-23 | PHOROSCOFE
| 417431 | 0190-COF-FNP-L02-FILLER04 | PM03 | 301 | 2Y L2F4 Pressure Regulator (4A2-PG-065) | Filler No 8 L2 Fuji Fw 7t | B | 0190E018 | 2021-06-03 | 2014-08-15 | PHILAGANAN
| 417431 | 0190-COF-FNP-L02-FILLER04 | PM03 | 301 | 2Y L2F4 Pressure Regulator (4A2-PG-066) | Filler No 8 L2 Fuji Fw 7t | B | 0190E018 | 2021-06-03 | 2014-08-15 | PHILAGANAN
| 46895 | 0190-COF-FNP-L02-INFCVY01 | PM03 | 305 | 3W Planned Servicing | Wrap Around Infeed Conveyor Fm05 L 2 | C | 0190E003 | 2012-10-02 | 2010-01-12 | PHSANTANJO
| 46895 | 0190-COF-FNP-L02-INFCVY03 | PM03 | 305 | 3W Planned Servicing | Wrap Around Infeed Conveyor Fm07 L 2 | C | 0190E003 | 2012-10-02 | 2010-01-12 | PHSANTANJO
| 46895 | 0190-COF-FNP-L02-INFCVY04 | PM03 | 305 | 3W Planned Servicing | Wrap Around Infeed Conveyor Fm08 L 2 | C | 0190E003 | 2012-10-02 | 2010-01-12 | PHSANTANJO
| 33911 | 0190-COF-FNP-L02-PCHWGH01 | PM03 | 301 | 1Y L2F1 Pouch Check Weigher Calibration | Pouch Checkweigher No 5 L2 | C | 0190E004 | 2021-06-03 | 2008-07-28 | PHILAGANAN
| 51158 | 0190-COF-FNP-L02-PCHWGH01 | PM03 | 305 | 6M MECH L2F1 Pouch CW conveyor servicing | Pouch Checkweigher No 5 L2 | C | 0190E003 | 2020-11-08 | 2010-08-06 | PHOROSCOFE
| 33911 | 0190-COF-FNP-L02-PCHWGH02 | PM03 | 301 | 1Y L2F2 Pouch Check Weigher Calibration | Pouch Checkweigher No 6 L2 | C | 0190E004 | 2021-06-03 | 2008-07-28 | PHILAGANAN
| 51158 | 0190-COF-FNP-L02-PCHWGH02 | PM03 | 305 | 6M MECH L2F2 Pouch CW conveyor servicing | Pouch Checkweigher No 6 L2 | C | 0190E003 | 2020-11-08 | 2010-08-06 | PHOROSCOFE
| 33911 | 0190-COF-FNP-L02-PCHWGH03 | PM03 | 301 | 1Y L2F3 Pouch Check Weigher Calibration | Pouch Checkweigher No 7 L2 | C | 0190E004 | 2021-06-03 | 2008-07-28 | PHILAGANAN
| 51158 | 0190-COF-FNP-L02-PCHWGH03 | PM03 | 305 | 6M MECH L2F3 Pouch CW conveyor servicing | Pouch Checkweigher No 7 L2 | C | 0190E003 | 2020-11-08 | 2010-08-06 | PHOROSCOFE
| 33911 | 0190-COF-FNP-L02-PCHWGH04 | PM03 | 301 | 1Y L2F4 Pouch Check Weigher Calibration | Pouch Checkweigher No 8 L2 | C | 0190E004 | 2021-06-03 | 2008-07-28 | PHILAGANAN
| 33911 | 0190-COF-FNP-L02-PCHWGH07 | PM03 | 301 | 1Y L1F3 Pouch Check Weigher Calibration | Pouch Checkweigher No 3 L1 | C | 0190E004 | 2021-06-03 | 2008-07-26 | PHILAGANAN
| 33911 | 0190-COF-FNP-L02-PCHWGH08 | PM03 | 301 | 1Y L1F3 Pouch Check Weigher Calibration | Pouch Checkweigher No 4 L1 | C | 0190E004 | 2021-06-03 | 2008-07-26 | PHILAGANAN
| 4431 | 0190-COF-FNP-L02-SLACVY01 | PM03 | 305 | 3W Conveyors for preventive maintenance | Slat Chain Conveyor No 5 L2 | C | 0190E003 | 2011-05-06 | 2005-11-14 | PHSANTANJO
| 4431 | 0190-COF-FNP-L02-SLACVY02 | PM03 | 305 | 3W Conveyors for preventive maintenance | Slat Chain Conveyor No 6 L2 | C | 0190E003 | 2011-05-06 | 2005-11-14 | PHSANTANJO
| 4431 | 0190-COF-FNP-L02-SLACVY02 | PM03 | 305 | 1Y MECH L2F2 Slat Chain Conveyor Servg | Slat Chain Conveyor No 6 L2 | C | 0190E003 | 2020-11-01 | 2011-05-06 | PHOROSCOFE
| 4431 | 0190-COF-FNP-L02-SLACVY03 | PM03 | 305 | 3W Conveyors for preventive maintenance | Slat Chain Conveyor No 7 L2 | C | 0190E003 | 2011-05-06 | 2005-11-14 | PHSANTANJO
| 4431 | 0190-COF-FNP-L02-SLACVY03 | PM03 | 305 | 1Y MECH L2F3 Slat Chain Conveyor Servg | Slat Chain Conveyor No 7 L2 | C | 0190E003 | 2020-11-01 | 2011-05-06 | PHOROSCOFE
| 4431 | 0190-COF-FNP-L02-SLACVY04 | PM03 | 305 | 3W Conveyors for preventive maintenance | Slat Chain Conveyor No 8 L2 | C | 0190E003 | 2011-05-06 | 2005-11-14 | PHSANTANJO
| 4431 | 0190-COF-FNP-L02-SLACVY04 | PM03 | 305 | 1Y MECH L2F4 Slat Chain Conveyor Servg | Slat Chain Conveyor No 8 L2 | C | 0190E003 | 2020-11-01 | 2011-05-06 | PHOROSCOFE
| 50886 | 0190-COF-FNP-L02-WRACSR01 | PM03 | 303 | 1W MECH L02 Wrap Around Caser lubricatio | Wrap Around Caser Line No 2 Fw 607 W | A | 0190E003 | 2013-07-06 | 2010-07-20 | PHCABIOPE
| 405105 | 0190-COF-FNP-L02-WRACSR01 | PM03 | 303 | 6M L02 W/A Caser Gearbox Change Oil | Wrap Around Caser Line No 2 Fw 607 W | A | 0190E003 | 2013-07-16 | 2013-07-16 | PHCABIOPE
| 417431 | 0190-COF-FNP-L02-WRACSR01-4A2PG073 | PM03 |  | 2Y L3 W/A Caser PR (4A3-PG-073) | Wrap Around Caser Presure Regulator 1 | C | 0190E003 | 2017-12-19 | 2014-08-18 | PHOROSCOFE
| 417431 | 0190-COF-FNP-L02-WRACSR01-4A2PG073 | PM03 | 301 | 2Y L2 W/A Caser PR (4A2-PG-073) | Wrap Around Caser Presure Regulator 1 | C | 0190E003 | 2021-06-03 | 2014-08-18 | PHILAGANAN
| 417431 | 0190-COF-FNP-L02-WRACSR01-CASEGLUER01 | PM03 | 301 | 2Y L2 Palletizer PR Cal (4A2-PG-077) | Wrap Around Case Gluer Applicator Line 2 | B | 0190E003 | 2021-06-03 | 2014-09-04 | PHILAGANAN
| 417431 | 0190-COF-FNP-L02-WRACSR01-CASEGLUER01 | PM03 | 301 | 2Y L2 Palletizer PR Cal (4A2-PG-078) | Wrap Around Case Gluer Applicator Line 2 | B | 0190E003 | 2021-06-03 | 2014-09-04 | PHILAGANAN
| 417431 | 0190-COF-FNP-L02-WRACSR01-CASEREJECT01 | PM03 | 301 | 2Y L2 W/A Caser PR (4A2-PG-074) | Wrap Around Caser Case Rejector Line 2 | B | 0190E003 | 2021-06-03 | 2014-08-18 | PHILAGANAN
| 33913 | 0190-COF-FNP-L02-XRAY01 | PM03 | 301 | 6M L2 (4A2-XRAY-02.12) OPRP Calbt'n | X-Ray Machine Line-02 | A | 0190E004 | 2021-06-03 | 2008-07-28 | PHILAGANAN
| 417431 | 0190-COF-FNP-L02-XRAY01-CASEREJECT01 | PM03 | 301 | 2Y L2 X-ray Machine PR Cal (4A2-PG-076) | X-ray Machine Case Rejector Line 2 | B | 0190E004 | 2021-06-03 | 2014-09-04 | PHILAGANAN
| 50913 | 0190-COF-FNP-L03-AILSYS01 | PM03 | 307 | 3W L03 Rubber sleeves&gaskets inspection | AIL System Line-3 | C | 0190E003 | 2021-08-09 | 2010-07-21 | PHONGGE
| 34396 | 0190-COF-FNP-L03-CASWGH01 | PM03 | 301 | 3M Case Check Weigher Calibration | Case Checkweigher Line No 3 | C | 0190E004 | 2021-06-03 | 2008-09-21 | PHILAGANAN
| 8466 | 0190-COF-FNP-L03-FILLER01 | PM03 | 305 | 3M Filler for servicing E/I | Filler No 9 L3 Fuji Fw 7t | B | 0190E004 | 2011-05-07 | 2005-11-15 | PHSANTANJO
| 8465 | 0190-COF-FNP-L03-FILLER01 | PM03 | 303 | 3W MECH L3F09 FUJI Filler Lubrication | Filler No 9 L3 Fuji Fw 7t | B | 0190E003 | 2013-05-16 | 2005-11-14 | PHCABIOPE
| 34112 | 0190-COF-FNP-L03-FILLER01 | PM03 | 302 | 1wk Hazard Inspection-Auger Screw/Tube | Filler No 9 L3 Fuji Fw 7t | B | 0190E003 | 2013-05-25 | 2008-08-24 | PHCABIOPE
| 34243 | 0190-COF-FNP-L03-FILLER01 | PM03 | 303 | 6M Lubrication -Fuji Filler Machine | Filler No 9 L3 Fuji Fw 7t | B | 0190E003 | 2012-03-08 | 2008-09-04 | PHSANTANJO
| 51671 | 0190-COF-FNP-L03-FILLER01 | PM03 | 302 | 3W F09Horiz Sealing Jaw Impression Test | Filler No 9 L3 Fuji Fw 7t | B | 0190E003 | 2013-05-20 | 2010-09-11 | PHCABIOPE
| 56653 | 0190-COF-FNP-L03-FILLER01 | PM03 | 305 | 5Y MECH L3F9 Film Feed Rollers Servicing | Filler No 9 L3 Fuji Fw 7t | B | 0190E003 | 2017-12-19 | 2011-03-15 | PHOROSCOFE
| 34257 | 0190-COF-FNP-L03-FILLER01 | PM03 | 305 | L3F09 Minihopper Breather Sleeve Replmnt | Filler No 9 L3 Fuji Fw 7t | B | 0190E003 | 2020-11-08 | 2012-04-23 | PHOROSCOFE
| 51671 | 0190-COF-FNP-L03-FILLER01 | PM03 | 302 | 3W F09Horiz Sealing Jaw Impression Test | Filler No 9 L3 Fuji Fw 7t | B | 0190E003 | 2013-07-09 | 2013-06-28 | PHCABIOPE
| 417431 | 0190-COF-FNP-L03-FILLER01 | PM03 | 301 | 2Y L3F1 Pressure Regulator (4A3-PG-067) | Filler No 9 L3 Fuji Fw 7t | B | 0190E015 | 2021-06-03 | 2014-08-15 | PHILAGANAN
| 417431 | 0190-COF-FNP-L03-FILLER01 | PM03 | 301 | 2Y L3F1 Pressure Regulator (4A3-PG-068) | Filler No 9 L3 Fuji Fw 7t | B | 0190E015 | 2021-06-03 | 2014-08-15 | PHILAGANAN
| 8465 | 0190-COF-FNP-L03-FILLER02 | PM03 | 303 | 3W MECH L3F10 FUJI Filler Lubrication | Filler No 10 L3 Fuji Fw 7t | B | 0190E003 | 2013-05-16 | 2005-11-14 | PHCABIOPE
| 8466 | 0190-COF-FNP-L03-FILLER02 | PM03 | 305 | 3M Filler for servicing E/I | Filler No 10 L3 Fuji Fw 7t | B | 0190E004 | 2011-05-07 | 2005-11-15 | PHSANTANJO
| 34112 | 0190-COF-FNP-L03-FILLER02 | PM03 | 302 | 1wk Hazard Inspection-Auger Screw/Tube | Filler No 10 L3 Fuji Fw 7t | B | 0190E003 | 2013-05-25 | 2008-08-24 | PHCABIOPE
| 34243 | 0190-COF-FNP-L03-FILLER02 | PM03 | 303 | 6M Lubrication -Fuji Filler Machine | Filler No 10 L3 Fuji Fw 7t | B | 0190E003 | 2012-03-08 | 2008-09-04 | PHSANTANJO
| 51671 | 0190-COF-FNP-L03-FILLER02 | PM03 | 302 | 3W F10Horiz Sealing Jaw Impression Test | Filler No 10 L3 Fuji Fw 7t | B | 0190E003 | 2013-05-20 | 2010-09-11 | PHCABIOPE
| 56653 | 0190-COF-FNP-L03-FILLER02 | PM03 | 305 | 5Y MECH L3F10Film Feed Rollers Servicing | Filler No 10 L3 Fuji Fw 7t | B | 0190E003 | 2017-12-19 | 2011-03-15 | PHOROSCOFE
| 34257 | 0190-COF-FNP-L03-FILLER02 | PM03 | 305 | L3F10 Minihopper Breather Sleeve Replmnt | Filler No 10 L3 Fuji Fw 7t | B | 0190E003 | 2020-11-08 | 2012-04-23 | PHOROSCOFE
| 51671 | 0190-COF-FNP-L03-FILLER02 | PM03 | 302 | 3W F10Horiz Sealing Jaw Impression Test | Filler No 10 L3 Fuji Fw 7t | B | 0190E003 | 2013-07-09 | 2013-06-28 | PHCABIOPE
| 417431 | 0190-COF-FNP-L03-FILLER02 | PM03 | 301 | 2Y L3F2 Pressure Regulator (4A3-PG-069) | Filler No 10 L3 Fuji Fw 7t | B | 0190E015 | 2021-06-03 | 2014-08-15 | PHILAGANAN
| 417431 | 0190-COF-FNP-L03-FILLER02 | PM03 | 301 | 2Y L3F2 Pressure Regulator (4A3-PG-070) | Filler No 10 L3 Fuji Fw 7t | B | 0190E015 | 2021-06-03 | 2014-08-15 | PHILAGANAN
| 8465 | 0190-COF-FNP-L03-FILLER03 | PM03 | 303 | 3W MECH L3F11 FUJI Filler Lubrication | Filler No 11 L3 Fuji Fw 7t | B | 0190E003 | 2013-05-16 | 2005-11-14 | PHCABIOPE
| 8466 | 0190-COF-FNP-L03-FILLER03 | PM03 | 305 | 3M Filler for servicing E/I | Filler No 11 L3 Fuji Fw 7t | B | 0190E004 | 2011-05-07 | 2005-11-15 | PHSANTANJO
| 34112 | 0190-COF-FNP-L03-FILLER03 | PM03 | 302 | 1wk Hazard Inspection-Auger Screw/Tube | Filler No 11 L3 Fuji Fw 7t | B | 0190E003 | 2013-05-25 | 2008-08-24 | PHCABIOPE
| 34243 | 0190-COF-FNP-L03-FILLER03 | PM03 | 303 | 6M Lubrication -Fuji Filler Machine | Filler No 11 L3 Fuji Fw 7t | B | 0190E003 | 2012-03-08 | 2008-09-04 | PHSANTANJO
| 51671 | 0190-COF-FNP-L03-FILLER03 | PM03 | 302 | 3W F11Horiz Sealing Jaw Impression Test | Filler No 11 L3 Fuji Fw 7t | B | 0190E003 | 2013-05-20 | 2010-09-11 | PHCABIOPE
| 56653 | 0190-COF-FNP-L03-FILLER03 | PM03 | 305 | 5Y MECH L3F11Film Feed Rollers Servicing | Filler No 11 L3 Fuji Fw 7t | B | 0190E003 | 2017-12-19 | 2011-03-15 | PHOROSCOFE
| 34257 | 0190-COF-FNP-L03-FILLER03 | PM03 | 305 | L3F11 Minihopper Breather Sleeve Replmnt | Filler No 11 L3 Fuji Fw 7t | B | 0190E003 | 2020-11-08 | 2012-04-23 | PHOROSCOFE
| 51671 | 0190-COF-FNP-L03-FILLER03 | PM03 | 302 | 3W F11Horiz Sealing Jaw Impression Test | Filler No 11 L3 Fuji Fw 7t | B | 0190E003 | 2013-07-09 | 2013-06-28 | PHCABIOPE
| 417431 | 0190-COF-FNP-L03-FILLER03 | PM03 | 301 | 2Y L3F3 Pressure Regulator (4A3-PG-050) | Filler No 11 L3 Fuji Fw 7t | B | 0190E018 | 2021-06-03 | 2014-08-15 | PHILAGANAN
| 417431 | 0190-COF-FNP-L03-FILLER03 | PM03 | 301 | 2Y L3F3 Pressure Regulator (4A3-PG-051) | Filler No 11 L3 Fuji Fw 7t | B | 0190E018 | 2021-06-03 | 2014-08-15 | PHILAGANAN
| 8465 | 0190-COF-FNP-L03-FILLER04 | PM03 | 303 | 3W MECH L3F12 FUJI Filler Lubrication | Filler No 12 L3 Fuji Fw 7t | B | 0190E003 | 2013-05-16 | 2005-11-14 | PHCABIOPE
| 8466 | 0190-COF-FNP-L03-FILLER04 | PM03 | 305 | 3M Filler for servicing E/I | Filler No 12 L3 Fuji Fw 7t | B | 0190E004 | 2011-05-07 | 2005-11-15 | PHSANTANJO
| 34112 | 0190-COF-FNP-L03-FILLER04 | PM03 | 302 | 1wk Hazard Inspection-Auger Screw/Tube | Filler No 12 L3 Fuji Fw 7t | B | 0190E003 | 2013-05-25 | 2008-08-24 | PHCABIOPE
| 34243 | 0190-COF-FNP-L03-FILLER04 | PM03 | 303 | 6M Lubrication -Fuji Filler Machine | Filler No 12 L3 Fuji Fw 7t | B | 0190E003 | 2012-03-08 | 2008-09-04 | PHSANTANJO
| 51671 | 0190-COF-FNP-L03-FILLER04 | PM03 | 302 | 3W F12Horiz Sealing Jaw Impression Test | Filler No 12 L3 Fuji Fw 7t | B | 0190E003 | 2013-05-20 | 2010-09-11 | PHCABIOPE
| 56653 | 0190-COF-FNP-L03-FILLER04 | PM03 | 305 | 5Y MECH L3F12Film Feed Rollers Servicing | Filler No 12 L3 Fuji Fw 7t | B | 0190E003 | 2017-12-19 | 2011-03-15 | PHOROSCOFE
| 34257 | 0190-COF-FNP-L03-FILLER04 | PM03 | 305 | L3F12 Minihopper Breather Sleeve Replmnt | Filler No 12 L3 Fuji Fw 7t | B | 0190E003 | 2020-11-08 | 2012-04-23 | PHOROSCOFE
| 51671 | 0190-COF-FNP-L03-FILLER04 | PM03 | 302 | 3W F12Horiz Sealing Jaw Impression Test | Filler No 12 L3 Fuji Fw 7t | B | 0190E003 | 2013-07-09 | 2013-06-28 | PHCABIOPE
| 417431 | 0190-COF-FNP-L03-FILLER04 | PM03 | 301 | 2Y L3F4 Pressure Regulator (4A3-PG-052) | Filler No 12 L3 Fuji Fw 7t | B | 0190E018 | 2021-06-03 | 2014-08-15 | PHILAGANAN
| 417431 | 0190-COF-FNP-L03-FILLER04 | PM03 | 301 | 2Y L3F4 Pressure Regulator (4A3-PG-053) | Filler No 12 L3 Fuji Fw 7t | B | 0190E015 | 2021-06-03 | 2014-08-15 | PHILAGANAN
| 46895 | 0190-COF-FNP-L03-INFCVY01 | PM03 | 305 | 3W Planned Servicing | Wrap Around Infeed Conveyor Fm09 L 3 | C | 0190E003 | 2012-10-02 | 2010-01-12 | PHSANTANJO
| 46895 | 0190-COF-FNP-L03-INFCVY02 | PM03 | 305 | 3W Planned Servicing | Wrap Around Infeed Conveyor Fm10 L 3 | C | 0190E003 | 2012-10-02 | 2010-01-12 | PHSANTANJO
| 33911 | 0190-COF-FNP-L03-INFCVY03 | PM03 | 301 | 3M Pouch Check Weigher Calibration | Wrap Around Infeed Conveyor Fm11 L 3 | C | 0190E003 | 2021-06-03 | 2008-07-28 | PHILAGANAN
| 46895 | 0190-COF-FNP-L03-INFCVY03 | PM03 | 305 | 3W Planned Servicing | Wrap Around Infeed Conveyor Fm11 L 3 | C | 0190E003 | 2012-10-02 | 2010-01-12 | PHSANTANJO
| 46895 | 0190-COF-FNP-L03-INFCVY04 | PM03 | 305 | 3W Planned Servicing | Wrap Around Infeed Conveyor Fm12 L 3 | C | 0190E003 | 2012-10-02 | 2010-01-12 | PHSANTANJO
|  | 0190-COF-FNP-L03-PCHWGH04 | PM03 |  | 3M Pouch Check Weigher Calibration | Pouch Checkweigher No 12 L3 | C | 0190E004 | 2008-07-28 | 2008-07-28 | PHPANLASER
| 4431 | 0190-COF-FNP-L03-SLACVY01 | PM03 | 305 | 3W Conveyors for preventive maintenance | Slat Chain Conveyor No 9 L3 | C | 0190E003 | 2011-05-06 | 2005-11-14 | PHSANTANJO
| 4431 | 0190-COF-FNP-L03-SLACVY02 | PM03 | 305 | 3W Conveyors for preventive maintenance | Slat Chain Conveyor No 10 L3 | C | 0190E003 | 2011-05-06 | 2005-11-14 | PHSANTANJO
| 4431 | 0190-COF-FNP-L03-SLACVY02 | PM03 | 305 | 1Y MECH L3F2 Slat Chain Conveyor Servg | Slat Chain Conveyor No 10 L3 | C | 0190E003 | 2020-11-01 | 2011-05-06 | PHOROSCOFE
| 4431 | 0190-COF-FNP-L03-SLACVY03 | PM03 | 305 | 3W Conveyors for preventive maintenance | Slat Chain Conveyor No 11 L3 | C | 0190E003 | 2011-05-06 | 2005-11-14 | PHSANTANJO
| 4431 | 0190-COF-FNP-L03-SLACVY03 | PM03 | 305 | 1Y MECH L3F3 Slat Chain Conveyor Servg | Slat Chain Conveyor No 11 L3 | C | 0190E003 | 2020-11-01 | 2011-05-06 | PHOROSCOFE
| 4431 | 0190-COF-FNP-L03-SLACVY04 | PM03 | 305 | 3W Conveyors for preventive maintenance | Slat Chain Conveyor No 12 L3 | C | 0190E003 | 2011-05-06 | 2005-11-14 | PHSANTANJO
| 4431 | 0190-COF-FNP-L03-SLACVY04 | PM03 | 305 | 1Y MECH L3F4 Slat Chain Conveyor Servg | Slat Chain Conveyor No 12 L3 | C | 0190E003 | 2020-11-01 | 2011-05-06 | PHOROSCOFE
| 50886 | 0190-COF-FNP-L03-WRACSR01 | PM03 | 303 | 1W MECH L03 Wrap Around Caser lubricatio | Wrap Around Caser Line No 3 Fw 607 W | A | 0190E003 | 2013-05-16 | 2010-07-20 | PHCABIOPE
| 405105 | 0190-COF-FNP-L03-WRACSR01 | PM03 | 303 | 6M L03 W/A Caser Gearbox Change Oil | Wrap Around Caser Line No 3 Fw 607 W | A | 0190E003 | 2013-07-16 | 2013-07-16 | PHCABIOPE
| 417431 | 0190-COF-FNP-L03-WRACSR01 | PM03 | 301 | 2Y L2 Case Rejector PR Cal (4A3-PG-074) | Wrap Around Caser Line No 3 Fw 607 W | A | 0190E015 | 2021-06-03 | 2014-09-04 | PHILAGANAN
| 417431 | 0190-COF-FNP-L03-WRACSR01-4A3PG072 | PM03 | 301 | 2Y L3 W/A Caser PR (4A3-PG-072) | Wrap Around Caser Presure Regulator 1 | C | 0190E003 | 2021-06-03 | 2014-08-18 | PHILAGANAN
| 417431 | 0190-COF-FNP-L03-WRACSR01-CASEGLUER01 | PM03 | 301 | 2Y L3 Palletizer PR Cal (4A3-PG-075) | Wrap Around Case Gluer Applicator Line 3 | B | 0190E003 | 2021-06-03 | 2014-09-04 | PHILAGANAN
| 421338 | 0190-COF-FNP-L03-XRAY01 | PM03 | 305 | 3M L3 X-ray Machine UPS Servicing | X-Ray Machine Line-03 | A | 0190E004 | 2017-12-02 | 2015-01-22 | PHOROSCOFE
| 56055 | 0190-COF-FNP-L04-CASWGH02 | PM03 | 301 | 1Y L04 Case Check Weigher Calibration | ISHIDA Case Checkweigher Line No 4 | A | 0190E004 | 2021-06-03 | 2011-02-04 | PHILAGANAN
| 408601 | 0190-COF-FNP-L04-COMMON01 | PM03 | 301 | 1Y L4 PG Calibration (4A4-PG-063) | Filling Packing Line 4 Common | C | 0190E015 | 2021-06-03 | 2014-09-04 | PHILAGANAN
| 8465 | 0190-COF-FNP-L04-FILLER01 | PM03 | 303 | 3W MECH L4F13 FUJI Filler Lubrication | Filler No 13 L4 Fuji Fw 7t | A | 0190E003 | 2013-07-10 | 2005-11-14 | PHCABIOPE
| 8466 | 0190-COF-FNP-L04-FILLER01 | PM03 | 305 | 3M Filler for servicing E/I | Filler No 13 L4 Fuji Fw 7t | A | 0190E004 | 2011-05-07 | 2005-11-15 | PHSANTANJO
| 34112 | 0190-COF-FNP-L04-FILLER01 | PM03 | 302 | 1wk Hazard Inspection-Auger Screw/Tube | Filler No 13 L4 Fuji Fw 7t | A | 0190E003 | 2013-07-06 | 2008-08-24 | PHCABIOPE
| 34243 | 0190-COF-FNP-L04-FILLER01 | PM03 | 303 | 6M Lubrication -Fuji Filler Machine | Filler No 13 L4 Fuji Fw 7t | A | 0190E003 | 2012-03-08 | 2008-09-04 | PHSANTANJO
| 51671 | 0190-COF-FNP-L04-FILLER01 | PM03 | 302 | 3W F13Horiz Sealing Jaw Impression Test | Filler No 13 L4 Fuji Fw 7t | A | 0190E003 | 2013-07-09 | 2010-09-11 | PHCABIOPE
| 34257 | 0190-COF-FNP-L04-FILLER01 | PM03 | 305 | L4F13 Minihopper Breather Sleeve Replmnt | Filler No 13 L4 Fuji Fw 7t | A | 0190E003 | 2020-11-08 | 2012-04-23 | PHOROSCOFE
| 8465 | 0190-COF-FNP-L04-FILLER02 | PM03 | 303 | 3W MECH L4F14 FUJI Filler Lubrication | Filler No 14 L4 Fuji Fw 7t | A | 0190E003 | 2013-07-10 | 2005-11-14 | PHCABIOPE
| 8466 | 0190-COF-FNP-L04-FILLER02 | PM03 | 305 | 3M Filler for servicing E/I | Filler No 14 L4 Fuji Fw 7t | A | 0190E003 | 2011-05-07 | 2005-11-15 | PHSANTANJO
| 34112 | 0190-COF-FNP-L04-FILLER02 | PM03 | 302 | 1wk Hazard Inspection-Auger Screw/Tube | Filler No 14 L4 Fuji Fw 7t | A | 0190E003 | 2013-07-06 | 2008-08-24 | PHCABIOPE
| 34243 | 0190-COF-FNP-L04-FILLER02 | PM03 | 303 | 6M Lubrication -Fuji Filler Machine | Filler No 14 L4 Fuji Fw 7t | A | 0190E003 | 2012-03-08 | 2008-09-04 | PHSANTANJO
| 51671 | 0190-COF-FNP-L04-FILLER02 | PM03 | 302 | 3W F14Horiz Sealing Jaw Impression Test | Filler No 14 L4 Fuji Fw 7t | A | 0190E003 | 2013-07-09 | 2010-09-11 | PHCABIOPE
| 34257 | 0190-COF-FNP-L04-FILLER02 | PM03 | 305 | L4F14 Minihopper Breather Sleeve Replmnt | Filler No 14 L4 Fuji Fw 7t | A | 0190E003 | 2020-11-08 | 2012-04-23 | PHOROSCOFE
| 8465 | 0190-COF-FNP-L04-FILLER03 | PM03 | 303 | 3W MECH L4F15 FUJI Filler Lubrication | Filler No 15 L4 Fuji Fw 7t | A | 0190E003 | 2013-07-10 | 2005-11-14 | PHCABIOPE
| 8466 | 0190-COF-FNP-L04-FILLER03 | PM03 | 305 | 3M Filler for servicing E/I | Filler No 15 L4 Fuji Fw 7t | A | 0190E003 | 2011-05-07 | 2005-11-15 | PHSANTANJO
| 34112 | 0190-COF-FNP-L04-FILLER03 | PM03 | 302 | 1wk Hazard Inspection-Auger Screw/Tube | Filler No 15 L4 Fuji Fw 7t | A | 0190E003 | 2013-07-06 | 2008-08-24 | PHCABIOPE
| 34243 | 0190-COF-FNP-L04-FILLER03 | PM03 | 303 | 6M Lubrication -Fuji Filler Machine | Filler No 15 L4 Fuji Fw 7t | A | 0190E003 | 2012-03-08 | 2008-09-04 | PHSANTANJO
| 51671 | 0190-COF-FNP-L04-FILLER03 | PM03 | 302 | 3W F15Horiz Sealing Jaw Impression Test | Filler No 15 L4 Fuji Fw 7t | A | 0190E003 | 2013-07-09 | 2010-09-11 | PHCABIOPE
| 34257 | 0190-COF-FNP-L04-FILLER03 | PM03 | 305 | L4F15 Minihopper Breather Sleeve Replmnt | Filler No 15 L4 Fuji Fw 7t | A | 0190E003 | 2020-11-08 | 2012-04-23 | PHOROSCOFE
| 8465 | 0190-COF-FNP-L04-FILLER04 | PM03 | 303 | 3W MECH L4F16 FUJI Filler Lubrication | Filler No 16 L4 Fuji Fw 7t | A | 0190E003 | 2013-07-10 | 2005-11-14 | PHCABIOPE
| 8466 | 0190-COF-FNP-L04-FILLER04 | PM03 | 305 | 3M Filler for servicing E/I | Filler No 16 L4 Fuji Fw 7t | A | 0190E003 | 2011-05-07 | 2005-11-15 | PHSANTANJO
| 34112 | 0190-COF-FNP-L04-FILLER04 | PM03 | 302 | 1wk Hazard Inspection-Auger Screw/Tube | Filler No 16 L4 Fuji Fw 7t | A | 0190E003 | 2013-07-06 | 2008-08-24 | PHCABIOPE
| 34243 | 0190-COF-FNP-L04-FILLER04 | PM03 | 303 | 6M Lubrication -Fuji Filler Machine | Filler No 16 L4 Fuji Fw 7t | A | 0190E003 | 2012-03-08 | 2008-09-04 | PHSANTANJO
| 51671 | 0190-COF-FNP-L04-FILLER04 | PM03 | 302 | 3W F16Horiz Sealing Jaw Impression Test | Filler No 16 L4 Fuji Fw 7t | A | 0190E003 | 2013-07-09 | 2010-09-11 | PHCABIOPE
| 34257 | 0190-COF-FNP-L04-FILLER04 | PM03 | 305 | L4F16 Minihopper Breather Sleeve Replmnt | Filler No 16 L4 Fuji Fw 7t | A | 0190E003 | 2020-11-08 | 2012-04-23 | PHOROSCOFE
| 46895 | 0190-COF-FNP-L04-INFCVY01 | PM03 | 305 | 3W Planned Servicing | Wrap Around Infeed Conveyor Fm13 L 4 | C | 0190E003 | 2012-10-02 | 2010-01-12 | PHSANTANJO
| 46895 | 0190-COF-FNP-L04-INFCVY02 | PM03 | 305 | 3W Planned Servicing | Wrap Around Infeed Conveyor Fm14 L 4 | C | 0190E003 | 2012-10-02 | 2010-01-12 | PHSANTANJO
| 46895 | 0190-COF-FNP-L04-INFCVY03 | PM03 | 305 | 3W Planned Servicing | Wrap Around Infeed Conveyor Fm15 L 4 | C | 0190E003 | 2012-10-02 | 2010-01-12 | PHSANTANJO
| 46895 | 0190-COF-FNP-L04-INFCVY04 | PM03 | 305 | 3W Planned Servicing | Wrap Around Infeed Conveyor Fm16 L 4 | C | 0190E003 | 2012-10-02 | 2010-01-12 | PHSANTANJO
| 50886 | 0190-COF-FNP-L04-WRACSR01 | PM03 | 303 | 1W MECH L04 Wrap Around Caser lubricatio | Wrap Around Caser Line No4 Fw 607 W | A | 0190E003 | 2013-07-06 | 2010-07-20 | PHCABIOPE
| 405105 | 0190-COF-FNP-L04-WRACSR01 | PM03 | 303 | 6M L04 W/A Caser Gearbox Change Oil | Wrap Around Caser Line No4 Fw 607 W | A | 0190E003 | 2013-07-16 | 2013-07-16 | PHCABIOPE
| 408601 | 0190-COF-FNP-L06-AILSYS01 | PM03 | 301 | 1Y L6 Air Nozzle PG Cal (4A18-PG-037) | AIL System Line-6 | C | 0190E015 | 2021-06-03 | 2014-09-03 | PHILAGANAN
| 45827 | 0190-COF-FNP-L06-DIFHPR01 | PM03 | 301 | 1Y L6 DFH WT Cal (4A6-WIT-13.15) | Direct Filling Hopper DFh No 6 | A | 0190E013 | 2021-06-03 | 2011-05-16 | PHILAGANAN
|  | 0190-COF-FNP-L06-TILTST01 | PM03 | 307 | 3WK Hazard Inspection-Shifter Tilting | Tilting Station Ts No 06 | B | 0190E003 | 2009-04-30 | 2009-04-05 | PHPANLASER
| 404839 | 0190-COF-FNP-L07-BANCVY01 | PM03 | 303 | 3W MECH L7 Band Conveyor Lubrication | Band Conveyor Line No 7 | C | 0190E003 | 2020-07-29 | 2010-08-07 | PHOROSCOFE
| 8465 | 0190-COF-FNP-L07-FILLER02 | PM03 | 303 | 3W MECH L7F17 FUJI Filler Lubrication | Filler No 19 L7 Fuji Fw 7t | B | 0190E003 | 2013-07-10 | 2005-11-14 | PHCABIOPE
| 34112 | 0190-COF-FNP-L07-FILLER02 | PM03 | 302 | 1wk Hazard Inspection-Auger Screw/Tube | Filler No 19 L7 Fuji Fw 7t | B | 0190E003 | 2013-07-06 | 2008-08-24 | PHCABIOPE
| 34243 | 0190-COF-FNP-L07-FILLER02 | PM03 | 303 | 6M Lubrication -Fuji Filler Machine | Filler No 19 L7 Fuji Fw 7t | B | 0190E003 | 2012-03-08 | 2008-09-04 | PHSANTANJO
| 51671 | 0190-COF-FNP-L07-FILLER02 | PM03 | 302 | 3W F17Horiz Sealing Jaw Impression Test | Filler No 19 L7 Fuji Fw 7t | B | 0190E003 | 2013-07-09 | 2010-09-11 | PHCABIOPE
| 56653 | 0190-COF-FNP-L07-FILLER02 | PM03 | 305 | 5Y MECH L7F17Film Feed Rollers Servicing | Filler No 19 L7 Fuji Fw 7t | B | 0190E003 | 2017-12-19 | 2011-03-15 | PHOROSCOFE
| 34257 | 0190-COF-FNP-L07-FILLER02 | PM03 | 305 | L7F17 Minihopper Breather Sleeve Replmnt | Filler No 19 L7 Fuji Fw 7t | B | 0190E003 | 2020-11-08 | 2012-04-23 | PHOROSCOFE
| 415217 | 0190-COF-FNP-L07-FILLER02 | PM03 | 307 | 1Y HMI PM & Data Back Ups-FUJI L7F19 | Filler No 19 L7 Fuji Fw 7t | B | 0190E004 | 2014-05-28 | 2014-05-28 | PHCABIOPE
| 527275 | 0190-COF-FNP-L07-FILLER02-DOSINGASSY01 | PM03 | 307 | 52W Auger Mgmt Goal1 Annual Inspctn L7F1 | Dosing Assembly L7F1 | B | 0190E003 | 2017-12-19 | 2017-06-08 | PHOROSCOFE
| 8465 | 0190-COF-FNP-L07-FILLER03 | PM03 | 303 | 3W MECH L7F18 FUJI Filler Lubrication | Filler No 20 L7 Fuji Fw 7t | B | 0190E003 | 2013-07-10 | 2005-11-14 | PHCABIOPE
| 34112 | 0190-COF-FNP-L07-FILLER03 | PM03 | 302 | 1wk Hazard Inspection-Auger Screw/Tube | Filler No 20 L7 Fuji Fw 7t | B | 0190E003 | 2013-07-06 | 2008-08-24 | PHCABIOPE
| 34243 | 0190-COF-FNP-L07-FILLER03 | PM03 | 303 | 6M Lubrication -Fuji Filler Machine | Filler No 20 L7 Fuji Fw 7t | B | 0190E003 | 2012-03-08 | 2008-09-04 | PHSANTANJO
| 51671 | 0190-COF-FNP-L07-FILLER03 | PM03 | 302 | 3W F18Horiz Sealing Jaw Impression Test | Filler No 20 L7 Fuji Fw 7t | B | 0190E003 | 2013-07-09 | 2010-09-11 | PHCABIOPE
| 56653 | 0190-COF-FNP-L07-FILLER03 | PM03 | 305 | 5Y MECH L7F18Film Feed Rollers Servicing | Filler No 20 L7 Fuji Fw 7t | B | 0190E003 | 2017-12-19 | 2011-03-15 | PHOROSCOFE
| 34257 | 0190-COF-FNP-L07-FILLER03 | PM03 | 305 | L7F18 Minihopper Breather Sleeve Replmnt | Filler No 20 L7 Fuji Fw 7t | B | 0190E003 | 2020-11-08 | 2012-04-23 | PHOROSCOFE
| 415217 | 0190-COF-FNP-L07-FILLER03 | PM03 | 307 | 1Y HMI PM & Data Back Ups-FUJI L7F20 | Filler No 20 L7 Fuji Fw 7t | B | 0190E004 | 2014-05-28 | 2014-05-28 | PHCABIOPE
| 527275 | 0190-COF-FNP-L07-FILLER03-DOSINGASSY01 | PM03 | 307 | 52W Auger Mgmt Goal1 Annual Inspctn L7F2 | Dosing Assembly L7F2 | B | 0190E003 | 2017-12-19 | 2017-06-08 | PHOROSCOFE
| 34112 | 0190-COF-FNP-L07-FILLER05 | PM03 | 302 | 1wk Hazard Inspection-Auger Screw/Tube | Filler No 21 L7 Fuji Fw 7t | B | 0190E003 | 2013-07-06 | 2008-08-24 | PHCABIOPE
| 8465 | 0190-COF-FNP-L07-FILLER05 | PM03 | 303 | 3W MECH L7F19 FUJI Filler Lubrication | Filler No 21 L7 Fuji Fw 7t | B | 0190E003 | 2013-07-10 | 2008-09-08 | PHCABIOPE
| 34243 | 0190-COF-FNP-L07-FILLER05 | PM03 | 303 | 6M Lubrication -Fuji Filler Machine | Filler No 21 L7 Fuji Fw 7t | B | 0190E003 | 2012-03-08 | 2008-09-04 | PHSANTANJO
| 51671 | 0190-COF-FNP-L07-FILLER05 | PM03 | 302 | 3W F19Horiz Sealing Jaw Impression Test | Filler No 21 L7 Fuji Fw 7t | B | 0190E003 | 2013-07-09 | 2010-09-11 | PHCABIOPE
| 56653 | 0190-COF-FNP-L07-FILLER05 | PM03 | 305 | 5Y MECH L7F19Film Feed Rollers Servicing | Filler No 21 L7 Fuji Fw 7t | B | 0190E003 | 2017-12-19 | 2011-03-15 | PHOROSCOFE
| 34257 | 0190-COF-FNP-L07-FILLER05 | PM03 | 305 | L7F19 Minihopper Breather Sleeve Replmnt | Filler No 21 L7 Fuji Fw 7t | B | 0190E003 | 2020-11-08 | 2012-04-23 | PHOROSCOFE
| 415217 | 0190-COF-FNP-L07-FILLER05 | PM03 | 307 | 1Y HMI PM & Data Back Ups-FUJI L7F21 | Filler No 21 L7 Fuji Fw 7t | B | 0190E004 | 2014-05-28 | 2014-05-28 | PHCABIOPE
| 527275 | 0190-COF-FNP-L07-FILLER05-DOSINGASSY01 | PM03 | 307 | 52W Auger Mgmt Goal1 Annual Inspctn L7F3 | Dosing Assembly L7F3 | B | 0190E003 | 2017-12-19 | 2017-06-08 | PHOROSCOFE
| 34112 | 0190-COF-FNP-L07-FILLER06 | PM03 | 302 | 1wk Hazard Inspection-Auger Screw/Tube | Filler No 22 L7 Fuji Fw 7t | B | 0190E003 | 2013-07-06 | 2008-08-24 | PHCABIOPE
| 8465 | 0190-COF-FNP-L07-FILLER06 | PM03 | 303 | 3W MECH L7F20 FUJI Filler Lubrication | Filler No 22 L7 Fuji Fw 7t | B | 0190E003 | 2013-07-10 | 2008-09-08 | PHCABIOPE
| 34243 | 0190-COF-FNP-L07-FILLER06 | PM03 | 303 | 6M Lubrication -Fuji Filler Machine | Filler No 22 L7 Fuji Fw 7t | B | 0190E003 | 2012-03-08 | 2008-09-04 | PHSANTANJO
| 51671 | 0190-COF-FNP-L07-FILLER06 | PM03 | 302 | 3W F20Horiz Sealing Jaw Impression Test | Filler No 22 L7 Fuji Fw 7t | B | 0190E003 | 2013-07-09 | 2010-09-11 | PHCABIOPE
| 56653 | 0190-COF-FNP-L07-FILLER06 | PM03 | 305 | 5Y MECH L7F20Film Feed Rollers Servicing | Filler No 22 L7 Fuji Fw 7t | B | 0190E003 | 2017-12-19 | 2011-03-15 | PHOROSCOFE
| 415217 | 0190-COF-FNP-L07-FILLER06 | PM03 | 307 | 1Y HMI PM & Data Back Ups-FUJI L7F22 | Filler No 22 L7 Fuji Fw 7t | B | 0190E004 | 2014-05-28 | 2014-05-28 | PHCABIOPE
| 527275 | 0190-COF-FNP-L07-FILLER06-DOSINGASSY01 | PM03 | 307 | 52W Auger Mgmt Goal1 Annual Inspctn L7F4 | Dosing Assembly L7F4 | B | 0190E003 | 2017-12-19 | 2017-06-08 | PHOROSCOFE
| 404839 | 0190-COF-FNP-L07-PACCVY01 | PM03 | 303 | 3W MECH L7 Packing Conveyor Lubrication | Packing Belt Conveyor Line No 7 | C | 0190E003 | 2020-07-29 | 2014-09-30 | PHOROSCOFE
| 50781 | 0190-COF-FNP-L07-XRAY01 | PM03 | 305 | 52W L1 X-ray Ctrl Panel Retightening | X-Ray Machine Line-07 | A | 0190E004 | 2017-11-30 | 2011-07-07 | PHOROSCOFE
| 415217 | 0190-COF-FNP-L07-XRAY01 | PM03 |  | 1Y HMI PM & Data Back Ups-XRay Mach L7 | X-Ray Machine Line-07 | A | 0190E004 | 2014-05-28 | 2014-05-28 | PHCABIOPE
| 34258 | 0190-COF-FNP-L09-BOXCLS01 | PM03 | 303 | 4M Regreasing Box Closer | Box Closer Machine 100g L09 | B | 0190E003 | 2012-04-26 | 2008-09-07 | PHSANTANJO
| 50936 | 0190-COF-FNP-L09-BOXCLS01 | PM03 | 305 | 3W MECH L09 BOX CLOSER Servicing | Box Closer Machine 100g L09 | B | 0190E003 | 2014-05-09 | 2010-07-23 | PHCABIOPE
| 50781 | 0190-COF-FNP-L09-BOXCLS01 | PM03 | 305 | 1Y L9 BOX CLSR Ctrl Panel Retightening | Box Closer Machine 100g L09 | B | 0190E004 | 2019-07-31 | 2014-10-17 | PHONGGE
| 34257 | 0190-COF-FNP-L09-CASPAC01 | PM03 | 303 | 4M Regreasing Case Packer | Case Packer Machine 100g L09 | A | 0190E003 | 2012-04-23 | 2008-09-07 | PHSANTANJO
| 50936 | 0190-COF-FNP-L09-CASWGH02 | PM03 | 305 | 3W MECH L09 CASE CHECKWEIGHER Servicing | ISHIDA Case Checkweigher Line No 9 | B | 0190E003 | 2014-05-09 | 2010-07-23 | PHCABIOPE
| 56055 | 0190-COF-FNP-L09-CASWGH02 | PM03 | 301 | 1Y L09 Case Check Weigher Calibration | ISHIDA Case Checkweigher Line No 9 | B | 0190E004 | 2021-06-03 | 2011-02-04 | PHILAGANAN
| 50781 | 0190-COF-FNP-L09-CASWGH02 | PM03 | 305 | 1Y L9 Case CW Ctrl Panel Retightening | ISHIDA Case Checkweigher Line No 9 | B | 0190E003 | 2019-07-31 | 2015-01-21 | PHONGGE
| 34112 | 0190-COF-FNP-L09-FILLER01 | PM03 | 302 | 1wk Hazard Inspection-Auger Screw/Tube | Filler Mes pack H-320 FED L09 | A | 0190E003 | 2013-07-06 | 2008-08-24 | PHCABIOPE
| 34256 | 0190-COF-FNP-L09-FILLER01 | PM03 | 303 | 1M Lubrication -Mespack Filler Machine | Filler Mes pack H-320 FED L09 | A | 0190E003 | 2012-03-16 | 2008-09-07 | PHSANTANJO
| 423543 | 0190-COF-FNP-L09-FILLER01-MBCARRIER01 | PM03 | 305 | 78W L9 MainCamFollower Bearing Replcmnt | Mobile Carrier Line 9 | A | 0190E003 | 2015-09-09 | 2015-04-16 | PHCABIOPE
| 423547 | 0190-COF-FNP-L09-FILLER01-MBCARRIER01 | PM03 | 305 | 78W L9 Act.Shaft Bearing Replacement | Mobile Carrier Line 9 | A | 0190E003 | 2015-04-22 | 2015-04-16 | PHCABIOPE
| 568527 | 0190-COF-FNP-L09-FILLER01-VRTSEALER01 | PM03 | 305 | 52W L9 Bottom Seal Heater Replacement | Vertical Sealer No. 1 | A | 0190E004 | 2021-02-05 | 2014-10-16 | PHONGGE
| 16318 | 0190-COF-FNP-L09-PCHWGH05 | PM03 | 307 | 13WKS L7A&B ANRITSU PCW Insp/Functinlity | ANRITSU Pouch CheckWeigher Line 9A | A | 0190E008 | 2020-12-23 | 2016-10-12 | PHOROSCOFE
| 16318 | 0190-COF-FNP-L09-PCHWGH06 | PM03 | 307 | 13WKS L7A&B ANRITSU PCW Insp/Functinlity | ANRITSU Pouch CheckWeigher Line 9B | A | 0190E008 | 2020-12-23 | 2016-10-12 | PHOROSCOFE
| 50913 | 0190-COF-FNP-L11-AILSYS01 | PM03 | 307 | 3W L11 Rubber sleeves&gaskets inspection | AIL System Line-11 | C | 0190E003 | 2021-08-09 | 2010-07-21 | PHONGGE
| 34258 | 0190-COF-FNP-L11-BOXCLS01 | PM03 | 303 | 4M Regreasing Box Closer | Box Closer Machine 50g L11 | B | 0190E004 | 2012-04-26 | 2008-09-07 | PHSANTANJO
| 50936 | 0190-COF-FNP-L11-BOXCLS01 | PM03 | 303 | 1W MECH L11 Mes Pack BOXCL lubrication | Box Closer Machine 50g L11 | B | 0190E003 | 2013-07-06 | 2010-07-23 | PHCABIOPE
| 50936 | 0190-COF-FNP-L11-BOXCLS01 | PM03 | 305 | 3W MECH L11 BOX CLOSER Servicing | Box Closer Machine 50g L11 | B | 0190E003 | 2014-05-09 | 2010-08-07 | PHCABIOPE
| 50781 | 0190-COF-FNP-L11-BOXCLS01 | PM03 | 305 | 1Y L11 BOXCLSR Ctrl Panel Retightening | Box Closer Machine 50g L11 | B | 0190E004 | 2019-03-18 | 2014-10-17 | PHONGGE
| 34259 | 0190-COF-FNP-L11-BOXERE01 | PM03 | 303 | 4M Regreasing Box Erector | Box Erector Machine 50g L11 | B | 0190E004 | 2012-06-28 | 2008-09-07 | PHSANTANJO
|  | 0190-COF-FNP-L11-BOXERE01 | PM03 |  | 4M Regreasing Box Erector | Box Erector Machine 50g L11 | B | 0190E004 | 2008-09-07 | 2008-09-07 | PHPANLASER
| 50936 | 0190-COF-FNP-L11-CASPAC01 | PM03 | 303 | 1W MECH L11 Mes Pack CASPAC lubrication | Case Packer Machine 50g L11 | A | 0190E003 | 2013-07-06 | 2010-07-23 | PHCABIOPE
| 50781 | 0190-COF-FNP-L11-CASPAC01 | PM03 | 305 | 1Y L11 PRODEC Ctrl Panel Retightening | Case Packer Machine 50g L11 | A | 0190E004 | 2019-03-18 | 2014-10-17 | PHONGGE
| 408601 | 0190-COF-FNP-L11-COMMON01 | PM03 | 301 | 1Y L11 PG Calibration (4A11-PG-006) | Filling Packing Line 11 Common | C | 0190E015 | 2021-06-03 | 2014-08-20 | PHILAGANAN
| 408601 | 0190-COF-FNP-L11-COMMON01 | PM03 | 301 | 1Y L11 PG Calibration (4A11-PG-007) | Filling Packing Line 11 Common | C | 0190E015 | 2021-06-03 | 2014-08-20 | PHILAGANAN
| 408601 | 0190-COF-FNP-L11-COMMON01 | PM03 | 301 | 1Y L11 PG Calibration (4A18-PG-007) | Filling Packing Line 11 Common | C | 0190E015 | 2021-06-03 | 2014-08-20 | PHILAGANAN
|  | 0190-COF-FNP-L11-COMMON01 | PM03 |  | 1Y L11 Pressure Gauge Calibration | Filling Packing Line 11 Common | C | 0190E004 | 2014-09-01 | 2014-08-20 | PHCABIOPE
| 408601 | 0190-COF-FNP-L11-COMMON01 | PM03 | 301 | 1Y L11 PG Calibration (4A18-PG-009) | Filling Packing Line 11 Common | C | 0190E015 | 2021-06-03 | 2014-08-20 | PHILAGANAN
| 68975 | 0190-COF-FNP-L11-ECACVY01 | PM03 | 305 | 52W L11 Empty Case Conveyor Servicing | Empty Case Conveyor L11 | C | 0190E003 | 2019-05-31 | 2012-10-09 | PHGONZALNA
| 34112 | 0190-COF-FNP-L11-FILLER01 | PM03 | 302 | 1wk Hazard Inspection-Auger Screw/Tube | Filler Mes Pack H-360 FET L11 | A | 0190E003 | 2013-07-06 | 2008-08-24 | PHCABIOPE
| 34256 | 0190-COF-FNP-L11-FILLER01 | PM03 | 303 | 1M Lubrication -Mespack Filler Machine | Filler Mes Pack H-360 FET L11 | A | 0190E004 | 2012-03-16 | 2008-09-07 | PHSANTANJO
| 56990 | 0190-COF-FNP-L11-FILLER01 | PM03 | 305 | 5Y MECHL11 MESPACK Pivot Arm Replacement | Filler Mes Pack H-360 FET L11 | A | 0190E003 | 2020-03-10 | 2011-04-12 | PHOROSCOFE
| 59553 | 0190-COF-FNP-L11-FILLER01 | PM03 | 305 | 5Y L11 Mobile Carr Activation Arm Servg | Filler Mes Pack H-360 FET L11 | A | 0190E003 | 2020-03-10 | 2011-09-22 | PHOROSCOFE
|  | 0190-COF-FNP-L11-FILLER01 | PM03 | 305 | 1Y L11 Alltech Laser Printer Servicing | Filler Mes Pack H-360 FET L11 | A | 0190E004 | 2018-04-14 | 2014-06-02 | PHOROSCOFE
| 50781 | 0190-COF-FNP-L11-FILLER01 | PM03 | 305 | 1Y L11 MESPACK Ctrl Panel Retightening | Filler Mes Pack H-360 FET L11 | A | 0190E004 | 2019-03-18 | 2014-10-16 | PHONGGE
| 527275 | 0190-COF-FNP-L11-FILLER01-DOSINGFNL01 | PM03 | 307 | 52W AugerMgmt Goal1 Annual Inspctn L11H1 | Dosing Head No. 1 | B | 0190E004 | 2018-05-10 | 2017-06-08 | PHOROSCOFE
| 527275 | 0190-COF-FNP-L11-FILLER01-DOSINGFNL02 | PM03 | 307 | 52W AugerMgmt Goal1 Annual Inspctn L11H2 | Dosing Head No. 2 | B | 0190E004 | 2018-05-10 | 2017-06-08 | PHOROSCOFE
| 527275 | 0190-COF-FNP-L11-FILLER01-DOSINGFNL03 | PM03 | 307 | 52W AugerMgmt Goal1 Annual Inspctn L11H3 | Dosing Head No. 3 | B | 0190E004 | 2018-05-10 | 2017-06-08 | PHOROSCOFE
| 423543 | 0190-COF-FNP-L11-FILLER01-MBCARRIER01 | PM03 | 305 | 78W L11 MainCamFollower Bearing Replcmnt | Mobile Carrier Line 11 | B | 0190E003 | 2015-09-09 | 2015-04-16 | PHCABIOPE
| 423547 | 0190-COF-FNP-L11-FILLER01-MBCARRIER01 | PM03 | 305 | 78W L11 Act.Shaft Bearing Replacement | Mobile Carrier Line 11 | B | 0190E003 | 2015-04-22 | 2015-04-16 | PHCABIOPE
| 416603 | 0190-COF-FNP-L11-INFCVY01-BRIDGECVY01 | PM03 | 305 | 6M L11 MESPACK Bridge Conveyor Servicing | Bridge Conveyor Line 11 | C | 0190E018 | 2015-04-08 | 2014-08-21 | PHCABIOPE
| 34114 | 0190-COF-FNP-L11-METDET01 | PM03 | 302 | 4W L11 Screw Feeder Oil Seal Replacement | Metal Detector L11 | A | 0190E003 | 2018-04-14 | 2008-08-24 | PHOROSCOFE
| 43195 | 0190-COF-FNP-L11-METDET01 | PM03 | 301 | 6M L11 (4A11-MAG-26.05) OPRP Calbt'n | Metal Detector L11 | A | 0190E004 | 2021-06-03 | 2009-07-24 | PHILAGANAN
| 50781 | 0190-COF-FNP-L11-METDET01 | PM03 | 305 | 1Y L11 MD Ctrl Panel Retightening | Metal Detector L11 | A | 0190E004 | 2019-03-18 | 2015-01-21 | PHONGGE
| 572952 | 0190-COF-FNP-L11-TILTST01 | PM03 | 307 | 13W FP Hoist Inspection Mech/EI L11 | Tilting Station Ts No 11 | B | 0190E003 | 2021-09-23 | 2013-06-28 | PHGONZALNA
| 50936 | 0190-COF-FNP-L12-BOXCLS01 | PM03 | 303 | 1W MECH L12 Mes Pack BOXCL lubrication | Box Closer Machine 50g L12 | B | 0190E003 | 2013-07-06 | 2010-07-23 | PHCABIOPE
| 50936 | 0190-COF-FNP-L12-BOXCLS01 | PM03 | 303 | 3W MECH L12 BOX CLOSER Servicing | Box Closer Machine 50g L12 | B | 0190E003 | 2014-05-09 | 2010-08-07 | PHCABIOPE
| 34257 | 0190-COF-FNP-L12-CASPAC01 | PM03 | 303 | 4M Regreasing Case Packer | Case Packer Machine 50g L12 | A | 0190E004 | 2012-04-23 | 2008-09-07 | PHSANTANJO
| 50936 | 0190-COF-FNP-L12-CASPAC01 | PM03 | 303 | 1W MECH L12 Mes Pack CASPAC lubrication | Case Packer Machine 50g L12 | A | 0190E003 | 2013-07-06 | 2010-07-23 | PHCABIOPE
| 50781 | 0190-COF-FNP-L12-CASWGH02-CTRLPANEL01 | PM03 | 305 | 1Y L12 Case CW Ctrl Panel Retightening | Case Checkweigher Control Panel Line 12 | A | 0190E004 | 2019-07-31 | 2015-01-21 | PHONGGE
| 34112 | 0190-COF-FNP-L12-FILLER01 | PM03 | 302 | 1wk Hazard Inspection-Auger Screw/Tube | Filler Mes Pack H-360 FET L12 | A | 0190E003 | 2013-07-06 | 2008-08-24 | PHCABIOPE
| 423543 | 0190-COF-FNP-L12-FILLER01-MBCARRIER01 | PM03 | 305 | 78W L12 MainCamFollower Bearing Replcmnt | MESPACK Mobile Carrier Line 12 | A | 0190E003 | 2015-09-09 | 2015-04-16 | PHCABIOPE
| 423547 | 0190-COF-FNP-L12-FILLER01-MBCARRIER01 | PM03 | 305 | 78W L12 Act.Shaft Bearing Replacement | MESPACK Mobile Carrier Line 12 | A | 0190E003 | 2015-04-22 | 2015-04-16 | PHCABIOPE
| 43195 | 0190-COF-FNP-L14-MTLDTR01 | PM03 | 304 | 6M L14 Validation of Metal Detector | Coffee L14 Metal Detector | B | 0190E004 | 2021-06-03 | 2013-12-20 | PHILAGANAN
| 60764 | 0190-COF-FNP-PTR-CASPTR07 | PM03 | 305 | 1Y KS FNP L04 Case Printer Servicing | Case Marsh Printer L4 | B | 0190E004 | 2013-03-26 | 2011-12-31 | PHSANTANJO
| 60764 | 0190-COF-FNP-PTR-CASPTR09 | PM03 | 305 | 1Y KS FNP L07 Case Printer Servicing | Case Marsh Printer L7 | B | 0190E004 | 2013-03-26 | 2011-12-31 | PHSANTANJO
| 49651 | 0190-COF-GCO-CND-BKELTR01 | PM03 | 302 | 3W Vibration Check And Analysis - G3 | GC Bucket Elevator No 1 | C | 0190E001 | 2012-08-07 | 2010-04-22 | PHEGUIAWE
| 49651 | 0190-COF-GCO-CND-BKELTR04 | PM03 | 302 | 3W Vibration Check And Analysis - G3 | GC Bucket Elevator No 4 | C | 0190E001 | 2012-08-07 | 2010-04-22 | PHEGUIAWE
| 49651 | 0190-COF-GCO-CND-BLOWER01 | PM03 | 302 | 3W Vibration Check And Analysis - G3 | GC Blower Transport to Roasting | C | 0190E001 | 2012-08-07 | 2010-04-22 | PHEGUIAWE
| 49651 | 0190-COF-GCO-CND-BLOWER03 | PM03 | 302 | 3W Vibration Check And Analysis - G3 | GC Blower No 3 | C | 0190E001 | 2012-08-07 | 2010-04-22 | PHEGUIAWE
| 49651 | 0190-COF-GCO-CND-BLOWER04 | PM03 | 302 | 3W Vibration Check And Analysis - G3 | GC Blower No 4 | C | 0190E001 | 2012-08-07 | 2010-04-22 | PHEGUIAWE
| 63289 | 0190-COF-GCO-CND-CMMN | PM03 | 307 | Weekly CDM Check -2nd Week MVD | GC Cleaning and Drying Common | C | 0190E001 | 2014-02-07 | 2012-04-04 | PHSANTANJO
| 63289 | 0190-COF-GCO-CND-CMMN | PM03 | 307 | Weekly CDM Check -3rd Week MVD | GC Cleaning and Drying Common | C | 0190E001 | 2014-02-07 | 2012-04-04 | PHSANTANJO
| 63289 | 0190-COF-GCO-CND-CMMN | PM03 | 307 | Weekly CDM Check -4th Week MVD | GC Cleaning and Drying Common | C | 0190E001 | 2014-02-07 | 2012-04-04 | PHSANTANJO
| 49651 | 0190-COF-GCO-CND-DESTNR01 | PM03 | 302 | 3W Vibration Check And Analysis - G3 | GC Destoner | B | 0190E001 | 2012-08-07 | 2010-04-22 | PHEGUIAWE
| 49651 | 0190-COF-GCO-CND-POLSHR01 | PM03 | 302 | 3W Vibration Check And Analysis - G3 | GC Polisher No 1 | B | 0190E001 | 2012-08-07 | 2010-04-22 | PHEGUIAWE
| 49651 | 0190-COF-GCO-CND-POLSHR02 | PM03 | 302 | 3W Vibration Check And Analysis - G3 | GC Polisher No 2 | B | 0190E001 | 2012-08-07 | 2010-04-22 | PHEGUIAWE
| 49651 | 0190-COF-GCO-CND-POLSHR03 | PM03 | 302 | 3W Vibration Check And Analysis - G3 | GC Polisher No 3 | B | 0190E001 | 2012-08-07 | 2010-04-22 | PHEGUIAWE
| 49651 | 0190-COF-GCO-CND-POLSHR04 | PM03 | 302 | 3W Vibration Check And Analysis - G3 | GC Polisher No 4 | B | 0190E001 | 2012-08-07 | 2010-04-22 | PHEGUIAWE
| 49651 | 0190-COF-GCO-CND-SVALVE01 | PM03 | 302 | 3W Vibration Check And Analysis - G3 | GC Starvalve No 1 From Destoner | C | 0190E001 | 2012-08-07 | 2010-04-22 | PHEGUIAWE
| 49651 | 0190-COF-GCO-CND-SVALVE02 | PM03 | 302 | 3W Vibration Check And Analysis - G3 | GC Starvalve No 2 To Polisher | C | 0190E001 | 2012-08-07 | 2010-04-22 | PHEGUIAWE
| 49651 | 0190-COF-PRO-A45-CFRHPR01 | PM03 | 302 | 3W Vibration Check And Analysis - G1 | P-ERA 45 Constant Feed Rate Hopper | C | 0190E001 | 2011-05-28 | 2010-04-22 | PHPINGOYMA
| 49650 | 0190-COF-PRO-A45-CFRHPR01 | PM03 | 302 | 2W Vibration Check And Analysis - G2 | P-ERA 45 Constant Feed Rate Hopper | C | 0190E001 | 2012-08-06 | 2011-05-28 | PHEGUIAWE
| 49651 | 0190-COF-PRO-A45-CFRHPR01 | PM03 | 302 | 3W Vibration Check And Analysis - G1 | P-ERA 45 Constant Feed Rate Hopper | C | 0190E001 | 2015-05-11 | 2012-08-06 | PHSANTANJO
| 49651 | 0190-COF-PRO-A45-CFRHPR01-CFSCRW01 | PM03 | 302 | 3W Vibration Check And Analysis - G1 | P-ERA 45 Constant Feed Rate Screwfeeder | B | 0190E001 | 2011-05-28 | 2010-04-22 | PHPINGOYMA
| 49650 | 0190-COF-PRO-A45-CFRHPR01-CFSCRW01 | PM03 | 302 | 2W Vibration Check And Analysis - G2 | P-ERA 45 Constant Feed Rate Screwfeeder | B | 0190E001 | 2012-08-06 | 2011-05-28 | PHEGUIAWE
| 33066 | 0190-COF-PRO-A45-CMMN | PM03 | 301 | 2Y Weight Transmitter Calibration | P-ERA 45 Facilities Common | C | 0190E002 | 2021-06-03 | 2008-06-04 | PHILAGANAN
| 49651 | 0190-COF-PRO-A45-DSTANKS-CIPRET01 | PM03 | 302 | 3W Vibration Check And Analysis - G1 | P-ERA 45 CIP Return Pump | B | 0190E001 | 2011-05-28 | 2010-04-22 | PHPINGOYMA
| 50680 | 0190-COF-PRO-A45-DSTANKS-CIPRET01 | PM03 | 302 | 1M Condition Monitoring And Analysis | P-ERA 45 CIP Return Pump | B | 0190E001 | 2014-05-27 | 2010-07-01 | PHSANTANJO
| 49650 | 0190-COF-PRO-A45-DSTANKS-CIPRET01 | PM03 | 302 | 2W Vibration Check And Analysis - G2 | P-ERA 45 CIP Return Pump | B | 0190E001 | 2012-08-06 | 2011-05-28 | PHEGUIAWE
| 33043 | 0190-COF-PRO-A45-DSTANKS-DSTNKA01 | PM03 | 301 | 1Y Level Transmitter Calibration | P-ERA 45 Distillate Tank A | B | 0190E002 | 2021-06-03 | 2008-06-02 | PHILAGANAN
| 33043 | 0190-COF-PRO-A45-DSTANKS-DSTNKA01 | PM03 | 301 | 1Y Temperature Transmitter Calibration | P-ERA 45 Distillate Tank A | B | 0190E002 | 2021-06-03 | 2008-06-02 | PHILAGANAN
| 33063 | 0190-COF-PRO-A45-DSTANKS-DSTNKA01 | PM03 | 301 | 2Y Press. Transmitter Calibration | P-ERA 45 Distillate Tank A | B | 0190E002 | 2021-06-03 | 2008-09-08 | PHILAGANAN
| 411273 | 0190-COF-PRO-A45-DSTANKS-DSTNKA01 | PM03 | 301 | 52W E45 PG Calib (3A6-PG-70.21) | P-ERA 45 Distillate Tank A | B | 0190E001 | 2021-06-03 | 2014-09-09 | PHILAGANAN
| 400614 | 0190-COF-PRO-A45-DSTANKS-DSTNKA01 | PM03 | 301 | 1Y A45 PRV Calib (3A3_PRV-001) | P-ERA 45 Distillate Tank A | B | 0190E015 | 2021-06-03 | 2014-09-10 | PHILAGANAN
| 33043 | 0190-COF-PRO-A45-DSTANKS-DSTNKB01 | PM03 | 301 | 1Y Temperature Transmitter Calibration | P-ERA 45 Distillate Tank B | B | 0190E001 | 2021-06-03 | 2008-05-30 | PHILAGANAN
| 49650 | 0190-COF-PRO-A45-GRNDRSYSTM01-FEEDR01 | PM03 | 302 | 2W Vibration Check And Analysis - G1 | P-ERA 45 Feeder Motor 01 | A | 0190E001 | 2011-05-28 | 2010-04-20 | PHPINGOYMA
| 49650 | 0190-COF-PRO-A45-GRNDRSYSTM01-FEEDR01 | PM03 | 302 | 2W Vibration Check And Analysis - G2 | P-ERA 45 Feeder Motor 01 | A | 0190E001 | 2012-08-06 | 2011-05-28 | PHEGUIAWE
| 49650 | 0190-COF-PRO-A45-GRNDRSYSTM02-FEEDR02 | PM03 | 302 | 2W Vibration Check And Analysis - G1 | P-ERA 45 Feeder Motor 02 | A | 0190E001 | 2011-05-28 | 2010-04-20 | PHPINGOYMA
| 49650 | 0190-COF-PRO-A45-GRNDRSYSTM02-FEEDR02 | PM03 | 302 | 2W Vibration Check And Analysis - G2 | P-ERA 45 Feeder Motor 02 | A | 0190E001 | 2012-08-06 | 2011-05-28 | PHEGUIAWE
| 49650 | 0190-COF-PRO-A45-GRNDRSYSTM03-FEEDR03 | PM03 | 302 | 2W Vibration Check And Analysis - G1 | P-ERA 45 Feeder Motor 03 | A | 0190E001 | 2011-05-28 | 2010-04-20 | PHPINGOYMA
| 49650 | 0190-COF-PRO-A45-GRNDRSYSTM03-FEEDR03 | PM03 | 302 | 2W Vibration Check And Analysis - G2 | P-ERA 45 Feeder Motor 03 | A | 0190E001 | 2012-08-06 | 2011-05-28 | PHEGUIAWE
| 33047 | 0190-COF-PRO-A45-INVHPR01 | PM03 | 301 | 1Y A45 WIT Calib (3A6-WIT-01.02) | P-ERA 45 Inventory Hopper | B | 0190E001 | 2021-06-03 | 2014-09-11 | PHILAGANAN
| 49651 | 0190-COF-PRO-A45-PWPMP01 | PM03 | 302 | 3W Vibration Check And Analysis - G1 | P-ERA 45 Pre-Wet Stuffing Pump | C | 0190E001 | 2011-05-28 | 2010-04-22 | PHPINGOYMA
| 49650 | 0190-COF-PRO-A45-PWPMP01 | PM03 | 302 | 2W Vibration Check And Analysis - G2 | P-ERA 45 Pre-Wet Stuffing Pump | C | 0190E001 | 2012-08-06 | 2011-05-28 | PHEGUIAWE
| 33046 | 0190-COF-PRO-A45-ROWTNK | PM03 | 301 | 1Y Flow Transmitter Calibration | P-ERA 45 RO-Water Booster Tank | C | 0190E002 | 2021-06-03 | 2008-05-31 | PHILAGANAN
| 33065 | 0190-COF-PRO-A45-ROWTNK | PM03 | 301 | 2Y Flow Transmitter Calibration | P-ERA 45 RO-Water Booster Tank | C | 0190E002 | 2021-06-03 | 2008-07-24 | PHILAGANAN
| 49650 | 0190-COF-PRO-A45-ROWTNK | PM03 | 302 | 2W Vibration Check And Analysis - G2 | P-ERA 45 RO-Water Booster Tank | C | 0190E001 | 2012-08-06 | 2010-04-22 | PHEGUIAWE
| 33063 | 0190-COF-PRO-A45-SKDASMBLY01-OILCOL01 | PM03 | 301 | 2Y Press. Transmitter Calibration | P-ERA 45 Oil Absorption Column | C | 0190E002 | 2021-06-03 | 2008-06-04 | PHILAGANAN
| 33043 | 0190-COF-PRO-A45-SKDASMBLY01-OILCOL01 | PM03 | 301 | 1Y Temperature Transmitter Calibration | P-ERA 45 Oil Absorption Column | C | 0190E002 | 2021-06-03 | 2008-05-31 | PHILAGANAN
| 49651 | 0190-COF-PRO-A45-SKDASMBLY01-OILPMP01 | PM03 | 302 | 3W Vibration Check And Analysis - G1 | P-ERA 45 Oil Pump | B | 0190E001 | 2011-05-28 | 2010-04-22 | PHPINGOYMA
| 49650 | 0190-COF-PRO-A45-SKDASMBLY01-OILPMP01 | PM03 | 302 | 2W Vibration Check And Analysis - G2 | P-ERA 45 Oil Pump | B | 0190E001 | 2012-08-06 | 2011-05-28 | PHEGUIAWE
| 33064 | 0190-COF-PRO-A45-SKDASMBLY01-OILTNK01 | PM03 | 301 | 2Y Level Transmitter Calibration | P-ERA 45 Oil Tank | C | 0190E002 | 2021-06-03 | 2008-06-04 | PHILAGANAN
| 411274 | 0190-COF-PRO-A45-SKDASMBLY01-PWCOLR01 | PM03 | 301 | 1Y A45 TG Calib (3A6-TG-13.04) | P-ERA 45 Pre-Wet Cooler | C | 0190E017 | 2021-06-03 | 2014-07-17 | PHILAGANAN
| 33062 | 0190-COF-PRO-A45-SKDASMBLY01-RECOL01 | PM03 | 301 | 2Y Temp. Transmitter Calibration | P-ERA 45 Recycle Cooler | C | 0190E002 | 2021-06-03 | 2008-06-04 | PHILAGANAN
| 33043 | 0190-COF-PRO-A45-SKDASMBLY01-WTRCOL01 | PM03 | 301 | 1Y Temperature Transmitter Calibration | P-ERA 45 Water Absorption Column | C | 0190E002 | 2021-06-03 | 2008-05-31 | PHILAGANAN
| 33064 | 0190-COF-PRO-A45-SKDASMBLY01-WTRCOL01 | PM03 | 301 | 2Y Level Transmitter Calibration | P-ERA 45 Water Absorption Column | C | 0190E002 | 2021-06-03 | 2008-06-04 | PHILAGANAN
| 33064 | 0190-COF-PRO-A45-SKDASMBLY01-WTRCOL01 | PM03 | 301 | 2Y Level Transmitter Calibration | P-ERA 45 Water Absorption Column | C | 0190E002 | 2021-06-03 | 2008-07-08 | PHILAGANAN
| 411274 | 0190-COF-PRO-A45-SKDASMBLY02-ACNDSR01 | PM03 | 301 | 52W A45 TG Calib (3A6-TG-032) | P-ERA 45 Aroma Condenser | C | 0190E017 | 2021-06-03 | 2014-09-08 | PHILAGANAN
| 49651 | 0190-COF-PRO-A45-SKDASMBLY02-DSPMP01 | PM03 | 302 | 3W Vibration Check And Analysis - G1 | P-ERA 45 Distillate Withdrawal Pump | B | 0190E001 | 2011-05-28 | 2010-04-22 | PHPINGOYMA
| 49650 | 0190-COF-PRO-A45-SKDASMBLY02-DSPMP01 | PM03 | 302 | 2W Vibration Check And Analysis - G2 | P-ERA 45 Distillate Withdrawal Pump | B | 0190E001 | 2012-08-06 | 2011-05-28 | PHEGUIAWE
| 33046 | 0190-COF-PRO-A45-SKDASMBLY02-DSPMP01 | PM03 | 301 | 1Y A45 FIT Calib (3A6-FIT-14.04) | P-ERA 45 Distillate Withdrawal Pump | B | 0190E015 | 2021-06-03 | 2014-09-10 | PHILAGANAN
| 33043 | 0190-COF-PRO-A45-SKDASMBLY02-LICOMP01 | PM03 | 301 | 1Y Temperature Transmitter Calibration | P-ERA 45 Liquid Ring Compressor | A | 0190E002 | 2021-06-03 | 2008-05-31 | PHILAGANAN
| 33046 | 0190-COF-PRO-A45-SKDASMBLY02-LICOMP01 | PM03 | 301 | 1Y Flow Transmitter Calibration | P-ERA 45 Liquid Ring Compressor | A | 0190E002 | 2021-06-03 | 2008-06-02 | PHILAGANAN
| 33065 | 0190-COF-PRO-A45-SKDASMBLY02-LICOMP01 | PM03 | 301 | 2Y Flow Transmitter Calibration | P-ERA 45 Liquid Ring Compressor | A | 0190E002 | 2021-06-03 | 2008-08-23 | PHILAGANAN
| 33044 | 0190-COF-PRO-A45-SKDASMBLY02-SPTRGL01 | PM03 | 301 | 1Y Level Transmitter Calibration | P-ERA 45 Gas-Liquid Separator | C | 0190E002 | 2021-06-03 | 2008-05-31 | PHILAGANAN
| 33045 | 0190-COF-PRO-A45-SKDASMBLY02-SPTRGL01 | PM03 | 301 | 1Y Pressure Transmitter Calibration | P-ERA 45 Gas-Liquid Separator | C | 0190E002 | 2021-06-03 | 2008-05-31 | PHILAGANAN
| 33064 | 0190-COF-PRO-A45-SKDASMBLY02-SPTRGL01 | PM03 | 301 | 2Y Level Transmitter Calibration | P-ERA 45 Gas-Liquid Separator | C | 0190E002 | 2021-06-03 | 2008-06-04 | PHILAGANAN
| 411274 | 0190-COF-PRO-A45-SKDASMBLY02-SPTRGL01 | PM03 | 301 | 52W A45 TG Calib (3A3_TG-002) | P-ERA 45 Gas-Liquid Separator | C | 0190E017 | 2021-06-03 | 2014-09-08 | PHILAGANAN
| 33044 | 0190-COF-PRO-A45-STRCOLMN | PM03 | 301 | 1Y Level Transmitter Calibration | P-ERA 45 Stripping Column | C | 0190E002 | 2021-06-03 | 2008-05-31 | PHILAGANAN
| 49650 | 0190-COF-PRO-A45-STRCOLMN | PM03 | 302 | 2W Vibration Check And Analysis - G2 | P-ERA 45 Stripping Column | C | 0190E001 | 2012-08-06 | 2010-04-22 | PHEGUIAWE
| 33045 | 0190-COF-PRO-A45-STRCOLMN | PM03 | 301 | 1Y A45 PIT Calib (3A6-PIT-03.12) | P-ERA 45 Stripping Column | C | 0190E017 | 2021-06-03 | 2014-09-10 | PHILAGANAN
| 49650 | 0190-COF-PRO-A45-STRCOLMN-SCSCRW01 | PM03 | 302 | 2W Vibration Check And Analysis - G2 | P-ERA 45 Discharge Screw Conveyor | C | 0190E001 | 2012-08-06 | 2010-04-22 | PHEGUIAWE
| 411273 | 0190-COF-PRO-A45-XHPR01 | PM03 | 301 | 52W A45 PG Calib (3A3-PG-047) | P-ERA 45 Discharge Hopper | C | 0190E001 | 2021-06-03 | 2014-09-08 | PHILAGANAN
| 49651 | 0190-COF-PRO-A45-XHSTFN-M2104_01 | PM03 | 302 | 3W Vibration Check And Analysis - G1 | P-ERA 45 Exhaust Fan 15" | A | 0190E001 | 2011-05-28 | 2010-04-22 | PHPINGOYMA
| 49650 | 0190-COF-PRO-A45-XHSTFN-M2104_01 | PM03 | 302 | 2W Vibration Check And Analysis - G2 | P-ERA 45 Exhaust Fan 15" | A | 0190E001 | 2012-08-06 | 2011-05-28 | PHEGUIAWE
| 49651 | 0190-COF-PRO-A45-XHSTFN-M2104_01 | PM03 | 302 | 3W Vibration Check And Analysis - G1 | P-ERA 45 Exhaust Fan 15" | A | 0190E001 | 2014-05-27 | 2012-08-06 | PHSANTANJO
| 49651 | 0190-COF-PRO-A45-XHSTFN-M2104_02 | PM03 | 302 | 3W Vibration Check And Analysis - G1 | P-ERA 45 Exhaust Fan 15" | A | 0190E001 | 2011-05-28 | 2010-04-22 | PHPINGOYMA
| 49650 | 0190-COF-PRO-A45-XHSTFN-M2104_02 | PM03 | 302 | 2W Vibration Check And Analysis - G2 | P-ERA 45 Exhaust Fan 15" | A | 0190E001 | 2012-08-06 | 2011-05-28 | PHEGUIAWE
| 49651 | 0190-COF-PRO-A45-XHSTFN-M2104_02 | PM03 | 302 | 3W Vibration Check And Analysis - G1 | P-ERA 45 Exhaust Fan 15" | A | 0190E001 | 2014-05-27 | 2012-08-06 | PHSANTANJO
| 49651 | 0190-COF-PRO-A45-XHSTFN-M2104_03 | PM03 | 302 | 3W Vibration Check And Analysis - G1 | P-ERA 45 Exhaust Fan 21" | A | 0190E001 | 2011-05-28 | 2010-04-22 | PHPINGOYMA
| 49650 | 0190-COF-PRO-A45-XHSTFN-M2104_03 | PM03 | 302 | 2W Vibration Check And Analysis - G2 | P-ERA 45 Exhaust Fan 21" | A | 0190E001 | 2012-08-06 | 2011-05-28 | PHEGUIAWE
| 49651 | 0190-COF-PRO-A45-XHSTFN-M2104_03 | PM03 | 302 | 3W Vibration Check And Analysis - G1 | P-ERA 45 Exhaust Fan 21" | A | 0190E001 | 2014-05-27 | 2012-08-06 | PHSANTANJO
| 49651 | 0190-COF-PRO-A45-XHSTFN-M2104_04 | PM03 | 302 | 3W Vibration Check And Analysis - G1 | P-ERA 45 Exhaust Fan 21" | A | 0190E001 | 2011-05-28 | 2010-04-22 | PHPINGOYMA
| 49650 | 0190-COF-PRO-A45-XHSTFN-M2104_04 | PM03 | 302 | 2W Vibration Check And Analysis - G2 | P-ERA 45 Exhaust Fan 21" | A | 0190E001 | 2012-08-06 | 2011-05-28 | PHEGUIAWE
| 49651 | 0190-COF-PRO-A45-XHSTFN-M2104_04 | PM03 | 302 | 3W Vibration Check And Analysis - G1 | P-ERA 45 Exhaust Fan 21" | A | 0190E001 | 2014-05-27 | 2012-08-06 | PHSANTANJO
| 49651 | 0190-COF-PRO-A45-XHSTFN-SUCFAN01 | PM03 | 302 | 3W Vibration Check And Analysis - G1 | P-ERA 45 Suction Fan | B | 0190E001 | 2011-05-28 | 2010-04-22 | PHPINGOYMA
| 49650 | 0190-COF-PRO-A45-XHSTFN-SUCFAN01 | PM03 | 302 | 2W Vibration Check And Analysis - G2 | P-ERA 45 Suction Fan | B | 0190E001 | 2012-08-06 | 2011-05-28 | PHEGUIAWE
| 49650 | 0190-COF-PRO-A54-CFRHPR01 | PM03 | 302 | 2W Vibration Check And Analysis - G2 | P-ERA 54 Constant Feed Rate Hopper | C | 0190E001 | 2010-07-01 | 2010-04-22 | PHPINGOYMA
| 49650 | 0190-COF-PRO-A54-CFRHPR01 | PM03 | 302 | 2W Vibration Check And Analysis - G2 | P-ERA 54 Constant Feed Rate Hopper | C | 0190E001 | 2012-08-06 | 2011-05-28 | PHEGUIAWE
| 49650 | 0190-COF-PRO-A54-CFRHPR01-CFSCRW01 | PM03 | 302 | 2W Vibration Check And Analysis - G2 | P-ERA 54 Constant Feed Rate Screwfeeder | B | 0190E001 | 2012-08-06 | 2010-04-22 | PHEGUIAWE
| 411273 | 0190-COF-PRO-A54-CFRHPR01-CFSCRW01 | PM03 | 301 | 1Y A54 PG Calib (3A4-PG-153) | P-ERA 54 Constant Feed Rate Screwfeeder | B | 0190E015 | 2021-06-03 | 2014-09-08 | PHILAGANAN
| 49650 | 0190-COF-PRO-A54-GRNDRSYSTM01-FEEDR01 | PM03 | 302 | 2W Vibration Check And Analysis - G2 | P-ERA 54 Feeder Motor 01 | A | 0190E001 | 2012-08-06 | 2010-04-22 | PHEGUIAWE
| 49650 | 0190-COF-PRO-A54-GRNDRSYSTM02-FEEDR02 | PM03 | 302 | 2W Vibration Check And Analysis - G2 | P-ERA 54 Feeder Motor 02 | A | 0190E001 | 2012-08-06 | 2010-04-22 | PHEGUIAWE
| 49650 | 0190-COF-PRO-A54-GRNDRSYSTM03-FEEDR03 | PM03 | 302 | 2W Vibration Check And Analysis - G2 | P-ERA 54 Feeder Motor 03 | A | 0190E001 | 2012-08-06 | 2010-04-22 | PHEGUIAWE
| 49651 | 0190-COF-PRO-A54-PWPMP01 | PM03 | 302 | 3W Vibration Check And Analysis - G2 | P-ERA 54 Pre-Wet Stuffing Pump | C | 0190E001 | 2012-08-06 | 2010-04-22 | PHEGUIAWE
| 49650 | 0190-COF-PRO-A54-PWPMP01 | PM03 | 302 | 2W Vibration Check And Analysis - G2 | P-ERA 54 Pre-Wet Stuffing Pump | C | 0190E001 | 2012-08-06 | 2011-05-28 | PHEGUIAWE
| 50680 | 0190-COF-PRO-A54-PWPMP01 | PM03 | 302 | 1M Condition Monitoring And Analysis | P-ERA 54 Pre-Wet Stuffing Pump | C | 0190E001 | 2014-05-26 | 2012-08-06 | PHSANTANJO
| 33046 | 0190-COF-PRO-A54-ROWTNK | PM03 | 301 | 1Y Flow Transmitter Calibration | P-ERA 54 RO-Water Booster Tank | B | 0190E002 | 2021-06-03 | 2008-05-31 | PHILAGANAN
| 33065 | 0190-COF-PRO-A54-ROWTNK | PM03 | 301 | 2Y Flow Transmitter Calibration | P-ERA 54 RO-Water Booster Tank | B | 0190E002 | 2021-06-03 | 2008-06-04 | PHILAGANAN
| 49651 | 0190-COF-PRO-A54-ROWTNK | PM03 | 302 | 3W Vibration Check And Analysis - G2 | P-ERA 54 RO-Water Booster Tank | B | 0190E001 | 2012-08-06 | 2010-04-22 | PHEGUIAWE
| 49650 | 0190-COF-PRO-A54-ROWTNK | PM03 | 302 | 2W Vibration Check And Analysis - G2 | P-ERA 54 RO-Water Booster Tank | B | 0190E001 | 2012-08-06 | 2011-05-28 | PHEGUIAWE
| 50680 | 0190-COF-PRO-A54-ROWTNK | PM03 | 302 | 1M Condition Monitoring And Analysis | P-ERA 54 RO-Water Booster Tank | B | 0190E001 | 2014-05-26 | 2012-08-06 | PHSANTANJO
| 411273 | 0190-COF-PRO-A54-ROWTNK | PM03 | 301 | 52W A54 PG Calib (3A7-PG-17.12) | P-ERA 54 RO-Water Booster Tank | B | 0190E015 | 2021-06-03 | 2014-09-08 | PHILAGANAN
| 33043 | 0190-COF-PRO-A54-SKDASMBLY01-OILCOL01 | PM03 | 301 | 1Y Temperature Transmitter Calibration | P-ERA 54 Oil Absorption Column | C | 0190E002 | 2021-06-03 | 2008-05-31 | PHILAGANAN
| 49651 | 0190-COF-PRO-A54-SKDASMBLY01-OILPMP01 | PM03 | 302 | 3W Vibration Check And Analysis - G2 | P-ERA 54 Oil Pump | B | 0190E001 | 2012-08-06 | 2010-04-22 | PHEGUIAWE
| 49650 | 0190-COF-PRO-A54-SKDASMBLY01-OILPMP01 | PM03 | 302 | 2W Vibration Check And Analysis - G2 | P-ERA 54 Oil Pump | B | 0190E001 | 2012-08-06 | 2011-05-28 | PHEGUIAWE
| 50680 | 0190-COF-PRO-A54-SKDASMBLY01-OILPMP01 | PM03 | 302 | 1M Condition Monitoring And Analysis | P-ERA 54 Oil Pump | B | 0190E001 | 2014-05-26 | 2012-08-06 | PHSANTANJO
| 33043 | 0190-COF-PRO-A54-SKDASMBLY01-WTRCOL01 | PM03 | 301 | 1Y Temperature Transmitter Calibration | P-ERA 54 Water Absorption Column | B | 0190E002 | 2021-06-03 | 2008-05-31 | PHILAGANAN
| 33064 | 0190-COF-PRO-A54-SKDASMBLY01-WTRCOL01 | PM03 | 301 | 2Y Level Transmitter Calibration | P-ERA 54 Water Absorption Column | B | 0190E002 | 2021-06-03 | 2008-06-04 | PHILAGANAN
| 33043 | 0190-COF-PRO-A54-SKDASMBLY02-ACNDSR01 | PM03 | 301 | 1Y A54 TT Calib (3A7-TT-07.06) | P-ERA 54 Aroma Condenser | C | 0190E017 | 2021-06-03 | 2014-09-10 | PHILAGANAN
| 49650 | 0190-COF-PRO-A54-SKDASMBLY02-CIPPMP01 | PM03 | 302 | 2W Vibration Check And Analysis - G2 | P-ERA 54 CIP Pump | B | 0190E001 | 2010-07-01 | 2010-04-22 | PHPINGOYMA
| 50680 | 0190-COF-PRO-A54-SKDASMBLY02-CIPPMP01 | PM03 | 302 | 1M Condition Monitoring And Analysis | P-ERA 54 CIP Pump | B | 0190E001 | 2014-05-26 | 2010-07-01 | PHSANTANJO
| 49650 | 0190-COF-PRO-A54-SKDASMBLY02-CIPPMP01 | PM03 | 302 | 2W Vibration Check And Analysis - G2 | P-ERA 54 CIP Pump | B | 0190E001 | 2012-08-06 | 2011-05-28 | PHEGUIAWE
| 49650 | 0190-COF-PRO-A54-SKDASMBLY02-DSPMP01 | PM03 | 302 | 2W Vibration Check And Analysis - G2 | P-ERA 54 Distillate Withdrawal Pump | B | 0190E001 | 2012-08-06 | 2010-04-22 | PHEGUIAWE
| 33046 | 0190-COF-PRO-A54-SKDASMBLY02-LICOMP01 | PM03 | 301 | 1Y Flow Transmitter Calibration | P-ERA 54 Liquid Ring Compressor | A | 0190E002 | 2021-06-03 | 2008-05-31 | PHILAGANAN
| 33043 | 0190-COF-PRO-A54-SKDASMBLY02-LICOMP01 | PM03 | 301 | 1Y Temperature Transmitter Calibration | P-ERA 54 Liquid Ring Compressor | A | 0190E002 | 2021-06-03 | 2008-05-31 | PHILAGANAN
| 33065 | 0190-COF-PRO-A54-SKDASMBLY02-LICOMP01 | PM03 | 301 | 2Y Flow Transmitter Calibration | P-ERA 54 Liquid Ring Compressor | A | 0190E002 | 2021-06-03 | 2008-06-04 | PHILAGANAN
| 33044 | 0190-COF-PRO-A54-SKDASMBLY02-SPTRGL01 | PM03 | 301 | 1Y Level Transmitter Calibration | P-ERA 54 Gas-Liquid Separator | C | 0190E002 | 2021-06-03 | 2008-05-31 | PHILAGANAN
| 33045 | 0190-COF-PRO-A54-SKDASMBLY02-SPTRGL01 | PM03 | 301 | 1Y Pressure Transmitter Calibration | P-ERA 54 Gas-Liquid Separator | C | 0190E002 | 2021-06-03 | 2008-05-31 | PHILAGANAN
| 33044 | 0190-COF-PRO-A54-STRCOLMN | PM03 | 301 | 1Y Level Transmitter Calibration | P-ERA 54 Stripping Column | B | 0190E002 | 2021-06-03 | 2008-05-31 | PHILAGANAN
| 49650 | 0190-COF-PRO-A54-STRCOLMN | PM03 | 302 | 2W Vibration Check And Analysis - G2 | P-ERA 54 Stripping Column | B | 0190E001 | 2012-08-06 | 2010-04-22 | PHEGUIAWE
| 52028 | 0190-COF-PRO-A54-STRCOLMN | PM03 | 305 | 1Y SC Steam Filter Replacement ERA54 | P-ERA 54 Stripping Column | B | 0190E001 | 2015-12-02 | 2010-10-05 | PHSANTANJO
| 411273 | 0190-COF-PRO-A54-STRCOLMN | PM03 | 301 | 52W A54 PG Calib (3A7-PG-092) | P-ERA 54 Stripping Column | B | 0190E015 | 2021-06-03 | 2014-09-08 | PHILAGANAN
| 49650 | 0190-COF-PRO-A54-STRCOLMN-SCSCRW01 | PM03 | 302 | 2W Vibration Check And Analysis - G2 | P-ERA 54 Discharge Screw Conveyor | C | 0190E001 | 2012-08-06 | 2010-04-22 | PHEGUIAWE
| 49651 | 0190-COF-PRO-A54-XHSTFN-M2104_01 | PM03 | 302 | 3W Vibration Check And Analysis - G2 | P-ERA 54 Exhaust Fan 21" | A | 0190E001 | 2010-07-01 | 2010-04-22 | PHPINGOYMA
| 49650 | 0190-COF-PRO-A54-XHSTFN-M2104_01 | PM03 | 302 | 2W Vibration Check And Analysis - G2 | P-ERA 54 Exhaust Fan 21" | A | 0190E001 | 2012-08-06 | 2011-05-28 | PHEGUIAWE
| 49651 | 0190-COF-PRO-A54-XHSTFN-M2104_01 | PM03 | 302 | 3W Vibration Check And Analysis - G1 | P-ERA 54 Exhaust Fan 21" | A | 0190E001 | 2014-05-27 | 2012-08-06 | PHSANTANJO
| 49651 | 0190-COF-PRO-A54-XHSTFN-M2104_02 | PM03 | 302 | 3W Vibration Check And Analysis - G2 | P-ERA 54 Exhaust Fan 21" | A | 0190E001 | 2010-07-01 | 2010-04-22 | PHPINGOYMA
| 49650 | 0190-COF-PRO-A54-XHSTFN-M2104_02 | PM03 | 302 | 2W Vibration Check And Analysis - G2 | P-ERA 54 Exhaust Fan 21" | A | 0190E001 | 2012-08-06 | 2011-05-28 | PHEGUIAWE
| 49651 | 0190-COF-PRO-A54-XHSTFN-M2104_02 | PM03 | 302 | 3W Vibration Check And Analysis - G1 | P-ERA 54 Exhaust Fan 21" | A | 0190E001 | 2014-05-27 | 2012-08-06 | PHSANTANJO
| 49651 | 0190-COF-PRO-A54-XHSTFN-M2104_03 | PM03 | 302 | 3W Vibration Check And Analysis - G2 | P-ERA 54 Exhaust Fan 21" | A | 0190E001 | 2010-07-01 | 2010-04-22 | PHPINGOYMA
| 49650 | 0190-COF-PRO-A54-XHSTFN-M2104_03 | PM03 | 302 | 2W Vibration Check And Analysis - G2 | P-ERA 54 Exhaust Fan 21" | A | 0190E001 | 2012-08-06 | 2011-05-28 | PHEGUIAWE
| 49651 | 0190-COF-PRO-A54-XHSTFN-M2104_03 | PM03 | 302 | 3W Vibration Check And Analysis - G1 | P-ERA 54 Exhaust Fan 21" | A | 0190E001 | 2014-05-27 | 2012-08-06 | PHSANTANJO
| 49651 | 0190-COF-PRO-A54-XHSTFN-SUCFAN01 | PM03 | 302 | 3W Vibration Check And Analysis - G2 | P-ERA 54 Suction Fan | A | 0190E001 | 2012-08-06 | 2010-04-22 | PHEGUIAWE
| 49650 | 0190-COF-PRO-A54-XHSTFN-SUCFAN01 | PM03 | 302 | 2W Vibration Check And Analysis - G2 | P-ERA 54 Suction Fan | A | 0190E001 | 2012-08-06 | 2011-05-28 | PHEGUIAWE
| 49651 | 0190-COF-PRO-A54-XHSTFN-SUCFAN01 | PM03 | 302 | 3W Vibration Check And Analysis - G1 | P-ERA 54 Suction Fan | A | 0190E001 | 2014-05-27 | 2012-08-06 | PHSANTANJO
| 50680 | 0190-COF-PRO-A54-XHSTFN-SUCFAN01 | PM03 | 302 | 1M Condition Monitoring And Analysis | P-ERA 54 Suction Fan | A | 0190E001 | 2014-05-26 | 2012-08-06 | PHSANTANJO
| 49531 | 0190-COF-PRO-AH3-BURFAN01 | PM03 | 302 | 1M PdMS Scheduled Condition Monitoring a | Coffee AH3 Burner Fan01 | C | 0190E010 | 2014-09-10 | 2010-05-15 | PHBALALAOS
| 51984 | 0190-COF-PRO-AH3-BURNER01 | PM03 | 301 | 1Y Cal CAH Burner Outlet 5B5-TE-01.12 | Coffee AH3 Burner01 | C | 0190E010 | 2021-06-03 | 2014-10-29 | PHILAGANAN
| 55240 | 0190-COF-PRO-AH3-BURPMP01 | PM03 | 301 | 104W Cal CAH Fuel Feed Pump 5B5-PG-007 | Coffee AH3 Burner Fuel Pump01 | C | 0190E010 | 2021-06-03 | 2014-09-02 | PHILAGANAN
| 51986 | 0190-COF-PRO-AH3-BURPMP01 | PM03 | 301 | 52W Cal CAH Fuel Supply 5B5-FIT-29.20 | Coffee AH3 Burner Fuel Pump01 | C | 0190E010 | 2021-06-03 | 2014-09-02 | PHILAGANAN
| 51986 | 0190-COF-PRO-AH3-BURPMP01 | PM03 | 301 | 1Y Cal Fuel Supply Flow 5B5-FS-29.20 | Coffee AH3 Burner Fuel Pump01 | C | 0190E010 | 2021-06-03 | 2014-09-03 | PHILAGANAN
| 33383 | 0190-COF-PRO-AH3-FLDPNL01 | PM03 | 302 | 3M KSPAF PANEL THERMAL SCANNING | KS AH Field MCC/ PLC Panel01 | A | 0190E011 | 2009-10-18 | 2008-07-02 | PHSERINAEM
| 45801 | 0190-COF-PRO-AH3-FLDPNL01 | PM03 | 302 | 3M Thermography Scan Coffee AH Field Pnl | KS AH Field MCC/ PLC Panel01 | A | 0190E011 | 2012-02-28 | 2012-02-27 | PHFUTALARA
| 52264 | 0190-COF-PRO-AH3-PREHTR03 | PM03 | 301 | 1Y Calibration 2D_PRV-004 | Coffee AH3 Fuel Pre-Heater | C | 0190E010 | 2021-06-03 | 2011-12-20 | PHILAGANAN
| 52264 | 0190-COF-PRO-AH3-PREHTR03 | PM03 | 301 | 1Y Calibration 2D_PRV-005 | Coffee AH3 Fuel Pre-Heater | C | 0190E010 | 2021-06-03 | 2011-12-20 | PHILAGANAN
| 51984 | 0190-COF-PRO-AH3-PREHTR03 | PM03 | 301 | 52W Cal CAH Fuel Pre-Heater 5B5-TT-0744 | Coffee AH3 Fuel Pre-Heater | C | 0190E010 | 2021-06-03 | 2014-09-11 | PHILAGANAN
| 52264 | 0190-COF-PRO-AHC-HEATER01 | PM03 | 301 | 1Y Calibration 2D_PRV-002 | Air Heater 1 & 2 Fuel Heating Station | C | 0190E010 | 2021-06-03 | 2011-12-20 | PHILAGANAN
| 55241 | 0190-COF-PRO-AHC-HEATER01 | PM03 | 301 | 52W Cal CAH_Fuel Heater 5B5_TG-001 | Air Heater 1 & 2 Fuel Heating Station | C | 0190E010 | 2021-06-03 | 2014-09-02 | PHILAGANAN
| 55241 | 0190-COF-PRO-AHC-HEATER01 | PM03 | 301 | 52W Cal CAH_Bunker Fuel 5B5-TG-003 | Air Heater 1 & 2 Fuel Heating Station | C | 0190E010 | 2021-06-03 | 2014-09-02 | PHILAGANAN
| 55241 | 0190-COF-PRO-AHC-HEATER01 | PM03 | 301 | 52W Cal CAH_Fuel Heater 5B5-TG-006 | Air Heater 1 & 2 Fuel Heating Station | C | 0190E010 | 2021-06-03 | 2014-09-02 | PHILAGANAN
| 45801 | 0190-COF-PRO-AHC-PNLBRD01 | PM03 | 302 | 3M Thermography Scan Coffee AH PLC Panel | Coffee Air Heater Panel Board | A | 0190E011 | 2012-02-28 | 2012-02-27 | PHFUTALARA
| 63701 | 0190-COF-PRO-E45-AHU01 | PM03 | 305 | 1M AHU Servicing | E45 PE Panel AHU | C | 0190E001 | 2017-04-18 | 2010-01-14 | PHSANTANJO
| 33063 | 0190-COF-PRO-E45-CELHDR01 | PM03 | 301 | 2Y Press. Transmitter Calibration | E45 Cell Header | B | 0190E002 | 2021-06-03 | 2008-09-08 | PHILAGANAN
| 49651 | 0190-COF-PRO-E45-CIPRTRNSYS-CIPPMP01 | PM03 | 302 | 3W Vibration Check And Analysis - G1 | E45 CIP Return Pump | C | 0190E001 | 2010-07-01 | 2010-04-22 | PHPINGOYMA
| 50680 | 0190-COF-PRO-E45-CIPRTRNSYS-CIPPMP01 | PM03 | 302 | 1M Condition Monitoring And Analysis | E45 CIP Return Pump | C | 0190E001 | 2012-08-07 | 2010-07-01 | PHEGUIAWE
| 49650 | 0190-COF-PRO-E45-CIPRTRNSYS-CIPPMP01 | PM03 | 302 | 2W Vibration Check And Analysis - G2 | E45 CIP Return Pump | C | 0190E001 | 2012-08-06 | 2011-05-28 | PHEGUIAWE
| 49651 | 0190-COF-PRO-E45-CIPRTRNSYS-CIPPMP01 | PM03 | 302 | 3W Vibration Check And Analysis - G3 | E45 CIP Return Pump | C | 0190E001 | 2014-05-27 | 2012-08-07 | PHSANTANJO
| 411273 | 0190-COF-PRO-E45-CIPRTRNSYS-CIPTNK01 | PM03 | 301 | 1Y E45 PG Calib (3A3-PG-023) | E45 CIP Drain Tank | C | 0190E015 | 2021-06-03 | 2014-09-08 | PHILAGANAN
| 411273 | 0190-COF-PRO-E45-CIPRTRNSYS-CIPTNK01 | PM03 | 301 | 1Y E45 PG Calib (3A3-PG-024) | E45 CIP Drain Tank | C | 0190E015 | 2021-06-03 | 2014-09-08 | PHILAGANAN
| 411273 | 0190-COF-PRO-E45-CMMN | PM03 | 301 | 1Y E45 PG Calib (3A3-PG-025) | Extraction 45 Common | C | 0190E015 | 2021-06-03 | 2014-09-08 | PHILAGANAN
| 411274 | 0190-COF-PRO-E45-CMMN | PM03 | 301 | 1Y E45 TG Calib (2B TG-003) | Extraction 45 Common | C | 0190E017 | 2021-06-03 | 2014-09-10 | PHILAGANAN
| 33045 | 0190-COF-PRO-E45-CNDNSR01 | PM03 | 301 | 1Y Pressure Transmitter Calibration | IPTA Condenser | B | 0190E001 | 2021-06-03 | 2008-05-30 | PHILAGANAN
| 411273 | 0190-COF-PRO-E45-CNDNSR01 | PM03 | 301 | 1Y E45 PG Calib (3A3-PG-08.13) | IPTA Condenser | B | 0190E017 | 2021-06-03 | 2014-07-17 | PHILAGANAN
| 49651 | 0190-COF-PRO-E45-CONPMP01 | PM03 | 302 | 3W Vibration Check And Analysis - G1 | Water Heater Condensate Pump 1 | B | 0190E001 | 2011-05-28 | 2010-04-22 | PHPINGOYMA
| 49650 | 0190-COF-PRO-E45-CONPMP01 | PM03 | 302 | 2W Vibration Check And Analysis - G2 | Water Heater Condensate Pump 1 | B | 0190E001 | 2012-08-06 | 2011-05-28 | PHEGUIAWE
| 49651 | 0190-COF-PRO-E45-CONSYSTM-CONPMP | PM03 | 302 | 3W Vibration Check And Analysis - G1 | IPTA Condensate Pump | B | 0190E001 | 2011-05-28 | 2010-04-22 | PHPINGOYMA
| 49650 | 0190-COF-PRO-E45-CONSYSTM-CONPMP | PM03 | 302 | 2W Vibration Check And Analysis - G2 | IPTA Condensate Pump | B | 0190E001 | 2012-08-06 | 2011-05-28 | PHEGUIAWE
| 411273 | 0190-COF-PRO-E45-CONSYSTM-CONPMP | PM03 | 301 | 1Y E45 PG Calib (3A3-PG-052) | IPTA Condensate Pump | B | 0190E017 | 2021-06-03 | 2014-07-17 | PHILAGANAN
| 33064 | 0190-COF-PRO-E45-CONSYSTM-CONTNK | PM03 | 301 | 2Y Level Transmitter Calibration | IPTA Condensate Tank | C | 0190E002 | 2021-06-03 | 2008-06-04 | PHILAGANAN
| 33068 | 0190-COF-PRO-E45-CONSYSTM-CONTNK | PM03 | 301 | 2Y Turbidity Meter Calibration | IPTA Condensate Tank | C | 0190E002 | 2021-06-03 | 2008-06-04 | PHILAGANAN
| 33064 | 0190-COF-PRO-E45-CONSYSTM-CONTNK | PM03 | 301 | 2Y Level Transmitter Calibration | IPTA Condensate Tank | C | 0190E002 | 2021-06-03 | 2008-06-04 | PHILAGANAN
| 56861 | 0190-COF-PRO-E45-COOLER11 | PM03 | 301 | 1Y E45 TCV Calib (3A3-TCV-15.07) | E45 Final Cooler-TETRA PAK | A | 0190E017 | 2021-06-03 | 2014-09-10 | PHILAGANAN
| 411274 | 0190-COF-PRO-E45-COOLER11 | PM03 | 301 | 1Y E45 TG Calib (3A3_TG-005) | E45 Final Cooler-TETRA PAK | A | 0190E017 | 2021-06-03 | 2014-09-10 | PHILAGANAN
| 411274 | 0190-COF-PRO-E45-COOLER11-GAUGE_5 | PM03 | 301 | 52W E45 TG Calib (3A3-TG-016) | Gauge 05 | C | 0190E017 | 2021-06-03 | 2014-09-08 | PHILAGANAN
| 4436 | 0190-COF-PRO-E45-EXTCEL01 | PM03 | 305 | 3W E45 C1 planned service-Mech'l. | Extraction 45 Cell No 1 | A | 0190E001 | 2010-05-27 | 2005-09-20 | PHPINGOYMA
| 4437 | 0190-COF-PRO-E45-EXTCEL01 | PM03 | 305 | 3W E45 C1 planned service-E/I | Extraction 45 Cell No 1 | A | 0190E002 | 2010-05-27 | 2005-09-20 | PHPINGOYMA
| 33045 | 0190-COF-PRO-E45-EXTCEL01 | PM03 | 301 | 1Y Pressure Transmitter Calibration | Extraction 45 Cell No 1 | A | 0190E002 | 2021-06-03 | 2008-05-31 | PHILAGANAN
| 4436 | 0190-COF-PRO-E45-EXTCEL02 | PM03 | 305 | 3W E45 C2 planned service-Mech'l. | Extraction 45 Cell No 2 | A | 0190E001 | 2010-05-27 | 2005-09-20 | PHPINGOYMA
| 4437 | 0190-COF-PRO-E45-EXTCEL02 | PM03 | 305 | 3W E45 C2 planned service-E/I | Extraction 45 Cell No 2 | A | 0190E002 | 2010-05-27 | 2005-09-20 | PHPINGOYMA
| 33045 | 0190-COF-PRO-E45-EXTCEL02 | PM03 | 301 | 1Y Pressure Transmitter Calibration | Extraction 45 Cell No 2 | A | 0190E002 | 2021-06-03 | 2008-05-31 | PHILAGANAN
| 49691 | 0190-COF-PRO-E45-EXTCEL02 | PM03 | 301 | 6M Cell Safety Valve Calibration-E45 | Extraction 45 Cell No 2 | A | 0190E001 | 2021-06-03 | 2010-04-22 | PHILAGANAN
| 4436 | 0190-COF-PRO-E45-EXTCEL03 | PM03 | 305 | 3W E45 C3 planned service-Mech'l. | Extraction 45 Cell No 3 | A | 0190E001 | 2010-05-27 | 2005-09-20 | PHPINGOYMA
| 4437 | 0190-COF-PRO-E45-EXTCEL03 | PM03 | 305 | 3W E45 C3 planned service-E/I | Extraction 45 Cell No 3 | A | 0190E002 | 2010-05-27 | 2005-09-20 | PHPINGOYMA
| 33045 | 0190-COF-PRO-E45-EXTCEL03 | PM03 | 301 | 1Y Pressure Transmitter Calibration | Extraction 45 Cell No 3 | A | 0190E002 | 2021-06-03 | 2008-05-31 | PHILAGANAN
| 49691 | 0190-COF-PRO-E45-EXTCEL03 | PM03 | 301 | 6M Cell Safety Valve Calibration-E45 | Extraction 45 Cell No 3 | A | 0190E001 | 2021-06-03 | 2010-04-22 | PHILAGANAN
| 4436 | 0190-COF-PRO-E45-EXTCEL04 | PM03 | 305 | 3W E45 C4 planned service-Mech'l. | Extraction 45 Cell No 4 | A | 0190E001 | 2010-05-27 | 2005-09-20 | PHPINGOYMA
| 4437 | 0190-COF-PRO-E45-EXTCEL04 | PM03 | 305 | 3W E45 C4 planned service-E/I | Extraction 45 Cell No 4 | A | 0190E002 | 2010-05-27 | 2005-09-20 | PHPINGOYMA
| 33045 | 0190-COF-PRO-E45-EXTCEL04 | PM03 | 301 | 1Y Pressure Transmitter Calibration | Extraction 45 Cell No 4 | A | 0190E002 | 2021-06-03 | 2008-05-31 | PHILAGANAN
| 49691 | 0190-COF-PRO-E45-EXTCEL04 | PM03 | 301 | 6M Cell Safety Valve Calibration-E45 | Extraction 45 Cell No 4 | A | 0190E001 | 2021-06-03 | 2010-04-22 | PHILAGANAN
| 4436 | 0190-COF-PRO-E45-EXTCEL05 | PM03 | 305 | 3W E45 C5 planned service-Mech'l. | Extraction 45 Cell No 5 | A | 0190E001 | 2010-05-27 | 2005-09-20 | PHPINGOYMA
| 4437 | 0190-COF-PRO-E45-EXTCEL05 | PM03 | 305 | 3W E45 C5 planned service-E/I | Extraction 45 Cell No 5 | A | 0190E002 | 2010-05-27 | 2005-09-20 | PHPINGOYMA
| 33045 | 0190-COF-PRO-E45-EXTCEL05 | PM03 | 301 | 1Y Pressure Transmitter Calibration | Extraction 45 Cell No 5 | A | 0190E002 | 2021-06-03 | 2008-05-31 | PHILAGANAN
| 49691 | 0190-COF-PRO-E45-EXTCEL05 | PM03 | 301 | 6M Cell Safety Valve Calibration-E45 | Extraction 45 Cell No 5 | A | 0190E001 | 2021-06-03 | 2010-04-22 | PHILAGANAN
| 4436 | 0190-COF-PRO-E45-EXTCEL06 | PM03 | 305 | 3W E45 C6 planned service-Mech'l. | Extraction 45 Cell No 6 | A | 0190E001 | 2010-05-27 | 2005-09-20 | PHPINGOYMA
| 4437 | 0190-COF-PRO-E45-EXTCEL06 | PM03 | 305 | 3W E45 C6 planned service-E/I | Extraction 45 Cell No 6 | A | 0190E002 | 2010-05-27 | 2005-09-20 | PHPINGOYMA
| 33045 | 0190-COF-PRO-E45-EXTCEL06 | PM03 | 301 | 1Y Pressure Transmitter Calibration | Extraction 45 Cell No 6 | A | 0190E002 | 2021-06-03 | 2008-05-31 | PHILAGANAN
| 49691 | 0190-COF-PRO-E45-EXTCEL06 | PM03 | 301 | 6M Cell Safety Valve Calibration-E45 | Extraction 45 Cell No 6 | A | 0190E001 | 2021-06-03 | 2010-04-22 | PHILAGANAN
| 4436 | 0190-COF-PRO-E45-EXTCEL07 | PM03 | 305 | 3W E45 C7 planned service-Mech'l. | Extraction 45 Cell No 7 | A | 0190E001 | 2010-05-27 | 2005-09-20 | PHPINGOYMA
| 4437 | 0190-COF-PRO-E45-EXTCEL07 | PM03 | 305 | 3W E45 C7 planned service-E/I | Extraction 45 Cell No 7 | A | 0190E002 | 2010-05-27 | 2005-09-20 | PHPINGOYMA
| 33045 | 0190-COF-PRO-E45-EXTCEL07 | PM03 | 301 | 1Y Pressure Transmitter Calibration | Extraction 45 Cell No 7 | A | 0190E002 | 2021-06-03 | 2008-06-02 | PHILAGANAN
| 49691 | 0190-COF-PRO-E45-EXTCEL07 | PM03 | 301 | 6M Cell Safety Valve Calibration-E45 | Extraction 45 Cell No 7 | A | 0190E001 | 2021-06-03 | 2010-04-22 | PHILAGANAN
| 4436 | 0190-COF-PRO-E45-EXTCEL08 | PM03 | 305 | 3W E45 C8 planned service-Mech'l. | Extraction 45 Cell No 8 | A | 0190E001 | 2010-05-27 | 2005-09-20 | PHPINGOYMA
| 4437 | 0190-COF-PRO-E45-EXTCEL08 | PM03 | 305 | 3W E45 C8 planned service-E/I | Extraction 45 Cell No 8 | A | 0190E002 | 2010-05-27 | 2005-09-20 | PHPINGOYMA
| 33045 | 0190-COF-PRO-E45-EXTCEL08 | PM03 | 301 | 1Y Pressure Transmitter Calibration | Extraction 45 Cell No 8 | A | 0190E002 | 2021-06-03 | 2008-06-02 | PHILAGANAN
| 49691 | 0190-COF-PRO-E45-EXTCEL08 | PM03 | 301 | 6M Cell Safety Valve Calibration-E45 | Extraction 45 Cell No 8 | A | 0190E001 | 2021-06-03 | 2010-04-22 | PHILAGANAN
| 33043 | 0190-COF-PRO-E45-EXTCEL08 | PM03 | 301 | 52W E45 TT Calib (3A3-TT-07.16/8) | Extraction 45 Cell No 8 | A | 0190E001 | 2021-06-03 | 2014-09-10 | PHILAGANAN
| 33043 | 0190-COF-PRO-E45-FLSTNK01 | PM03 | 301 | 1Y Temperature Transmitter Calibration | IPTA Flash Tank | B | 0190E002 | 2021-06-03 | 2008-06-02 | PHILAGANAN
| 411273 | 0190-COF-PRO-E45-FLSTNK01 | PM03 | 301 | 1Y E45 PG Calib (3A3-PG-037) | IPTA Flash Tank | B | 0190E015 | 2021-06-03 | 2014-09-08 | PHILAGANAN
| 33043 | 0190-COF-PRO-E45-FLSTNK01 | PM03 | 301 | 52W E45 TT Calib (3A3-TT-29.12) | IPTA Flash Tank | B | 0190E017 | 2021-06-03 | 2014-09-10 | PHILAGANAN
| 49531 | 0190-COF-PRO-E45-HPPSYSTM-HPP01 | PM03 | 302 | 1W Condition Monitoring And Analysis | Extraction 45 High Pressure Pump No 1 | A | 0190E001 | 2012-08-06 | 2010-04-19 | PHEGUIAWE
| 31743 | 0190-COF-PRO-E45-HPPSYSTM-HPP02 | PM03 | 303 | 1M E45 HP Pump/Motor Lube Check | Extraction 45 High Pressure Pump No 2 | A | 0190E001 | 2010-05-08 | 2008-05-04 | PHPINGOYMA
| 49531 | 0190-COF-PRO-E45-HPPSYSTM-HPP02 | PM03 | 302 | 1W Condition Monitoring And Analysis | Extraction 45 High Pressure Pump No 2 | A | 0190E001 | 2012-08-06 | 2010-04-19 | PHEGUIAWE
| 33063 | 0190-COF-PRO-E45-HPWHTR01 | PM03 | 301 | 2Y Press. Transmitter Calibration | Water Heater High Pressure | A | 0190E002 | 2021-06-03 | 2008-08-23 | PHILAGANAN
| 33063 | 0190-COF-PRO-E45-HPWHTR01 | PM03 | 301 | 2Y Press. Transmitter Calibration | Water Heater High Pressure | A | 0190E002 | 2021-06-03 | 2008-09-08 | PHILAGANAN
| 411273 | 0190-COF-PRO-E45-HPWHTR01 | PM03 | 301 | 1Y E45 PG Calib (3A3-PG-06.30) | Water Heater High Pressure | A | 0190E015 | 2021-06-03 | 2014-09-08 | PHILAGANAN
| 56861 | 0190-COF-PRO-E45-HPWHTR01 | PM03 | 301 | 1Y E45 CV Calib (3A3_CV-002) | Water Heater High Pressure | A | 0190E017 | 2021-06-03 | 2014-09-10 | PHILAGANAN
| 400614 | 0190-COF-PRO-E45-HPWHTR01 | PM03 |  | 1Y E45 PRV Calib (3A4-PRV-06.03/1) | Water Heater High Pressure | A | 0190E001 | 2016-04-27 | 2014-09-11 | PHSANTANJO
| 400614 | 0190-COF-PRO-E45-HPWHTR01-PRESSRELVAL_1 | PM03 | 301 | 1Y E45 PRV Calib (3A4-PRV-05.03) | Pressure Relief Valve 001 | B | 0190E017 | 2021-06-03 | 2014-09-11 | PHILAGANAN
| 400614 | 0190-COF-PRO-E45-HPWHTR01-PRESSRELVAL_2 | PM03 | 301 | 52W E45 PRV Calib (3A9-PRV-31.05) | Pressure Relief Valve 02 | B | 0190E017 | 2021-06-03 | 2014-09-11 | PHILAGANAN
| 33045 | 0190-COF-PRO-E45-HPWHTR01-TRANSMITTER_2 | PM03 | 301 | 1Y E45 PT Calib (PT45_001) | Transmitter 02 | B | 0190E017 | 2021-06-03 | 2014-09-11 | PHILAGANAN
| 49650 | 0190-COF-PRO-E45-HPWSHR01 | PM03 | 302 | 2W Vibration Check And Analysis - G1 | E45 High Pressure Washer01 | A | 0190E001 | 2011-05-28 | 2010-04-20 | PHPINGOYMA
| 49650 | 0190-COF-PRO-E45-HPWSHR01 | PM03 | 302 | 2W Vibration Check And Analysis - G2 | E45 High Pressure Washer01 | A | 0190E001 | 2012-08-06 | 2011-05-28 | PHEGUIAWE
| 49823 | 0190-COF-PRO-E45-HYDSYSTM-HYDCEL02 | PM03 | 307 | 3W Hydraulic By-Pass Valve Check E45C2 | E45 Hydraulics System Cell 02 | B | 0190E002 | 2015-05-04 | 2010-05-03 | PHSANTANJO
| 49823 | 0190-COF-PRO-E45-HYDSYSTM-HYDCEL03 | PM03 | 307 | 3W Hydraulic By-Pass Valve Check E45C3 | E45 Hydraulics System Cell 03 | B | 0190E002 | 2015-05-04 | 2010-05-03 | PHSANTANJO
| 49823 | 0190-COF-PRO-E45-HYDSYSTM-HYDCEL04 | PM03 | 307 | 3W Hydraulic By-Pass Valve Check E45C4 | E45 Hydraulics System Cell 04 | B | 0190E002 | 2015-05-04 | 2010-05-03 | PHSANTANJO
| 49823 | 0190-COF-PRO-E45-HYDSYSTM-HYDCEL05 | PM03 | 307 | 3W Hydraulic By-Pass Valve Check E45C5 | E45 Hydraulics System Cell 05 | B | 0190E002 | 2015-05-04 | 2010-05-03 | PHSANTANJO
| 49823 | 0190-COF-PRO-E45-HYDSYSTM-HYDCEL06 | PM03 | 307 | 3W Hydraulic By-Pass Valve Check E45C6 | E45 Hydraulics System Cell 06 | B | 0190E002 | 2015-05-04 | 2010-05-03 | PHSANTANJO
| 49823 | 0190-COF-PRO-E45-HYDSYSTM-HYDCEL07 | PM03 | 307 | 3W Hydraulic By-Pass Valve Check E45C7 | E45 Hydraulics System Cell 07 | A | 0190E002 | 2015-05-04 | 2010-05-03 | PHSANTANJO
| 49823 | 0190-COF-PRO-E45-HYDSYSTM-HYDCEL08 | PM03 | 307 | 3W Hydraulic By-Pass Valve Check E45C8 | E45 Hydraulics System Cell 08 | B | 0190E002 | 2015-05-04 | 2010-05-03 | PHSANTANJO
| 49651 | 0190-COF-PRO-E45-HYDSYSTM-HYDPMP01 | PM03 | 302 | 3W Vibration Check And Analysis - G1 | Hydraulic Pump No 1 E45 | B | 0190E001 | 2011-05-28 | 2010-04-22 | PHPINGOYMA
| 49650 | 0190-COF-PRO-E45-HYDSYSTM-HYDPMP01 | PM03 | 302 | 2W Vibration Check And Analysis - G2 | Hydraulic Pump No 1 E45 | B | 0190E001 | 2012-08-06 | 2011-05-28 | PHEGUIAWE
| 49651 | 0190-COF-PRO-E45-HYDSYSTM-HYDPMP02 | PM03 | 302 | 3W Vibration Check And Analysis - G1 | Hydraulic Pump No 2 E45 | B | 0190E001 | 2011-05-28 | 2010-04-22 | PHPINGOYMA
| 49650 | 0190-COF-PRO-E45-HYDSYSTM-HYDPMP02 | PM03 | 302 | 2W Vibration Check And Analysis - G2 | Hydraulic Pump No 2 E45 | B | 0190E001 | 2012-08-06 | 2011-05-28 | PHEGUIAWE
| 411273 | 0190-COF-PRO-E45-HYDSYSTM-LUBTNK01 | PM03 | 301 | 52W E45 PG Calib (3A3-PG-17.25) | Hydraulic Pump Oil Tank | B | 0190E015 | 2021-06-03 | 2014-09-08 | PHILAGANAN
| 49531 | 0190-COF-PRO-E45-ICEQP01 | PM03 | 302 | 1W Condition Monitoring And Analysis | ICEQ Pump 45 | A | 0190E001 | 2012-08-06 | 2010-04-19 | PHEGUIAWE
| 33064 | 0190-COF-PRO-E45-INTTNK01 | PM03 | 301 | 2Y Level Transmitter Calibration | IPTA Intermediate Tank | B | 0190E002 | 2021-06-03 | 2008-06-04 | PHILAGANAN
| 49531 | 0190-COF-PRO-E45-IPTPMPSYSTM-IPTPMP01 | PM03 | 302 | 1W Condition Monitoring And Analysis | IPTA Pump No 1 | B | 0190E001 | 2012-08-06 | 2010-04-19 | PHEGUIAWE
| 33045 | 0190-COF-PRO-E45-IPTPMPSYSTM-IPTPMP01 | PM03 | 301 | 1Y E45 PIT Calib (3A3_PIT-001) | IPTA Pump No 1 | B | 0190E015 | 2021-06-03 | 2014-09-10 | PHILAGANAN
| 31743 | 0190-COF-PRO-E45-IPTPMPSYSTM-IPTPMP02 | PM03 | 303 | 1M E45 IPTA Pump/Motor Lube Check | IPTA Pump No 2 | A | 0190E001 | 2010-05-08 | 2008-05-04 | PHPINGOYMA
| 49531 | 0190-COF-PRO-E45-IPTPMPSYSTM-IPTPMP02 | PM03 | 302 | 1W Condition Monitoring And Analysis | IPTA Pump No 2 | A | 0190E001 | 2012-08-06 | 2010-04-19 | PHEGUIAWE
| 33065 | 0190-COF-PRO-E45-LPWHTR02 | PM03 | 301 | 2Y Flow Transmitter Calibration | Water Heater Low Pressure | A | 0190E002 | 2021-06-03 | 2008-07-08 | PHILAGANAN
| 33065 | 0190-COF-PRO-E45-LPWHTR02 | PM03 | 301 | 2Y Flow Transmitter Calibration | Water Heater Low Pressure | A | 0190E002 | 2021-06-03 | 2008-07-24 | PHILAGANAN
| 411274 | 0190-COF-PRO-E45-LPWHTR02 | PM03 | 301 | 1Y E45 TG Calib (3A3-TG-05.05) | Water Heater Low Pressure | A | 0190E017 | 2021-06-03 | 2014-07-17 | PHILAGANAN
| 411273 | 0190-COF-PRO-E45-LPWHTR02-GAUGE_7 | PM03 | 301 | 52W E45 PG Calib (3A3-PG-087) | Gauge 07 | C | 0190E017 | 2021-06-03 | 2014-09-09 | PHILAGANAN
| 33045 | 0190-COF-PRO-E45-LPWHTR02-TRANSMITTER_1 | PM03 | 301 | 1Y E45 PIT Calib (3A3-PIT-07.10) | Transmitter 01 | B | 0190E017 | 2021-06-03 | 2014-09-11 | PHILAGANAN
| 411273 | 0190-COF-PRO-E45-MCC-PLCPNL02 | PM03 | 301 | 1Y E45 PG Calib (3A3-PG-016) | Extraction 45 PLC Panel | B | 0190E015 | 2021-06-03 | 2014-09-08 | PHILAGANAN
| 33066 | 0190-COF-PRO-E45-MOVHPR01 | PM03 | 301 | 2Y Weight Transmitter Calibration | Moving Hopper | A | 0190E002 | 2021-06-03 | 2008-06-04 | PHILAGANAN
| 33047 | 0190-COF-PRO-E45-MOVHPR01-TRANSMITTER_1 | PM03 | 301 | 1Y E45 WIT Calib (WIT 22.02 TS1) | Transmitter 01 | B | 0190E017 | 2021-06-03 | 2014-09-10 | PHILAGANAN
| 33047 | 0190-COF-PRO-E45-MOVHPR01-TRANSMITTER_2 | PM03 | 301 | 1Y E45 WIT Calib (WIT 22.02 TS2) | Transmitter 02 | B | 0190E017 | 2021-06-03 | 2014-09-10 | PHILAGANAN
| 49822 | 0190-COF-PRO-E45-PNEUSYSTM-PNEUCL02 | PM03 | 307 | 3W Actuating Rod&Air Switch Check E45C2 | E45 Pneumatics System Cell 02 | A | 0190E002 | 2015-05-04 | 2010-05-03 | PHSANTANJO
| 49822 | 0190-COF-PRO-E45-PNEUSYSTM-PNEUCL03 | PM03 | 307 | 3W Actuating Rod&Air Switch Check E45C3 | E45 Pneumatics System Cell 03 | A | 0190E002 | 2015-05-04 | 2010-05-03 | PHSANTANJO
| 49822 | 0190-COF-PRO-E45-PNEUSYSTM-PNEUCL04 | PM03 | 307 | 3W Actuating Rod&Air Switch Check E45C4 | E45 Pneumatics System Cell 04 | A | 0190E002 | 2015-05-04 | 2010-05-03 | PHSANTANJO
| 49822 | 0190-COF-PRO-E45-PNEUSYSTM-PNEUCL05 | PM03 | 307 | 3W Actuating Rod&Air Switch Check E45C5 | E45 Pneumatics System Cell 05 | A | 0190E002 | 2015-05-04 | 2010-05-03 | PHSANTANJO
| 49822 | 0190-COF-PRO-E45-PNEUSYSTM-PNEUCL06 | PM03 | 307 | 3W Actuating Rod&Air Switch Check E45C6 | E45 Pneumatics System Cell 06 | A | 0190E002 | 2015-05-04 | 2010-05-03 | PHSANTANJO
| 49822 | 0190-COF-PRO-E45-PNEUSYSTM-PNEUCL07 | PM03 | 307 | 3W Actuating Rod&Air Switch Check E45C7 | E45 Pneumatics System Cell 07 | A | 0190E002 | 2015-05-04 | 2010-05-03 | PHSANTANJO
| 49822 | 0190-COF-PRO-E45-PNEUSYSTM-PNEUCL08 | PM03 | 307 | 3W Actuating Rod&Air Switch Check E45C8 | E45 Pneumatics System Cell 08 | A | 0190E002 | 2015-05-04 | 2010-05-03 | PHSANTANJO
| 33065 | 0190-COF-PRO-E45-PREHTR01 | PM03 | 301 | 2Y Flow Transmitter Calibration | IPTA Pre Heater | A | 0190E002 | 2021-06-03 | 2008-06-04 | PHILAGANAN
| 33062 | 0190-COF-PRO-E45-PREHTR01 | PM03 | 301 | 2Y Temp. Transmitter Calibration | IPTA Pre Heater | A | 0190E002 | 2021-06-03 | 2008-07-24 | PHILAGANAN
| 33063 | 0190-COF-PRO-E45-PREHTR01 | PM03 | 301 | 2Y Press. Transmitter Calibration | IPTA Pre Heater | A | 0190E002 | 2021-06-03 | 2008-08-23 | PHILAGANAN
| 411273 | 0190-COF-PRO-E45-PREHTR01 | PM03 |  | 1Y E45 PG Calib (3A3_PG-067) | IPTA Pre Heater | A | 0190E001 | 2016-05-10 | 2014-09-08 | PHSANTANJO
| 411273 | 0190-COF-PRO-E45-PREHTR01 | PM03 | 301 | 1Y E45 PG Calib (3A3_PG-068) | IPTA Pre Heater | A | 0190E015 | 2021-06-03 | 2014-09-08 | PHILAGANAN
| 411273 | 0190-COF-PRO-E45-PREHTR01 | PM03 | 301 | 1Y E45 PG Calib (3A3_PG-069) | IPTA Pre Heater | A | 0190E015 | 2021-06-03 | 2014-09-08 | PHILAGANAN
| 49651 | 0190-COF-PRO-E45-RWDSYSTEM-RWDPMP01 | PM03 | 302 | 3W Vibration Check And Analysis - G1 | Wet Rework Outlet Dosing Pump No 1 | B | 0190E001 | 2010-07-01 | 2010-04-22 | PHPINGOYMA
| 50680 | 0190-COF-PRO-E45-RWDSYSTEM-RWDPMP01 | PM03 | 302 | 1M Condition Monitoring And Analysis | Wet Rework Outlet Dosing Pump No 1 | B | 0190E001 | 2014-05-26 | 2010-07-01 | PHSANTANJO
| 49650 | 0190-COF-PRO-E45-RWDSYSTEM-RWDPMP01 | PM03 | 302 | 2W Vibration Check And Analysis - G2 | Wet Rework Outlet Dosing Pump No 1 | B | 0190E001 | 2012-08-06 | 2011-05-28 | PHEGUIAWE
| 33045 | 0190-COF-PRO-E45-RWDSYSTEM-RWDTNK01 | PM03 | 301 | 1Y E45 TT Calib (TT 21.08) | Rework Dosing Tank | C | 0190E015 | 2021-06-03 | 2014-09-10 | PHILAGANAN
| 49531 | 0190-COF-PRO-E45-SIRPMP01 | PM03 | 302 | 1W Condition Monitoring And Analysis | E45 SIR Pump 01 | B | 0190E001 | 2012-08-06 | 2010-04-19 | PHEGUIAWE
| 33063 | 0190-COF-PRO-E45-STMEJE01 | PM03 | 301 | 2Y Press. Transmitter Calibration | Steam Ejector | A | 0190E002 | 2021-06-03 | 2008-06-04 | PHILAGANAN
| 33063 | 0190-COF-PRO-E45-STMEJE01 | PM03 | 301 | 2Y Press. Transmitter Calibration | Steam Ejector | A | 0190E002 | 2021-06-03 | 2008-06-04 | PHILAGANAN
| 411273 | 0190-COF-PRO-E45-STMEJE01 | PM03 | 301 | 1Y E45 PG Calib (3A3-PG-065 ) | Steam Ejector | A | 0190E017 | 2021-06-03 | 2014-09-09 | PHILAGANAN
| 411273 | 0190-COF-PRO-E45-STMEJE01-GAUGE_1 | PM03 | 301 | 52W E45 PG Calib (3A3-PG-17.11) | Gauge 01 | C | 0190E017 | 2021-06-03 | 2014-09-09 | PHILAGANAN
| 33046 | 0190-COF-PRO-E45-STMHDR01-TRANSMITTER_2 | PM03 | 301 | 1Y E45 FIT Calib (3A3-FIT-15.15) | Transmitter 02 | B | 0190E017 | 2021-06-03 | 2014-09-10 | PHILAGANAN
| 411273 | 0190-COF-PRO-E45-TLBTNK01 | PM03 | 301 | 1Y E45 PG Calib (3A3-PG-27.05) | Thick Liquor Buffer Tank01 | C | 0190E017 | 2021-06-03 | 2014-07-11 | PHILAGANAN
| 49650 | 0190-COF-PRO-E45-UTESYSTM-EXTPMP01 | PM03 | 302 | 2W Vibration Check And Analysis - G1 | Thin Extract Transfer Pump No 1_M19 | B | 0190E001 | 2011-05-28 | 2010-04-20 | PHPINGOYMA
| 49650 | 0190-COF-PRO-E45-UTESYSTM-EXTPMP01 | PM03 | 302 | 2W Vibration Check And Analysis - G2 | Thin Extract Transfer Pump No 1_M19 | B | 0190E001 | 2012-08-06 | 2011-05-28 | PHEGUIAWE
| 49650 | 0190-COF-PRO-E45-UTESYSTM-EXTPMP02 | PM03 | 302 | 2W Vibration Check And Analysis - G1 | Thin Extract Transfer Pump No 2_M19 | B | 0190E001 | 2011-05-28 | 2010-04-20 | PHPINGOYMA
| 49650 | 0190-COF-PRO-E45-UTESYSTM-EXTPMP02 | PM03 | 302 | 2W Vibration Check And Analysis - G2 | Thin Extract Transfer Pump No 2_M19 | B | 0190E001 | 2012-08-06 | 2011-05-28 | PHEGUIAWE
| 49651 | 0190-COF-PRO-E45-WGHSYSTM-FAN02 | PM03 | 302 | 3W Vibration Check And Analysis - G1 | Weigh Tank Exhaust Fan | B | 0190E001 | 2010-07-01 | 2010-04-22 | PHPINGOYMA
| 50680 | 0190-COF-PRO-E45-WGHSYSTM-FAN02 | PM03 | 302 | 1M Condition Monitoring And Analysis | Weigh Tank Exhaust Fan | B | 0190E001 | 2014-05-26 | 2010-07-01 | PHSANTANJO
| 49650 | 0190-COF-PRO-E45-WGHSYSTM-FAN02 | PM03 | 302 | 2W Vibration Check And Analysis - G2 | Weigh Tank Exhaust Fan | B | 0190E001 | 2012-08-06 | 2011-05-28 | PHEGUIAWE
| 33066 | 0190-COF-PRO-E45-WGHSYSTM-WGHTNK01 | PM03 | 301 | 2Y Weight Transmitter Calibration | Weigh Tank No 1 | B | 0190E002 | 2021-06-03 | 2008-06-04 | PHILAGANAN
| 49651 | 0190-COF-PRO-E45-WGHSYSTM-WGHTNK01 | PM03 | 302 | 3W Vibration Check And Analysis - G1 | Weigh Tank No 1 | B | 0190E001 | 2011-05-28 | 2010-05-06 | PHPINGOYMA
| 49650 | 0190-COF-PRO-E45-WGHSYSTM-WGHTNK01 | PM03 | 302 | 2W Vibration Check And Analysis - G2 | Weigh Tank No 1 | B | 0190E001 | 2012-08-06 | 2011-05-28 | PHEGUIAWE
| 56861 | 0190-COF-PRO-E45-WGHSYSTM-WGHTNK01 | PM03 | 301 | 1Y E45 PCV Calib (3A3-PCV-15.29) | Weigh Tank No 1 | B | 0190E017 | 2021-06-03 | 2014-09-10 | PHILAGANAN
| 33066 | 0190-COF-PRO-E45-WGHSYSTM-WGHTNK02 | PM03 | 301 | 2Y Weight Transmitter Calibration | Weigh Tank No 2 | B | 0190E002 | 2021-06-03 | 2008-06-04 | PHILAGANAN
| 49651 | 0190-COF-PRO-E45-WGHSYSTM-WGHTNK02 | PM03 | 302 | 3W Vibration Check And Analysis - G1 | Weigh Tank No 2 | B | 0190E001 | 2011-05-28 | 2010-05-06 | PHPINGOYMA
| 49650 | 0190-COF-PRO-E45-WGHSYSTM-WGHTNK02 | PM03 | 302 | 2W Vibration Check And Analysis - G2 | Weigh Tank No 2 | B | 0190E001 | 2012-08-06 | 2011-05-28 | PHEGUIAWE
| 411273 | 0190-COF-PRO-E45-WTRWRKSYSTM-RWKTNK01 | PM03 | 301 | 1Y E45 PG Calib (3A3-PG-022) | Wet Rework Tank | C | 0190E015 | 2021-06-03 | 2014-09-08 | PHILAGANAN
| 411273 | 0190-COF-PRO-E45-WTRWRKSYSTM-RWKTNK01 | PM03 | 301 | 1Y E45 PG Calib (3A3-PG-26.04) | Wet Rework Tank | C | 0190E015 | 2021-06-03 | 2014-09-09 | PHILAGANAN
| 411273 | 0190-COF-PRO-E45-WTRWRKSYSTM-RWKTNK01 | PM03 | 301 | 1Y E45 PG Calib (3A3-PG-066*) | Wet Rework Tank | C | 0190E015 | 2021-06-03 | 2014-09-09 | PHILAGANAN
| 49651 | 0190-COF-PRO-E54-BSTPMP01 | PM03 | 302 | 3W Vibration Check And Analysis - G2 | Clar Treated Water Supply Booster Pump | B | 0190E001 | 2012-08-06 | 2010-04-22 | PHEGUIAWE
| 49650 | 0190-COF-PRO-E54-BSTPMP01 | PM03 | 302 | 2W Vibration Check And Analysis - G2 | Clar Treated Water Supply Booster Pump | B | 0190E001 | 2012-08-06 | 2011-05-28 | PHEGUIAWE
| 50680 | 0190-COF-PRO-E54-BSTPMP01 | PM03 | 302 | 1M Condition Monitoring And Analysis | Clar Treated Water Supply Booster Pump | B | 0190E001 | 2014-05-26 | 2012-08-06 | PHSANTANJO
| 49651 | 0190-COF-PRO-E54-BSTPMP02 | PM03 | 302 | 3W Vibration Check And Analysis - G2 | Treated Water Booster Pump | B | 0190E001 | 2012-08-06 | 2010-04-22 | PHEGUIAWE
| 49531 | 0190-COF-PRO-E54-BSTPMP02 | PM03 | 302 | 1W Vibration Check And Analysis | Treated Water Booster Pump | B | 0190E001 | 2012-08-06 | 2011-05-28 | PHEGUIAWE
| 50680 | 0190-COF-PRO-E54-BSTPMP02 | PM03 | 302 | 1M Condition Monitoring And Analysis | Treated Water Booster Pump | B | 0190E001 | 2014-05-26 | 2012-08-06 | PHSANTANJO
| 33063 | 0190-COF-PRO-E54-CMMN | PM03 | 301 | 2Y Press. Transmitter Calibration | Extraction 54 Common | C | 0190E002 | 2021-06-03 | 2008-06-04 | PHILAGANAN
| 33064 | 0190-COF-PRO-E54-CMMN | PM03 | 301 | 2Y Level Transmitter Calibration | Extraction 54 Common | C | 0190E002 | 2021-06-03 | 2008-06-04 | PHILAGANAN
| 33062 | 0190-COF-PRO-E54-CMMN | PM03 | 301 | 2Y Temp. Transmitter Calibration | Extraction 54 Common | C | 0190E002 | 2021-06-03 | 2008-06-04 | PHILAGANAN
| 33045 | 0190-COF-PRO-E54-CMMN | PM03 | 301 | 1Y E54 PIT Calib (3A4-PIT-003) | Extraction 54 Common | C | 0190E017 | 2021-06-03 | 2014-09-10 | PHILAGANAN
| 33045 | 0190-COF-PRO-E54-CNDNSR01 | PM03 | 301 | 1Y Pressure Transmitter Calibration | IPTA Condenser | B | 0190E002 | 2021-06-03 | 2008-05-31 | PHILAGANAN
| 33063 | 0190-COF-PRO-E54-DISHED02 | PM03 | 301 | 2Y Press. Transmitter Calibration | E54 Hydraulic Distribution System | B | 0190E002 | 2021-06-03 | 2008-08-23 | PHILAGANAN
| 49823 | 0190-COF-PRO-E54-DISHED02-HYDCEL02 | PM03 | 307 | 3W Hydraulic By-Pass Valve Check E54 C2 | E54 Hydraulics System Cell 02 | A | 0190E002 | 2015-05-04 | 2010-05-03 | PHSANTANJO
| 49823 | 0190-COF-PRO-E54-DISHED02-HYDCEL03 | PM03 | 307 | 3W Hydraulic By-Pass Valve Check E54 C3 | E54 Hydraulics System Cell 03 | A | 0190E002 | 2015-05-04 | 2010-05-03 | PHSANTANJO
| 49823 | 0190-COF-PRO-E54-DISHED02-HYDCEL04 | PM03 | 307 | 3W Hydraulic By-Pass Valve Check E54 C4 | E54 Hydraulics System Cell 04 | A | 0190E002 | 2015-05-04 | 2010-05-03 | PHSANTANJO
| 49823 | 0190-COF-PRO-E54-DISHED02-HYDCEL05 | PM03 | 307 | 3W Hydraulic By-Pass Valve Check E54 C5 | E54 Hydraulics System Cell 05 | A | 0190E002 | 2015-05-04 | 2010-05-03 | PHSANTANJO
| 49823 | 0190-COF-PRO-E54-DISHED02-HYDCEL06 | PM03 | 307 | 3W Hydraulic By-Pass Valve Check E54 C6 | E54 Hydraulics System Cell 06 | A | 0190E002 | 2015-05-04 | 2010-05-03 | PHSANTANJO
| 49823 | 0190-COF-PRO-E54-DISHED02-HYDCEL07 | PM03 | 307 | 3W Hydraulic By-Pass Valve Check E54 C7 | E54 Hydraulics System Cell 07 | A | 0190E002 | 2015-05-04 | 2010-05-03 | PHSANTANJO
| 49823 | 0190-COF-PRO-E54-DISHED02-HYDCEL08 | PM03 | 307 | 3W Hydraulic By-Pass Valve Check E54 C8 | E54 Hydraulics System Cell 08 | A | 0190E002 | 2015-05-04 | 2010-05-03 | PHSANTANJO
| 33063 | 0190-COF-PRO-E54-DISHED03 | PM03 | 301 | 2Y Press. Transmitter Calibration | E54 Pneumatic Ditribution System | B | 0190E002 | 2021-06-03 | 2008-09-08 | PHILAGANAN
| 49822 | 0190-COF-PRO-E54-DISHED03-PNEUCL02 | PM03 | 307 | 3W Actuating Rod&Air Switch Check E54C2 | E54 Pneumatics System Cell 02 | A | 0190E002 | 2015-05-04 | 2010-05-03 | PHSANTANJO
| 49822 | 0190-COF-PRO-E54-DISHED03-PNEUCL03 | PM03 | 307 | 3W Actuating Rod&Air Switch Check E54C3 | E54 Pneumatics System Cell 03 | A | 0190E002 | 2015-05-04 | 2010-05-03 | PHSANTANJO
| 49822 | 0190-COF-PRO-E54-DISHED03-PNEUCL04 | PM03 | 307 | 3W Actuating Rod&Air Switch Check E54C4 | E54 Pneumatics System Cell 04 | A | 0190E002 | 2015-05-04 | 2010-05-03 | PHSANTANJO
| 49822 | 0190-COF-PRO-E54-DISHED03-PNEUCL05 | PM03 | 307 | 3W Actuating Rod&Air Switch Check E54C5 | E54 Pneumatics System Cell 05 | A | 0190E002 | 2015-05-04 | 2010-05-03 | PHSANTANJO
| 49822 | 0190-COF-PRO-E54-DISHED03-PNEUCL06 | PM03 | 307 | 3W Actuating Rod&Air Switch Check E54C6 | E54 Pneumatics System Cell 06 | A | 0190E002 | 2015-05-04 | 2010-05-03 | PHSANTANJO
| 49822 | 0190-COF-PRO-E54-DISHED03-PNEUCL07 | PM03 | 307 | 3W Actuating Rod&Air Switch Check E54C7 | E54 Pneumatics System Cell 07 | A | 0190E002 | 2015-05-04 | 2010-05-03 | PHSANTANJO
| 49822 | 0190-COF-PRO-E54-DISHED03-PNEUCL08 | PM03 | 307 | 3W Actuating Rod&Air Switch Check E54C8 | E54 Pneumatics System Cell 08 | A | 0190E002 | 2015-05-04 | 2010-05-03 | PHSANTANJO
| 4436 | 0190-COF-PRO-E54-EXTCEL01 | PM03 | 305 | 3W E54 C1 planned service-Mech'l. | Extraction Cell 54 No 1 | A | 0190E001 | 2010-05-27 | 2005-09-20 | PHPINGOYMA
| 4437 | 0190-COF-PRO-E54-EXTCEL01 | PM03 | 305 | 3W E54 C1 planned service-E/I | Extraction Cell 54 No 1 | A | 0190E002 | 2010-05-27 | 2005-09-20 | PHPINGOYMA
| 33062 | 0190-COF-PRO-E54-EXTCEL01 | PM03 | 301 | 2Y Temp. Transmitter Calibration | Extraction Cell 54 No 1 | A | 0190E001 | 2021-06-03 | 2008-09-08 | PHILAGANAN
|  | 0190-COF-PRO-E54-EXTCEL01-BDV | PM02 | 205 | 104W E54C1 Blowdown Machining | E54 C1 blowdown Valve | A | 0190E001 | 2021-11-30 | 2021-11-30 | PHEMBATEAN
| 4436 | 0190-COF-PRO-E54-EXTCEL02 | PM03 | 305 | 3W E54 C2 planned service-Mech'l. | Extraction Cell 54 No 2 | A | 0190E001 | 2010-05-27 | 2005-09-20 | PHPINGOYMA
| 4437 | 0190-COF-PRO-E54-EXTCEL02 | PM03 | 305 | 3W E54 C2 planned service-E/I | Extraction Cell 54 No 2 | A | 0190E002 | 2010-05-27 | 2005-09-20 | PHPINGOYMA
| 33045 | 0190-COF-PRO-E54-EXTCEL02 | PM03 | 301 | 1Y Pressure Transmitter Calibration | Extraction Cell 54 No 2 | A | 0190E001 | 2021-06-03 | 2008-05-30 | PHILAGANAN
| 49691 | 0190-COF-PRO-E54-EXTCEL02 | PM03 | 301 | 6M Cell Safety Valve Calibration-E54 | Extraction Cell 54 No 2 | A | 0190E001 | 2021-06-03 | 2010-04-22 | PHILAGANAN
| 4436 | 0190-COF-PRO-E54-EXTCEL03 | PM03 | 305 | 3W E54 C3 planned service-Mech'l. | Extraction Cell 54 No 3 | A | 0190E001 | 2010-05-27 | 2005-09-20 | PHPINGOYMA
| 4437 | 0190-COF-PRO-E54-EXTCEL03 | PM03 | 305 | 3W E54 C3 planned service-E/I | Extraction Cell 54 No 3 | A | 0190E002 | 2010-05-27 | 2005-09-20 | PHPINGOYMA
| 33045 | 0190-COF-PRO-E54-EXTCEL03 | PM03 |  | 1Y Pressure Transmitter Calibration | Extraction Cell 54 No 3 | A | 0190E001 | 2015-04-21 | 2008-05-31 | PHSANTANJO
| 49691 | 0190-COF-PRO-E54-EXTCEL03 | PM03 | 301 | 6M Cell Safety Valve Calibration-E54 | Extraction Cell 54 No 3 | A | 0190E001 | 2021-06-03 | 2010-04-22 | PHILAGANAN
| 4436 | 0190-COF-PRO-E54-EXTCEL04 | PM03 | 305 | 3W E54 C4 planned service-Mech'l. | Extraction Cell 54 No 4 | A | 0190E001 | 2010-05-27 | 2005-09-20 | PHPINGOYMA
| 4437 | 0190-COF-PRO-E54-EXTCEL04 | PM03 | 305 | 3W E54 C4 planned service-E/I | Extraction Cell 54 No 4 | A | 0190E002 | 2010-05-27 | 2005-09-20 | PHPINGOYMA
| 33045 | 0190-COF-PRO-E54-EXTCEL04 | PM03 | 301 | 1Y Pressure Transmitter Calibration | Extraction Cell 54 No 4 | A | 0190E002 | 2021-06-03 | 2008-05-31 | PHILAGANAN
| 49691 | 0190-COF-PRO-E54-EXTCEL04 | PM03 | 301 | 6M Cell Safety Valve Calibration-E54 | Extraction Cell 54 No 4 | A | 0190E001 | 2021-06-03 | 2010-04-22 | PHILAGANAN
| 411273 | 0190-COF-PRO-E54-EXTCEL04-GAUGE_2 | PM03 | 301 | 1Y E54 PG Calib (3A4-PG-07.04/04) | Gauge 02 | C | 0190E017 | 2021-06-03 | 2014-07-17 | PHILAGANAN
| 4436 | 0190-COF-PRO-E54-EXTCEL05 | PM03 | 305 | 3W E54 C5 planned service-Mech'l. | Extraction Cell 54 No 5 | A | 0190E001 | 2010-05-27 | 2005-09-20 | PHPINGOYMA
| 4437 | 0190-COF-PRO-E54-EXTCEL05 | PM03 | 305 | 3W E54 C5 planned service-E/I | Extraction Cell 54 No 5 | A | 0190E002 | 2010-05-27 | 2005-09-20 | PHPINGOYMA
| 33045 | 0190-COF-PRO-E54-EXTCEL05 | PM03 | 301 | 1Y Pressure Transmitter Calibration | Extraction Cell 54 No 5 | A | 0190E002 | 2021-06-03 | 2008-05-31 | PHILAGANAN
| 49691 | 0190-COF-PRO-E54-EXTCEL05 | PM03 | 301 | 6M Cell Safety Valve Calibration-E54 | Extraction Cell 54 No 5 | A | 0190E001 | 2021-06-03 | 2010-04-22 | PHILAGANAN
| 4436 | 0190-COF-PRO-E54-EXTCEL06 | PM03 | 305 | 3W E54 C6 planned service-Mech'l. | Extraction Cell 54 No 6 | A | 0190E001 | 2010-05-27 | 2005-09-20 | PHPINGOYMA
| 4437 | 0190-COF-PRO-E54-EXTCEL06 | PM03 | 305 | 3W E54 C6 planned service-E/I | Extraction Cell 54 No 6 | A | 0190E002 | 2010-05-27 | 2005-09-20 | PHPINGOYMA
| 33045 | 0190-COF-PRO-E54-EXTCEL06 | PM03 | 301 | 1Y Pressure Transmitter Calibration | Extraction Cell 54 No 6 | A | 0190E002 | 2021-06-03 | 2008-05-31 | PHILAGANAN
| 49691 | 0190-COF-PRO-E54-EXTCEL06 | PM03 | 301 | 6M Cell Safety Valve Calibration-E54 | Extraction Cell 54 No 6 | A | 0190E001 | 2021-06-03 | 2010-04-22 | PHILAGANAN
| 4436 | 0190-COF-PRO-E54-EXTCEL07 | PM03 | 305 | 3W E54 C7 planned service-Mech'l. | Extraction Cell 54 No 7 | A | 0190E001 | 2010-05-27 | 2005-09-20 | PHPINGOYMA
| 4437 | 0190-COF-PRO-E54-EXTCEL07 | PM03 | 305 | 3W E54 C7 planned service-E/I | Extraction Cell 54 No 7 | A | 0190E002 | 2010-05-27 | 2005-09-20 | PHPINGOYMA
| 33045 | 0190-COF-PRO-E54-EXTCEL07 | PM03 | 301 | 1Y Pressure Transmitter Calibration | Extraction Cell 54 No 7 | A | 0190E002 | 2021-06-03 | 2008-05-31 | PHILAGANAN
| 49691 | 0190-COF-PRO-E54-EXTCEL07 | PM03 | 301 | 6M Cell Safety Valve Calibration-E54 | Extraction Cell 54 No 7 | A | 0190E001 | 2021-06-03 | 2010-04-22 | PHILAGANAN
| 4436 | 0190-COF-PRO-E54-EXTCEL08 | PM03 | 305 | 3W E54 C8planned service-Mech'l. | Extraction Cell 54 No 8 | A | 0190E001 | 2010-05-27 | 2005-09-20 | PHPINGOYMA
| 4437 | 0190-COF-PRO-E54-EXTCEL08 | PM03 | 305 | 3W E54 C8 planned service-E/I | Extraction Cell 54 No 8 | A | 0190E002 | 2010-05-27 | 2005-09-20 | PHPINGOYMA
| 33045 | 0190-COF-PRO-E54-EXTCEL08 | PM03 | 301 | 1Y Pressure Transmitter Calibration | Extraction Cell 54 No 8 | A | 0190E002 | 2021-06-03 | 2008-05-31 | PHILAGANAN
| 49691 | 0190-COF-PRO-E54-EXTCEL08 | PM03 | 301 | 6M Cell Safety Valve Calibration-E54 | Extraction Cell 54 No 8 | A | 0190E001 | 2021-06-03 | 2010-04-22 | PHILAGANAN
| 49651 | 0190-COF-PRO-E54-FAN01 | PM03 | 302 | 3W Vibration Check And Analysis - G2 | Weigh Tanks Exhaust Fan | B | 0190E001 | 2012-08-06 | 2010-05-06 | PHEGUIAWE
| 49650 | 0190-COF-PRO-E54-FAN01 | PM03 | 302 | 2W Vibration Check And Analysis - G2 | Weigh Tanks Exhaust Fan | B | 0190E001 | 2012-08-06 | 2011-05-28 | PHEGUIAWE
| 50680 | 0190-COF-PRO-E54-FAN01 | PM03 | 302 | 1M Condition Monitoring And Analysis | Weigh Tanks Exhaust Fan | B | 0190E001 | 2014-05-26 | 2012-08-06 | PHSANTANJO
| 33043 | 0190-COF-PRO-E54-FLSTNK01 | PM03 | 301 | 1Y Temperature Transmitter Calibration | IPTA Flash Tank | B | 0190E002 | 2021-06-03 | 2008-05-31 | PHILAGANAN
| 33046 | 0190-COF-PRO-E54-FLSTNK01 | PM03 | 301 | 52W E54 FIT Calib (3A4-FIT-13.03) | IPTA Flash Tank | B | 0190E017 | 2021-06-03 | 2014-09-10 | PHILAGANAN
| 33063 | 0190-COF-PRO-E54-HEATER01 | PM03 | 301 | 2Y Press. Transmitter Calibration | Water Heater High Pressure | A | 0190E002 | 2021-06-03 | 2008-07-08 | PHILAGANAN
| 33063 | 0190-COF-PRO-E54-HEATER01 | PM03 | 301 | 2Y Press. Transmitter Calibration | Water Heater High Pressure | A | 0190E002 | 2021-06-03 | 2008-07-24 | PHILAGANAN
| 33043 | 0190-COF-PRO-E54-HEATER01-TRANSMITTER_4 | PM03 | 301 | 1Y E54 TT Calib (3A4-TT-001) | Transmitter 04 | B | 0190E017 | 2021-06-03 | 2014-09-10 | PHILAGANAN
| 33065 | 0190-COF-PRO-E54-HEATER02 | PM03 | 301 | 2Y Flow Transmitter Calibration | Water Heater Low Pressure | A | 0190E002 | 2021-06-03 | 2008-06-04 | PHILAGANAN
| 33065 | 0190-COF-PRO-E54-HEATER02 | PM03 | 301 | 2Y Flow Transmitter Calibration | Water Heater Low Pressure | A | 0190E002 | 2021-06-03 | 2008-06-04 | PHILAGANAN
| 411273 | 0190-COF-PRO-E54-HEATER02 | PM03 | 301 | 1Y E54 PG Calib (3A4-PG-025) | Water Heater Low Pressure | A | 0190E017 | 2021-06-03 | 2014-07-17 | PHILAGANAN
| 411273 | 0190-COF-PRO-E54-HEATER02-GAUGE_1 | PM03 | 301 | 1Y E54 PG Calib (3A4-PG-05.18) | Gauge 01 | C | 0190E017 | 2021-06-03 | 2014-09-11 | PHILAGANAN
| 33065 | 0190-COF-PRO-E54-HEATER03 | PM03 | 301 | 2Y Flow Transmitter Calibration | IPTA Pre Heater | A | 0190E002 | 2021-06-03 | 2008-06-04 | PHILAGANAN
| 33062 | 0190-COF-PRO-E54-HEATER03 | PM03 | 301 | 2Y Temp. Transmitter Calibration | IPTA Pre Heater | A | 0190E002 | 2021-06-03 | 2008-07-08 | PHILAGANAN
| 33063 | 0190-COF-PRO-E54-HEATER03 | PM03 | 301 | 2Y Press. Transmitter Calibration | IPTA Pre Heater | A | 0190E002 | 2021-06-03 | 2008-07-24 | PHILAGANAN
| 400614 | 0190-COF-PRO-E54-HEATER03 | PM03 | 301 | 6M E 54 PRV Calibration of PRV-163 | IPTA Pre Heater | A | 0190E001 | 2021-06-03 | 2013-01-08 | PHILAGANAN
| 33062 | 0190-COF-PRO-E54-HEATER04 | PM03 | 301 | 2Y Temp. Transmitter Calibration | Pre Wetting Heater Assembly | B | 0190E002 | 2021-06-03 | 2008-06-04 | PHILAGANAN
| 400614 | 0190-COF-PRO-E54-HEATER04 | PM03 | 301 | 1Y E 54 PRV Calibration of PRV-167 | Pre Wetting Heater Assembly | B | 0190E001 | 2021-06-03 | 2013-01-08 | PHILAGANAN
| 33046 | 0190-COF-PRO-E54-HEATER04 | PM03 | 301 | 1Y E54 FIT Calib (3A7-FIT-13.07) | Pre Wetting Heater Assembly | B | 0190E017 | 2021-06-03 | 2014-09-10 | PHILAGANAN
| 49531 | 0190-COF-PRO-E54-HPP01 | PM03 | 302 | 1W Condition Monitoring And Analysis | Extraction 54 High Pressure Pump No 1 | B | 0190E001 | 2012-08-06 | 2010-04-19 | PHEGUIAWE
| 31743 | 0190-COF-PRO-E54-HPP02 | PM03 | 303 | 1M Pump / Motor Inspection E54 HPP1 | Extraction 54 High Pressure Pump No 2 | A | 0190E001 | 2010-05-08 | 2008-05-04 | PHPINGOYMA
| 49531 | 0190-COF-PRO-E54-HPP02 | PM03 | 302 | 1W Condition Monitoring And Analysis | Extraction 54 High Pressure Pump No 2 | A | 0190E001 | 2012-08-06 | 2010-04-19 | PHEGUIAWE
| 49651 | 0190-COF-PRO-E54-HYDPMP01 | PM03 | 302 | 3W Vibration Check And Analysis - G2 | Compair Hydraulic Pump No 1 Ext 54 | B | 0190E001 | 2012-08-06 | 2010-04-22 | PHEGUIAWE
| 49650 | 0190-COF-PRO-E54-HYDPMP01 | PM03 | 302 | 2W Vibration Check And Analysis - G2 | Compair Hydraulic Pump No 1 Ext 54 | B | 0190E001 | 2012-08-06 | 2011-05-28 | PHEGUIAWE
| 50680 | 0190-COF-PRO-E54-HYDPMP01 | PM03 | 302 | 1M Condition Monitoring And Analysis | Compair Hydraulic Pump No 1 Ext 54 | B | 0190E001 | 2014-05-26 | 2012-08-06 | PHSANTANJO
| 49651 | 0190-COF-PRO-E54-HYDPMP02 | PM03 | 302 | 3W Vibration Check And Analysis - G2 | Compair Hydraulic Pump No 2 Ext 54 | B | 0190E001 | 2012-08-06 | 2010-04-22 | PHEGUIAWE
| 49650 | 0190-COF-PRO-E54-HYDPMP02 | PM03 | 302 | 2W Vibration Check And Analysis - G2 | Compair Hydraulic Pump No 2 Ext 54 | B | 0190E001 | 2012-08-06 | 2011-05-28 | PHEGUIAWE
| 50680 | 0190-COF-PRO-E54-HYDPMP02 | PM03 | 302 | 1M Condition Monitoring And Analysis | Compair Hydraulic Pump No 2 Ext 54 | B | 0190E001 | 2014-05-26 | 2012-08-06 | PHSANTANJO
| 49531 | 0190-COF-PRO-E54-ICEQP01 | PM03 | 302 | 1W Condition Monitoring And Analysis | ICEQ Pump 54 | A | 0190E001 | 2012-08-06 | 2010-04-19 | PHEGUIAWE
| 33064 | 0190-COF-PRO-E54-INTTNK01 | PM03 | 301 | 2Y Level Transmitter Calibration | IPTA Intermediate Tank | B | 0190E002 | 2021-06-03 | 2008-06-04 | PHILAGANAN
| 33044 | 0190-COF-PRO-E54-INTTNK01 | PM03 | 301 | 1Y E54 LIT Calib (3A4-LIT-09.02) | IPTA Intermediate Tank | B | 0190E017 | 2021-06-03 | 2014-09-10 | PHILAGANAN
| 49651 | 0190-COF-PRO-E54-IPTASYS-CONPMP02 | PM03 | 302 | 3W Vibration Check And Analysis - G2 | IPTA Condensate Pump | B | 0190E001 | 2012-08-06 | 2010-04-22 | PHEGUIAWE
| 49650 | 0190-COF-PRO-E54-IPTASYS-CONPMP02 | PM03 | 302 | 2W Vibration Check And Analysis - G2 | IPTA Condensate Pump | B | 0190E001 | 2012-08-06 | 2011-05-28 | PHEGUIAWE
| 50680 | 0190-COF-PRO-E54-IPTASYS-CONPMP02 | PM03 | 302 | 1M Condition Monitoring And Analysis | IPTA Condensate Pump | B | 0190E001 | 2014-05-26 | 2012-08-06 | PHSANTANJO
|  | 0190-COF-PRO-E54-IPTASYS-CONPMP02 | PM03 | 301 | 1Y E54 PG Calib (3A4-PG-12.05) | IPTA Condensate Pump | B | 0190E017 | 2021-06-03 | 2014-09-10 | PHILAGANAN
| 33064 | 0190-COF-PRO-E54-IPTASYS-CONTNK02 | PM03 | 301 | 2Y Level Transmitter Calibration | IPTA Condensate Tank | B | 0190E002 | 2021-06-03 | 2008-06-04 | PHILAGANAN
| 33068 | 0190-COF-PRO-E54-IPTASYS-CONTNK02 | PM03 | 301 | 2Y Turbidity Meter Calibration | IPTA Condensate Tank | B | 0190E002 | 2021-06-03 | 2008-06-04 | PHILAGANAN
| 49531 | 0190-COF-PRO-E54-IPTPMP01 | PM03 | 302 | 1W Condition Monitoring And Analysis | IPTA Pump No 1 Extraction 54 | B | 0190E001 | 2012-08-06 | 2010-04-19 | PHEGUIAWE
| 400614 | 0190-COF-PRO-E54-IPTPMP01 | PM03 | 301 | 1Y E54 PRV Calib (3A4-PRV-12.06) | IPTA Pump No 1 Extraction 54 | B | 0190E001 | 2021-06-03 | 2014-09-11 | PHILAGANAN
| 31743 | 0190-COF-PRO-E54-IPTPMP02 | PM03 | 303 | 1M E54 IPTA Pump/Motor Lube Check | IPTA Pump No 2 Extraction 54 | B | 0190E001 | 2010-05-08 | 2008-05-04 | PHPINGOYMA
| 49531 | 0190-COF-PRO-E54-IPTPMP02 | PM03 | 302 | 1W Condition Monitoring And Analysis | IPTA Pump No 2 Extraction 54 | B | 0190E001 | 2012-08-06 | 2010-04-19 | PHEGUIAWE
| 33047 | 0190-COF-PRO-E54-MH_PNL01 | PM03 | 301 | 1Y E54 PIT Calib (3A4-WIT-22.02) | E54 Moving Hopper Field Panel | B | 0190E017 | 2021-06-03 | 2014-09-10 | PHILAGANAN
| 33066 | 0190-COF-PRO-E54-MOVHPR01 | PM03 | 301 | 2Y Weight Transmitter Calibration | Moving Hopper Extraction 54 | A | 0190E002 | 2021-06-03 | 2008-06-04 | PHILAGANAN
| 49651 | 0190-COF-PRO-E54-RETPMP01 | PM03 | 302 | 3W Vibration Check And Analysis - G2 | CIP Return Pump 1 | C | 0190E001 | 2012-08-06 | 2010-04-22 | PHEGUIAWE
| 49650 | 0190-COF-PRO-E54-RETPMP01 | PM03 | 302 | 2W Vibration Check And Analysis - G2 | CIP Return Pump 1 | C | 0190E001 | 2012-08-06 | 2011-05-28 | PHEGUIAWE
| 49651 | 0190-COF-PRO-E54-RETPMP01 | PM03 | 302 | 3W Vibration Check And Analysis - G1 | CIP Return Pump 1 | C | 0190E001 | 2014-05-27 | 2012-08-06 | PHSANTANJO
| 50680 | 0190-COF-PRO-E54-RETPMP01 | PM03 | 302 | 1M Condition Monitoring And Analysis | CIP Return Pump 1 | C | 0190E001 | 2012-08-07 | 2012-08-06 | PHEGUIAWE
| 411273 | 0190-COF-PRO-E54-RETPMP01 | PM03 | 301 | 2Y E54 PG Calib (2E PG-033) | CIP Return Pump 1 | C | 0190E017 | 2021-06-03 | 2014-07-11 | PHILAGANAN
| 49651 | 0190-COF-PRO-E54-RETPMP02 | PM03 | 302 | 3W Vibration Check And Analysis - G2 | CIP Return Pump 2 | C | 0190E001 | 2012-08-06 | 2010-04-22 | PHEGUIAWE
| 49650 | 0190-COF-PRO-E54-RETPMP02 | PM03 | 302 | 2W Vibration Check And Analysis - G2 | CIP Return Pump 2 | C | 0190E001 | 2012-08-06 | 2011-05-28 | PHEGUIAWE
| 49651 | 0190-COF-PRO-E54-RETPMP02 | PM03 | 302 | 3W Vibration Check And Analysis - G1 | CIP Return Pump 2 | C | 0190E001 | 2014-05-27 | 2012-08-06 | PHSANTANJO
| 50680 | 0190-COF-PRO-E54-RETPMP02 | PM03 | 302 | 1M Condition Monitoring And Analysis | CIP Return Pump 2 | C | 0190E001 | 2012-08-07 | 2012-08-06 | PHEGUIAWE
| 49531 | 0190-COF-PRO-E54-SIRPMP01 | PM03 | 302 | 1W Condition Monitoring And Analysis | SIR Pump 01 | B | 0190E001 | 2012-08-06 | 2010-04-19 | PHEGUIAWE
| 33065 | 0190-COF-PRO-E54-SIRTNK01 | PM03 | 301 | 2Y Flow Transmitter Calibration | SIR Tank | B | 0190E002 | 2021-06-03 | 2008-06-04 | PHILAGANAN
| 33066 | 0190-COF-PRO-E54-SIRTNK01 | PM03 | 301 | 2Y Weight Transmitter Calibration | SIR Tank | B | 0190E002 | 2021-06-03 | 2008-06-04 | PHILAGANAN
| 411273 | 0190-COF-PRO-E54-SIRTNK01 | PM03 | 301 | 1Y E54 PG Calib (3A4-PG-50.10) | SIR Tank | B | 0190E015 | 2021-06-03 | 2014-09-09 | PHILAGANAN
| 411274 | 0190-COF-PRO-E54-STMEJE01 | PM03 | 301 | 1Y E54 PIT Calib (3A4-TG-023) | IPTA Steam Ejector | A | 0190E017 | 2021-06-03 | 2014-09-10 | PHILAGANAN
| 400614 | 0190-COF-PRO-E54-STMHDR01 | PM03 | 301 | 1Y E54 PRV Calib (3A4-PRV-06.51) | E54 Main Steam Supply Header | A | 0190E001 | 2021-06-03 | 2014-09-11 | PHILAGANAN
| 56861 | 0190-COF-PRO-E54-STMHDR01-CONTROLVALVE_1 | PM03 | 301 | 1Y E54 TCV Calib (3A4-TCV-02.05) | Control Valve 01 | B | 0190E017 | 2021-06-03 | 2014-09-11 | PHILAGANAN
| 411273 | 0190-COF-PRO-E54-STMHDR02 | PM03 | 301 | 52W E54 PG Calib (3A4-PG-06.33) | Cell Steam Drainage Header (V12) | B | 0190E001 | 2021-06-03 | 2014-09-09 | PHILAGANAN
| 411273 | 0190-COF-PRO-E54-TRWTNK01 | PM03 | 301 | 1Y E54 PG Calib (3A4-PG-31.03) | Treated Water Tank | B | 0190E015 | 2021-06-03 | 2014-09-09 | PHILAGANAN
| 33047 | 0190-COF-PRO-E54-UTETNK01 | PM03 | 301 | 1Y E54 WY Calib (3A8-WT-22.11) | Unclarified Thin Extract Tank No 1 | B | 0190E015 | 2021-06-03 | 2014-09-10 | PHILAGANAN
| 33047 | 0190-COF-PRO-E54-UTETNK01 | PM03 | 301 | 1Y E54 WY Calib (3A8-WT-23.07) | Unclarified Thin Extract Tank No 1 | B | 0190E015 | 2021-06-03 | 2014-09-10 | PHILAGANAN
| 33066 | 0190-COF-PRO-E54-WGHTNK01 | PM03 | 301 | 2Y Weight Transmitter Calibration | Weigh Tank No 1 | B | 0190E002 | 2021-06-03 | 2008-06-04 | PHILAGANAN
| 49651 | 0190-COF-PRO-E54-WGHTNK01 | PM03 | 302 | 3W Vibration Check And Analysis - G2 | Weigh Tank No 1 | B | 0190E001 | 2012-08-06 | 2010-05-06 | PHEGUIAWE
| 49650 | 0190-COF-PRO-E54-WGHTNK01 | PM03 | 302 | 2W Vibration Check And Analysis - G2 | Weigh Tank No 1 | B | 0190E001 | 2012-08-06 | 2011-05-28 | PHEGUIAWE
| 50680 | 0190-COF-PRO-E54-WGHTNK01 | PM03 | 302 | 1M Condition Monitoring And Analysis | Weigh Tank No 1 | B | 0190E001 | 2014-05-26 | 2012-08-06 | PHSANTANJO
| 33066 | 0190-COF-PRO-E54-WGHTNK02 | PM03 | 301 | 2Y Weight Transmitter Calibration | Weigh Tank No 2 | B | 0190E002 | 2021-06-03 | 2008-06-04 | PHILAGANAN
| 49651 | 0190-COF-PRO-E54-WGHTNK02 | PM03 | 302 | 3W Vibration Check And Analysis - G2 | Weigh Tank No 2 | B | 0190E001 | 2012-08-06 | 2010-05-06 | PHEGUIAWE
| 49650 | 0190-COF-PRO-E54-WGHTNK02 | PM03 | 302 | 2W Vibration Check And Analysis - G2 | Weigh Tank No 2 | B | 0190E001 | 2012-08-06 | 2011-05-28 | PHEGUIAWE
| 50680 | 0190-COF-PRO-E54-WGHTNK02 | PM03 | 302 | 1M Condition Monitoring And Analysis | Weigh Tank No 2 | B | 0190E001 | 2014-05-26 | 2012-08-06 | PHSANTANJO
| 49651 | 0190-COF-PRO-E54-WTRHTRCNSYS-CONPMP01 | PM03 | 302 | 3W Vibration Check And Analysis - G2 | Water Heater Condensate Pump | B | 0190E001 | 2012-08-06 | 2010-04-22 | PHEGUIAWE
| 49650 | 0190-COF-PRO-E54-WTRHTRCNSYS-CONPMP01 | PM03 | 302 | 2W Vibration Check And Analysis - G2 | Water Heater Condensate Pump | B | 0190E001 | 2012-08-06 | 2011-05-28 | PHEGUIAWE
| 50680 | 0190-COF-PRO-E54-WTRHTRCNSYS-CONPMP01 | PM03 | 302 | 1M Condition Monitoring And Analysis | Water Heater Condensate Pump | B | 0190E001 | 2014-05-26 | 2012-08-06 | PHSANTANJO
| 33064 | 0190-COF-PRO-E54-WTRHTRCNSYS-CONTNK01 | PM03 | 301 | 2Y Level Transmitter Calibration | Water Heater Condensate Tank | C | 0190E002 | 2021-06-03 | 2008-08-23 | PHILAGANAN
| 33045 | 0190-COF-PRO-EGA-AFTCOL01 | PM03 | 301 | 1Y Pressure Transmitter Calibration | Egron After Cooler / After Dryer Bed | A | 0190E001 | 2021-06-03 | 2008-05-30 | PHILAGANAN
| 49531 | 0190-COF-PRO-EGA-AFTCOL01 | PM03 | 302 | 1W Condition Monitoring And Analysis | Egron After Cooler / After Dryer Bed | A | 0190E001 | 2010-07-01 | 2010-04-19 | PHPINGOYMA
| 33045 | 0190-COF-PRO-EGA-AFTCOL01-TRANSMITTER_1 | PM03 | 301 | 1Y EGA PIT Calib (3A5-PIT-9059) | Transmitter 01 | B | 0190E017 | 2021-06-03 | 2014-09-11 | PHILAGANAN
| 33045 | 0190-COF-PRO-EGA-AFTCOL01-TRANSMITTER_2 | PM03 | 301 | 1Y EGA PIT Calib (3A5-PIT-9060) | Transmitter 02 | B | 0190E017 | 2021-06-03 | 2014-09-11 | PHILAGANAN
| 33045 | 0190-COF-PRO-EGA-AFTCOL01-TRANSMITTER_3 | PM03 | 301 | 1Y EGA PIT Calib (3A5-PIT-9061) | Transmitter 03 | B | 0190E017 | 2021-06-03 | 2014-09-11 | PHILAGANAN
| 63150 | 0190-COF-PRO-EGA-AFTRDRYR-AHU02 | PM03 | 305 | 1M AHU Servicing | After Dryer AHU | A | 0190E001 | 2017-04-18 | 2010-01-14 | PHSANTANJO
| 51954 | 0190-COF-PRO-EGA-AFTRDRYR-AHU02 | PM03 | 301 | 1Y Instrument Calibration-December | After Dryer AHU | A | 0190E002 | 2021-06-03 | 2010-09-29 | PHILAGANAN
| 63699 | 0190-COF-PRO-EGA-AHU03 | PM03 | 305 | 1M AHU Servicing | Egron AHU Coffee Egron Ground Floor | C | 0190E013 | 2017-04-18 | 2010-01-14 | PHSANTANJO
| 63149 | 0190-COF-PRO-EGA-AHU03 | PM03 | 305 | 3M AHU GRND FLR Heat exchanger Servicing | Egron AHU Coffee Egron Ground Floor | C | 0190E013 | 2012-06-15 | 2012-03-31 | PHEGUIAWE
| 63152 | 0190-COF-PRO-EGA-AHU04 | PM03 | 305 | 1M AHU Servicing | Egron A After Cooler AHU | A | 0190E001 | 2017-04-18 | 2010-01-14 | PHSANTANJO
| 51954 | 0190-COF-PRO-EGA-AHU04 | PM03 | 301 | 1Y Instrument Calibration-December | Egron A After Cooler AHU | A | 0190E002 | 2015-04-21 | 2010-09-29 | PHSANTANJO
| 63149 | 0190-COF-PRO-EGA-AHU04 | PM03 | 305 | 3M AHU AC Heat exchanger Servicing | Egron A After Cooler AHU | A | 0190E001 | 2012-06-15 | 2012-03-31 | PHEGUIAWE
| 63702 | 0190-COF-PRO-EGA-AHUTTBN-AHU05 | PM03 | 305 | 1M AHU Servicing | AHU Coffee Egron Totebin Room | A | 0190E001 | 2017-04-18 | 2012-02-11 | PHSANTANJO
| 46949 | 0190-COF-PRO-EGA-AHUTTBN-AHU05 | PM03 |  | 1M AHU Servicing | AHU Coffee Egron Totebin Room | A | 0190E001 | 2012-03-07 | 2012-03-07 | PHEGUIAWE
| 63149 | 0190-COF-PRO-EGA-AHUTTBN-AHU05 | PM03 | 305 | 3M AHU Egron Totbn Heat exchanger Servic | AHU Coffee Egron Totebin Room | A | 0190E001 | 2012-06-15 | 2012-03-31 | PHEGUIAWE
| 43020 | 0190-COF-PRO-EGA-AHUTTBN-AHU06 | PM03 | 305 | 3W Servg AHU1 Coffee Egron Totebin Rm | AHU Coffee Egron Totebin Room | A | 0190E013 | 2012-02-15 | 2011-06-03 | PHSANTANJO
| 33045 | 0190-COF-PRO-EGA-BGHOUSESYS-BHFLTR01 | PM03 | 301 | 1Y Pressure Transmitter Calibration | Bag House Filter | A | 0190E002 | 2021-06-03 | 2008-05-31 | PHILAGANAN
| 31812 | 0190-COF-PRO-EGA-BGHOUSESYS-BHXFAN | PM03 | 305 | 6M BH Exhst Fan Servicing | Baghouse Exhaust Fan | A | 0190E001 | 2010-05-13 | 2008-03-07 | PHPINGOYMA
| 411273 | 0190-COF-PRO-EGA-BGHSLO01-GAUGE_1 | PM03 | 301 | 1Y EGA PG Calib (3A5-PG-34.03) | Gauge 01 | C | 0190E017 | 2021-06-03 | 2014-09-10 | PHILAGANAN
| 411274 | 0190-COF-PRO-EGA-BHFLTR01-GAUGE_2 | PM03 | 301 | 1Y EGA TG Calib (3A5-TG-005 ) | Gauge 02 | C | 0190E017 | 2021-06-03 | 2014-09-09 | PHILAGANAN
| 411274 | 0190-COF-PRO-EGA-BHFLTR01-GAUGE_4 | PM03 | 301 | 1Y EGA TG Calib (3A5-TG-006 ) | Gauge 04 | C | 0190E017 | 2021-06-03 | 2014-09-09 | PHILAGANAN
| 33045 | 0190-COF-PRO-EGA-CMMN | PM03 | 301 | 1Y Pressure Transmitter Calibration | Egron A Common | C | 0190E002 | 2021-06-03 | 2008-05-31 | PHILAGANAN
| 33066 | 0190-COF-PRO-EGA-CMMN | PM03 | 301 | 2Y Weight Transmitter Calibration | Egron A Common | C | 0190E002 | 2021-06-03 | 2008-06-04 | PHILAGANAN
| 33066 | 0190-COF-PRO-EGA-CMMN | PM03 | 301 | 2Y Weight Transmitter Calibration | Egron A Common | C | 0190E002 | 2021-06-03 | 2008-06-04 | PHILAGANAN
| 33066 | 0190-COF-PRO-EGA-CMMN | PM03 | 301 | 2Y Weight Transmitter Calibration | Egron A Common | C | 0190E002 | 2021-06-03 | 2008-06-04 | PHILAGANAN
| 49638 | 0190-COF-PRO-EGA-CMMN | PM03 | 302 | 6M PORTABLE ELECT'L EQUIP.-KS LABORATORY | Egron A Common | C | 0190E017 | 2011-04-18 | 2010-04-16 | PHFUTALARA
| 411273 | 0190-COF-PRO-EGA-CMMN | PM03 | 301 | 1Y EGA PG Calib (3A5-PG-006) | Egron A Common | C | 0190E015 | 2021-06-03 | 2014-09-08 | PHILAGANAN
| 411273 | 0190-COF-PRO-EGA-CMMN | PM03 | 301 | 1Y EGA PG Calib (3A5-PG-047) | Egron A Common | C | 0190E015 | 2021-06-03 | 2014-09-08 | PHILAGANAN
| 411273 | 0190-COF-PRO-EGA-CMMN | PM03 | 301 | 1Y EGA PG Calib (3A5-PG-048) | Egron A Common | C | 0190E015 | 2021-06-03 | 2014-09-08 | PHILAGANAN
| 411273 | 0190-COF-PRO-EGA-CMMN | PM03 | 301 | 1Y EGA PG Calib (3A5-PG-030) | Egron A Common | C | 0190E015 | 2021-06-03 | 2014-09-08 | PHILAGANAN
| 411273 | 0190-COF-PRO-EGA-CMMN | PM03 | 301 | 1Y EGA PG Calib (3A5-PG-031) | Egron A Common | C | 0190E015 | 2021-06-03 | 2014-09-08 | PHILAGANAN
| 411273 | 0190-COF-PRO-EGA-CMMN | PM03 | 301 | 1Y EGA PG Calib (3A5-PG-032) | Egron A Common | C | 0190E015 | 2021-06-03 | 2014-09-08 | PHILAGANAN
| 33044 | 0190-COF-PRO-EGA-CMMN | PM03 | 301 | 1Y EGA LIT Calib (3A5-LIT-001) | Egron A Common | C | 0190E017 | 2021-06-03 | 2014-09-10 | PHILAGANAN
| 33043 | 0190-COF-PRO-EGA-CMMN | PM03 | 301 | 1Y EGA PIT Calib (3A5-TT-01.03) | Egron A Common | C | 0190E017 | 2021-06-03 | 2014-09-10 | PHILAGANAN
| 33043 | 0190-COF-PRO-EGA-CMMN | PM03 |  | 1Y EGA TT Calib (TT 03) | Egron A Common | C | 0190E001 | 2015-03-23 | 2014-09-11 | PHSANTANJO
| 31812 | 0190-COF-PRO-EGA-CTISYSTM-M65 | PM03 | 305 | 6M CTI Exhaust Fan Servicing | CTI Exhaust Fan | B | 0190E001 | 2010-05-13 | 2008-12-02 | PHPINGOYMA
| 49651 | 0190-COF-PRO-EGA-DRYRWRKSYS-BLOWER01 | PM03 | 302 | 3W Vibration Check And Analysis - G1 | Egron Dry Rework Blower | B | 0190E001 | 2011-05-28 | 2010-04-22 | PHPINGOYMA
| 411274 | 0190-COF-PRO-EGA-EDCAHU-GAUGE_10 | PM03 | 301 | 52W EGA TG Calib (3A14-TG-017) | Gauge 10 | C | 0190E001 | 2021-06-03 | 2014-09-09 | PHILAGANAN
| 411274 | 0190-COF-PRO-EGA-EDCAHU-GAUGE_11 | PM03 | 301 | 52W EGA TG Calib (3D1-TG-003) | Gauge 11 | B | 0190E017 | 2021-06-03 | 2014-09-09 | PHILAGANAN
| 411273 | 0190-COF-PRO-EGA-EDCAHU-GAUGE_12 | PM03 | 301 | 52W EGA PG Calib (3A14-PG-035) | Gauge 12 | C | 0190E017 | 2021-06-03 | 2014-09-09 | PHILAGANAN
| 411274 | 0190-COF-PRO-EGA-EDCAHU-GAUGE_13 | PM03 | 301 | 52W EGA TG Calib (3A5-TG-15.06) | Gauge 13 | C | 0190E017 | 2021-06-03 | 2014-09-09 | PHILAGANAN
| 411273 | 0190-COF-PRO-EGA-EDCAHU-GAUGE_14 | PM03 | 301 | 52W EGA PG Calib (3A14-PG-034) | Gauge 14 | C | 0190E017 | 2021-06-03 | 2014-09-09 | PHILAGANAN
| 411273 | 0190-COF-PRO-EGA-EDCAHU-GAUGE_8 | PM03 | 301 | 52W EGA PG Calib (3A14-PG-022) | Gauge 08 | C | 0190E001 | 2021-06-03 | 2014-09-09 | PHILAGANAN
| 33045 | 0190-COF-PRO-EGA-EDCAHU-SENSOR_1 | PM03 | 301 | 1Y EGA DPSH Calib (DPSH 01) | Sensor 01 | B | 0190E017 | 2021-06-03 | 2014-09-11 | PHILAGANAN
| 33045 | 0190-COF-PRO-EGA-EDCAHU-SENSOR_2 | PM03 | 301 | 1Y EGA PSL Calib (PSL 02) | Sensor 02 | B | 0190E017 | 2021-06-03 | 2014-09-11 | PHILAGANAN
| 411273 | 0190-COF-PRO-EGA-EDCAHU-SENSOR_3 | PM03 | 301 | 52W EGA PG Calib (3A14-PS-005) | Sensor 03 | B | 0190E017 | 2021-06-03 | 2014-09-08 | PHILAGANAN
| 33043 | 0190-COF-PRO-EGA-EDCAHU-TRANSMITTER_2 | PM03 | 301 | 1Y EGA TT Calib (TT04) | Transmitter 02 | B | 0190E017 | 2021-06-03 | 2014-09-11 | PHILAGANAN
| 411273 | 0190-COF-PRO-EGA-EDCTRSYS | PM03 | 301 | 1Y EGA PG Calib (3A5-PG-012) | Egron Eductor System 01 | A | 0190E015 | 2021-06-03 | 2014-09-08 | PHILAGANAN
| 411273 | 0190-COF-PRO-EGA-EDCTRSYS | PM03 | 301 | 1Y EGA PG Calib (3A14-PG-003 ) | Egron Eductor System 01 | A | 0190E001 | 2021-06-03 | 2014-09-09 | PHILAGANAN
| 411273 | 0190-COF-PRO-EGA-EDCTRSYS | PM03 | 301 | 1Y EGA PG Calib (3A14-PG-018 ) | Egron Eductor System 01 | A | 0190E001 | 2021-06-03 | 2014-09-09 | PHILAGANAN
| 411273 | 0190-COF-PRO-EGA-EDCTRSYS | PM03 | 301 | 1Y EGA PG Calib (3A14-PG-032) | Egron Eductor System 01 | A | 0190E001 | 2021-06-03 | 2014-09-09 | PHILAGANAN
| 411274 | 0190-COF-PRO-EGA-EDCTRSYS | PM03 | 301 | 1Y EGA TG Calib (3A14-TG-013) | Egron Eductor System 01 | A | 0190E001 | 2021-06-03 | 2014-09-09 | PHILAGANAN
| 33043 | 0190-COF-PRO-EGA-EDCTRSYS | PM03 |  | 1Y EGA TT Calib (TT 03-1) | Egron Eductor System 01 | A | 0190E001 | 2016-04-27 | 2014-09-11 | PHSANTANJO
| 33045 | 0190-COF-PRO-EGA-EGRTWR01 | PM03 | 301 | 1Y Pressure Transmitter Calibration | Egron Tower | A | 0190E002 | 2021-06-03 | 2008-05-31 | PHILAGANAN
| 33045 | 0190-COF-PRO-EGA-EGRTWR01 | PM03 | 301 | 1Y Pressure Transmitter Calibration | Egron Tower | A | 0190E002 | 2021-06-03 | 2008-06-02 | PHILAGANAN
| 411273 | 0190-COF-PRO-EGA-EGRTWR01 | PM03 | 301 | 1Y EGA PG Calib (2E PG-040) | Egron Tower | A | 0190E017 | 2021-06-03 | 2014-07-17 | PHILAGANAN
| 411273 | 0190-COF-PRO-EGA-EGRTWR01 | PM03 | 301 | 1Y EGA PG Calib (3A5-PG-075) | Egron Tower | A | 0190E017 | 2021-06-03 | 2014-07-17 | PHILAGANAN
| 411273 | 0190-COF-PRO-EGA-EGRTWR01 | PM03 | 301 | 1Y EGA PG Calib (3A5-PG-33.02) | Egron Tower | A | 0190E001 | 2021-06-03 | 2014-09-09 | PHILAGANAN
| 411273 | 0190-COF-PRO-EGA-EGRTWR01 | PM03 | 301 | 1Y EGA PG Calib (3A14-PG-007 ) | Egron Tower | A | 0190E001 | 2021-06-03 | 2014-09-09 | PHILAGANAN
| 411273 | 0190-COF-PRO-EGA-EGRTWR01 | PM03 | 301 | 1Y EGA PG Calib (3A14-PG-008 ) | Egron Tower | A | 0190E001 | 2021-06-03 | 2014-09-09 | PHILAGANAN
| 411273 | 0190-COF-PRO-EGA-EGRTWR01 | PM03 | 301 | 1Y EGA PG Calib (3A5-PG-071) | Egron Tower | A | 0190E001 | 2021-06-03 | 2014-09-09 | PHILAGANAN
| 411273 | 0190-COF-PRO-EGA-EGRTWR01 | PM03 | 301 | 1Y EGA PG Calib (3A5-PG-072) | Egron Tower | A | 0190E001 | 2021-06-03 | 2014-09-09 | PHILAGANAN
| 411273 | 0190-COF-PRO-EGA-EGRTWR01 | PM03 | 301 | 1Y EGA PG Calib (3A5-PG-074) | Egron Tower | A | 0190E001 | 2021-06-03 | 2014-09-09 | PHILAGANAN
| 411273 | 0190-COF-PRO-EGA-EGRTWR01 | PM03 | 301 | 1Y EGA PG Calib (3A5-PG-076) | Egron Tower | A | 0190E001 | 2021-06-03 | 2014-09-09 | PHILAGANAN
| 33046 | 0190-COF-PRO-EGA-EGRTWR01 | PM03 | 301 | 1Y EGA FT Calib (3A5-FT-90079) | Egron Tower | A | 0190E001 | 2021-06-03 | 2014-09-10 | PHILAGANAN
| 33046 | 0190-COF-PRO-EGA-EGRTWR01 | PM03 | 301 | 1Y EGA FT Calib (3A5-FT-90080) | Egron Tower | A | 0190E001 | 2021-06-03 | 2014-09-10 | PHILAGANAN
| 411274 | 0190-COF-PRO-EGA-EGRTWR01-GAUGE_2 | PM03 | 301 | 52W EGA TG Calib (3A5-TG-018) | Gauge 02 | C | 0190E017 | 2021-06-03 | 2014-09-08 | PHILAGANAN
| 400614 | 0190-COF-PRO-EGA-EGRTWR01-PRESSRELVAL_1 | PM03 | 301 | 1Y EGA PRV Calib (3A5-PRV-006) | Pressure Relief Valve 01 | B | 0190E017 | 2021-06-03 | 2014-09-10 | PHILAGANAN
| 33045 | 0190-COF-PRO-EGA-EGRTWR01-TRANSMITTER_1 | PM03 | 301 | 1Y EGA PIT Calib (3A5-PIT-3533) | Transmitter 01 | B | 0190E017 | 2021-06-03 | 2014-09-10 | PHILAGANAN
| 33047 | 0190-COF-PRO-EGA-EGRTWR01-TRANSMITTER_10 | PM03 | 301 | 52W EGA WIT Calib (3A5_WIT-001) | Transmitter 10 | B | 0190E017 | 2021-06-03 | 2014-09-10 | PHILAGANAN
| 33045 | 0190-COF-PRO-EGA-EGRTWR01-TRANSMITTER_2 | PM03 | 301 | 1Y EGA PIT Calib (3A5-PIT-3534) | Transmitter 02 | B | 0190E017 | 2021-06-03 | 2014-09-10 | PHILAGANAN
| 33045 | 0190-COF-PRO-EGA-EGRTWR01-TRANSMITTER_7 | PM03 | 301 | 1Y EGA PIT Calib (3A5-PIT-49.06) | Transmitter 07 | B | 0190E017 | 2021-06-03 | 2014-09-10 | PHILAGANAN
| 56861 | 0190-COF-PRO-EGA-FAN07 | PM03 | 301 | 1Y EGA TCV Calib (3A14-TCV-13.05) | After Dryer AHU Blower | B | 0190E017 | 2021-06-03 | 2014-09-10 | PHILAGANAN
| 411273 | 0190-COF-PRO-EGA-FAN08-GAUGE_1 | PM03 | 301 | 1Y EGA PG Calib (3A5-PG-052) | Gauge 01 | C | 0190E017 | 2021-06-03 | 2014-07-17 | PHILAGANAN
| 33046 | 0190-COF-PRO-EGA-FEDTNK01 | PM03 | 301 | 1Y EGA FIT Calib (3A5-FIT-04.04) | Egron Feed Tank | B | 0190E015 | 2021-06-03 | 2014-09-10 | PHILAGANAN
| 411273 | 0190-COF-PRO-EGA-FLBLWR01-GAUGE_2 | PM03 | 301 | 1Y EGA PG Calib (3A5-PG-25.02) | Gauge 02 | C | 0190E017 | 2021-06-03 | 2014-09-09 | PHILAGANAN
| 411273 | 0190-COF-PRO-EGA-FLBLWR02-GAUGE_2 | PM03 | 301 | 1Y EGA PG Calib (3A5-PG-26.04) | Gauge 02 | C | 0190E017 | 2021-06-03 | 2014-09-09 | PHILAGANAN
|  | 0190-COF-PRO-EGA-FLDLFTSYS-AHU01 | PM03 |  | AHU Heat Exchngr Ser (Heating Coil) | Fluid Lift AHU | A | 0190E001 | 2012-03-31 | 2012-03-31 | PHEGUIAWE
| 31812 | 0190-COF-PRO-EGA-FLDLFTSYS-M46 | PM03 | 305 | 6M Blower Servicing | Blower Fluidlift No 1 | A | 0190E001 | 2010-05-08 | 2008-03-07 | PHPINGOYMA
| 31812 | 0190-COF-PRO-EGA-FLDLFTSYS-M47 | PM03 | 305 | 6M Blower Servicing | Blower Fluidlift No 2 | A | 0190E001 | 2010-05-08 | 2008-03-07 | PHPINGOYMA
| 45436 | 0190-COF-PRO-EGA-FLDLFTSYS-M47 | PM03 | 305 | 26W Fluid Lift Blower Servicing | Blower Fluidlift No 2 | A | 0190E001 | 2016-02-15 | 2009-10-07 | PHSANTANJO
| 49890 | 0190-COF-PRO-EGA-FLDLFTSYS-M47 | PM03 | 305 | 6M FL Blwr02 Servicing | Blower Fluidlift No 2 | A | 0190E001 | 2010-05-13 | 2010-05-08 | PHPINGOYMA
| 33043 | 0190-COF-PRO-EGA-FLFDR01-TRANSMITTER_1 | PM03 | 301 | 52W EGA TT Calib (3A5-TT-27.11) | Transmitter 01 | B | 0190E017 | 2021-06-03 | 2014-09-10 | PHILAGANAN
| 43610 | 0190-COF-PRO-EGA-FNEHPR01 | PM03 | 307 | 3M Screwfeeder Servicing | Egron Fine Powder Weigh Hopper | A | 0190E001 | 2013-10-07 | 2009-08-24 | PHSANTANJO
| 33045 | 0190-COF-PRO-EGA-GRKVSL01 | PM03 | 301 | 1Y EGA PS Calib (3A5_PS-90024) | Egron GERICKE Vessel 01 | A | 0190E017 | 2021-06-03 | 2014-09-10 | PHILAGANAN
| 400614 | 0190-COF-PRO-EGA-GRKVSL01 | PM03 | 301 | 1Y EGA PRV Calib (3A5_PRV-001) | Egron GERICKE Vessel 01 | A | 0190E017 | 2021-06-03 | 2014-09-10 | PHILAGANAN
| 411273 | 0190-COF-PRO-EGA-GRKVSL01-GAUGE_2 | PM03 | 301 | 52W EGA PG Calib (3A5-PG-048*) | Gauge 02 | C | 0190E017 | 2021-06-03 | 2014-09-09 | PHILAGANAN
| 411273 | 0190-COF-PRO-EGA-GRKVSL02 | PM03 | 301 | 1Y EGA PG Calib (3A5-PG-36.10/02) | Egron GERICKE Vessel 02 | A | 0190E015 | 2021-06-03 | 2014-09-08 | PHILAGANAN
| 33045 | 0190-COF-PRO-EGA-GRKVSL02 | PM03 | 301 | 1Y EGA PS Calib (3A5-PS-90025) | Egron GERICKE Vessel 02 | A | 0190E017 | 2021-06-03 | 2014-09-10 | PHILAGANAN
| 400614 | 0190-COF-PRO-EGA-GRKVSL02 | PM03 | 301 | 1Y EGA PRV Calib (3A5-PRV-005) | Egron GERICKE Vessel 02 | A | 0190E017 | 2021-06-03 | 2014-09-10 | PHILAGANAN
| 411273 | 0190-COF-PRO-EGA-HAV-GAUGE_1 | PM03 | 301 | 52W EGA PG Calib (3A5-PG-039 ) | Gauge 01 | B | 0190E017 | 2021-06-03 | 2014-09-09 | PHILAGANAN
| 33043 | 0190-COF-PRO-EGA-M61 | PM03 | 301 | 1Y Temperature Transmitter Calibration | Egron Exhaust Air Fan No 1 | A | 0190E002 | 2021-06-03 | 2008-05-31 | PHILAGANAN
| 31812 | 0190-COF-PRO-EGA-M62 | PM03 | 305 | 6M Exhst Fan 02 Servicing | Egron Exhaust Air Fan No 2 | A | 0190E001 | 2010-05-13 | 2008-03-07 | PHPINGOYMA
| 33043 | 0190-COF-PRO-EGA-M62 | PM03 | 301 | 1Y Temperature Transmitter Calibration | Egron Exhaust Air Fan No 2 | A | 0190E002 | 2021-06-03 | 2008-06-02 | PHILAGANAN
| 33045 | 0190-COF-PRO-EGA-PNUSYS01 | PM03 | 301 | 1Y Pressure Transmitter Calibration | Egron A Pneumatic Distribution System | B | 0190E002 | 2021-06-03 | 2008-05-31 | PHILAGANAN
| 411273 | 0190-COF-PRO-EGA-PURTNK01 | PM03 | 301 | 1Y EGA PG Calib (3A5-PG-073) | Egron CTI Silo Purging Air Tank | B | 0190E017 | 2021-06-03 | 2014-09-09 | PHILAGANAN
| 31812 | 0190-COF-PRO-EGA-SCKRSYS-SCKRFN01 | PM03 | 305 | 6M Sucker Fan01 Servicing | Sucker System Fan No 1 | A | 0190E001 | 2010-05-13 | 2008-03-07 | PHPINGOYMA
| 31812 | 0190-COF-PRO-EGA-SCKRSYS-SCKRFN02 | PM03 | 305 | 6M Sucker Fan02 Servicing | Sucker System Fan No 2 | A | 0190E001 | 2010-05-13 | 2008-03-07 | PHPINGOYMA
| 31747 | 0190-COF-PRO-EGA-SCKRSYS-SCKRFN02 | PM03 | 303 | 3M Egron Sucker Fan02Servicing | Sucker System Fan No 2 | A | 0190E001 | 2017-04-18 | 2008-05-04 | PHSANTANJO
| 49531 | 0190-COF-PRO-EGA-SIFTER01 | PM03 | 302 | 1W Condition Monitoring And Analysis | Egron Vibra Sifter | A | 0190E001 | 2010-07-01 | 2010-04-19 | PHPINGOYMA
| 411273 | 0190-COF-PRO-EGA-SPRTR1-GAUGE_1 | PM03 | 301 | 1Y EGA PG Calib (3A5-PG-17.03) | Gauge 01 | B | 0190E017 | 2021-06-03 | 2014-07-17 | PHILAGANAN
| 411273 | 0190-COF-PRO-EGA-SPRTR1-GAUGE_2 | PM03 | 301 | 52W EGA PG Calib (3A5-PG-047) | Gauge 02 | B | 0190E017 | 2021-06-03 | 2014-09-08 | PHILAGANAN
| 411273 | 0190-COF-PRO-EGA-SPRTR2-GAUGE_1 | PM03 | 301 | 1Y EGA PG Calib (3A5-PG-16.03) | Gauge 01 | C | 0190E017 | 2021-06-03 | 2014-07-17 | PHILAGANAN
| 33045 | 0190-COF-PRO-EGA-TOTFIL01 | PM03 | 301 | 1Y EGA DPSH Calib (DPSH 01-1846) | Egron Totebin Fillling Station | B | 0190E001 | 2021-06-03 | 2014-09-11 | PHILAGANAN
| 33045 | 0190-COF-PRO-EGA-TOTFIL01 | PM03 | 301 | 1Y EGA PSL Calib (PSL 02-1846) | Egron Totebin Fillling Station | B | 0190E001 | 2021-06-03 | 2014-09-11 | PHILAGANAN
| 33043 | 0190-COF-PRO-EGA-TOTFIL01 | PM03 | 301 | 1Y EGA TT Calib (TT 00536678) | Egron Totebin Fillling Station | B | 0190E001 | 2021-06-03 | 2014-09-11 | PHILAGANAN
| 33043 | 0190-COF-PRO-EGA-TOTFIL01 | PM03 | 301 | 1Y EGA TT Calib (TT 02-1846) | Egron Totebin Fillling Station | B | 0190E001 | 2021-06-03 | 2014-09-11 | PHILAGANAN
| 33043 | 0190-COF-PRO-EGA-TOTFIL01 | PM03 | 301 | 1Y EGA TT Calib (TT 04-1846) | Egron Totebin Fillling Station | B | 0190E001 | 2021-06-03 | 2014-09-11 | PHILAGANAN
| 56887 | 0190-COF-PRO-EGA-TRNSPRT | PM03 | 307 | 3W Transport Check Valve Inspection | Egron Coffee Powder Transport System | A | 0190E001 | 2014-08-22 | 2014-06-13 | PHSANTANJO
| 69464 | 0190-COF-PRO-EGA-TRNSPRT | PM03 | 305 | 3M Replacement of the Check valve GV 2 | Egron Coffee Powder Transport System | A | 0190E001 | 2014-09-09 | 2014-06-13 | PHSANTANJO
| 411273 | 0190-COF-PRO-EGA-TRWTNK01 | PM03 | 301 | 1Y EGA PG Calib (3A5-PG-003) | Treated Water Tank To Egron | B | 0190E015 | 2021-06-03 | 2014-09-08 | PHILAGANAN
| 411273 | 0190-COF-PRO-EGA-TRWTNK01 | PM03 | 301 | 1Y EGA PG Calib (3A5-PG-012) | Treated Water Tank To Egron | B | 0190E015 | 2021-06-03 | 2014-09-08 | PHILAGANAN
| 411273 | 0190-COF-PRO-EGA-TRWTNK01 | PM03 | 301 | 1Y EGA PG Calib (3A5-PG-02.04) | Treated Water Tank To Egron | B | 0190E017 | 2021-06-03 | 2014-09-10 | PHILAGANAN
| 33063 | 0190-COF-PRO-EGA-WTRBAT01 | PM03 | 301 | 2Y Press. Transmitter Calibration | Egron Water Bath No 1 | B | 0190E002 | 2021-06-03 | 2008-07-08 | PHILAGANAN
| 33063 | 0190-COF-PRO-EGA-WTRBAT01 | PM03 | 301 | 2Y Press. Transmitter Calibration | Egron Water Bath No 1 | B | 0190E002 | 2021-06-03 | 2008-07-24 | PHILAGANAN
| 33063 | 0190-COF-PRO-EGA-WTRBAT01 | PM03 | 301 | 2Y Press. Transmitter Calibration | Egron Water Bath No 1 | B | 0190E002 | 2021-06-03 | 2008-08-23 | PHILAGANAN
| 33063 | 0190-COF-PRO-EGA-WTRBAT01 | PM03 | 301 | 2Y Press. Transmitter Calibration | Egron Water Bath No 1 | B | 0190E002 | 2021-06-03 | 2008-09-08 | PHILAGANAN
| 49651 | 0190-COF-PRO-EGA-XTRCTHTR-EXCPMP01 | PM03 | 302 | 3W Vibration Check And Analysis - G1 | Extract Heater Water Recirculation Pump | B | 0190E001 | 2015-11-25 | 2010-04-22 | PHSANTANJO
| 411273 | 0190-COF-PRO-FFE-1FXCAL | PM03 | 301 | 1Y FFE PG Calib (3A3-PG-078) | FFE 1st Effect Calandria | A | 0190E015 | 2021-06-03 | 2014-09-08 | PHILAGANAN
| 33045 | 0190-COF-PRO-FFE-1FXCAL | PM03 | 301 | 1Y FFE CIT Calib (3A7-PIT-32.19) | FFE 1st Effect Calandria | A | 0190E017 | 2021-06-03 | 2014-09-10 | PHILAGANAN
| 56861 | 0190-COF-PRO-FFE-1FXCAL-CNTRLVLV_1 | PM03 | 301 | 1Y FFE CV Calib (3A8-CV-32.20) | FFE 1st Efffect Control Valve 01 | B | 0190E017 | 2021-06-03 | 2014-09-11 | PHILAGANAN
| 49650 | 0190-COF-PRO-FFE-1FXCAL-M51 | PM03 | 302 | 2W Vibration Check And Analysis - G2 | FFE 1st Efffect Outlet Pump head M51 | A | 0190E001 | 2011-05-28 | 2010-04-22 | PHPINGOYMA
| 49650 | 0190-COF-PRO-FFE-1FXCAL-M51 | PM03 | 302 | 2W Vibration Check And Analysis - G1 | FFE 1st Efffect Outlet Pump head M51 | A | 0190E001 | 2012-08-06 | 2011-05-28 | PHEGUIAWE
| 33045 | 0190-COF-PRO-FFE-2AFXCAL | PM03 | 301 | 1Y Pressure Transmitter Calibration | FFE 2nd Effect 2A Calandria | C | 0190E002 | 2021-06-03 | 2008-05-31 | PHILAGANAN
| 33063 | 0190-COF-PRO-FFE-2AFXCAL | PM03 | 301 | 2Y Press. Transmitter Calibration | FFE 2nd Effect 2A Calandria | C | 0190E002 | 2021-06-03 | 2008-06-04 | PHILAGANAN
| 411274 | 0190-COF-PRO-FFE-2AFXCAL | PM03 | 301 | 1Y FFE TG Calib (3A8-TG-07.02) | FFE 2nd Effect 2A Calandria | C | 0190E017 | 2021-06-03 | 2014-07-17 | PHILAGANAN
| 49650 | 0190-COF-PRO-FFE-2AFXCAL-M52 | PM03 | 302 | 2W Vibration Check And Analysis - G2 | FFE 2A Effect Calandria Outlet Pump M52 | A | 0190E001 | 2011-05-28 | 2010-04-22 | PHPINGOYMA
| 49650 | 0190-COF-PRO-FFE-2AFXCAL-M52 | PM03 | 302 | 2W Vibration Check And Analysis - G1 | FFE 2A Effect Calandria Outlet Pump M52 | A | 0190E001 | 2012-08-06 | 2011-05-28 | PHEGUIAWE
| 33043 | 0190-COF-PRO-FFE-2BFXCAL | PM03 | 301 | 1Y Temperature Transmitter Calibration | FFE 2nd Effect 2B Calandria | C | 0190E002 | 2021-06-03 | 2008-05-31 | PHILAGANAN
| 49650 | 0190-COF-PRO-FFE-2BFXCAL-M53 | PM03 | 302 | 2W Vibration Check And Analysis - G2 | FFE 2B effect Calandria Outlet Pump M53 | A | 0190E001 | 2011-05-28 | 2010-04-22 | PHPINGOYMA
| 49650 | 0190-COF-PRO-FFE-2BFXCAL-M53 | PM03 | 302 | 2W Vibration Check And Analysis - G1 | FFE 2B effect Calandria Outlet Pump M53 | A | 0190E001 | 2012-08-06 | 2011-05-28 | PHEGUIAWE
| 33043 | 0190-COF-PRO-FFE-3FXCAL | PM03 | 301 | 1Y Temperature Transmitter Calibration | FFE 3rd Effect Calandria | C | 0190E002 | 2021-06-03 | 2008-05-31 | PHILAGANAN
| 411274 | 0190-COF-PRO-FFE-3FXCAL | PM03 | 301 | 1Y FFE TG Calib (3A8-TG-13.02) | FFE 3rd Effect Calandria | C | 0190E017 | 2021-06-03 | 2014-07-17 | PHILAGANAN
| 49650 | 0190-COF-PRO-FFE-3FXCAL-M54 | PM03 | 302 | 2W Vibration Check And Analysis - G2 | FFE 3rd Effect Outlet Pump | A | 0190E001 | 2011-05-28 | 2010-04-22 | PHPINGOYMA
| 49650 | 0190-COF-PRO-FFE-3FXCAL-M54 | PM03 | 302 | 2W Vibration Check And Analysis - G1 | FFE 3rd Effect Outlet Pump | A | 0190E001 | 2012-08-06 | 2011-05-28 | PHEGUIAWE
| 33043 | 0190-COF-PRO-FFE-4AFXCLNDR | PM03 | 301 | 1Y Temperature Transmitter Calibration | FFE 4th Effect 4A Calandria | C | 0190E002 | 2021-06-03 | 2008-05-31 | PHILAGANAN
| 411274 | 0190-COF-PRO-FFE-4AFXCLNDR | PM03 | 301 | 1Y FFE TG Calib (3A8-TG-16.02) | FFE 4th Effect 4A Calandria | C | 0190E017 | 2021-06-03 | 2014-07-17 | PHILAGANAN
| 49650 | 0190-COF-PRO-FFE-4AFXCLNDR-M55 | PM03 | 302 | 2W Vibration Check And Analysis - G2 | FFE 4th Effect A Outlet Pump M55 | A | 0190E001 | 2011-05-28 | 2010-04-22 | PHPINGOYMA
| 49650 | 0190-COF-PRO-FFE-4AFXCLNDR-M55 | PM03 | 302 | 2W Vibration Check And Analysis - G1 | FFE 4th Effect A Outlet Pump M55 | A | 0190E001 | 2012-08-06 | 2011-05-28 | PHEGUIAWE
| 49650 | 0190-COF-PRO-FFE-4BFXCLNDR-M56 | PM03 | 302 | 2W Vibration Check And Analysis - G2 | FFE 4th Effect B Outlet Pump M56 | A | 0190E001 | 2011-05-28 | 2010-04-22 | PHPINGOYMA
| 49650 | 0190-COF-PRO-FFE-4BFXCLNDR-M56 | PM03 | 302 | 2W Vibration Check And Analysis - G1 | FFE 4th Effect B Outlet Pump M56 | A | 0190E001 | 2012-08-06 | 2011-05-28 | PHEGUIAWE
| 49650 | 0190-COF-PRO-FFE-CIPPMP01 | PM03 | 302 | 2W Vibration Check And Analysis - G2 | FFE CIP Pump | C | 0190E001 | 2010-07-01 | 2010-04-22 | PHPINGOYMA
| 49651 | 0190-COF-PRO-FFE-CIPPMP01 | PM03 | 302 | 3W Vibration Check And Analysis - G2 | FFE CIP Pump | C | 0190E001 | 2012-08-06 | 2010-04-22 | PHEGUIAWE
| 49651 | 0190-COF-PRO-FFE-CIPPMP01 | PM03 | 302 | 3W Vibration Check And Analysis - G2 | FFE CIP Pump | C | 0190E001 | 2012-08-06 | 2010-04-22 | PHEGUIAWE
| 50680 | 0190-COF-PRO-FFE-CIPPMP01 | PM03 | 302 | 1M Condition Monitoring And Analysis | FFE CIP Pump | C | 0190E001 | 2014-05-26 | 2010-07-01 | PHSANTANJO
| 49650 | 0190-COF-PRO-FFE-CIPPMP01 | PM03 | 302 | 2W Vibration Check And Analysis - G1 | FFE CIP Pump | C | 0190E001 | 2012-08-06 | 2011-05-28 | PHEGUIAWE
| 50680 | 0190-COF-PRO-FFE-CIPPMP01 | PM03 | 302 | 1M Condition Monitoring And Analysis | FFE CIP Pump | C | 0190E001 | 2014-05-26 | 2012-08-06 | PHSANTANJO
| 50680 | 0190-COF-PRO-FFE-CIPPMP01 | PM03 | 302 | 1M Condition Monitoring And Analysis | FFE CIP Pump | C | 0190E001 | 2014-05-26 | 2012-08-06 | PHSANTANJO
| 33065 | 0190-COF-PRO-FFE-CLARIF01 | PM03 | 301 | 2Y Flow Transmitter Calibration | FFE Centrifuge Clarifier No 1 | B | 0190E001 | 2021-06-03 | 2008-06-04 | PHILAGANAN
| 33065 | 0190-COF-PRO-FFE-CLARIF01 | PM03 | 301 | 2Y Flow Transmitter Calibration | FFE Centrifuge Clarifier No 1 | B | 0190E002 | 2021-06-03 | 2008-06-04 | PHILAGANAN
| 33065 | 0190-COF-PRO-FFE-CLARIF02 | PM03 | 301 | 2Y Flow Transmitter Calibration | FFE Centrifuge Clarifier No 2 | B | 0190E002 | 2021-06-03 | 2008-07-08 | PHILAGANAN
| 49650 | 0190-COF-PRO-FFE-CLARIF02 | PM03 | 302 | 2W Vibration Check And Analysis - G2 | FFE Centrifuge Clarifier No 2 | B | 0190E001 | 2014-05-27 | 2010-04-22 | PHSANTANJO
| 33065 | 0190-COF-PRO-FFE-CLARIF03 | PM03 | 301 | 2Y Flow Transmitter Calibration | FFE Centrifuge Clarifier No 3 | B | 0190E002 | 2021-06-03 | 2008-07-24 | PHILAGANAN
| 33065 | 0190-COF-PRO-FFE-CLARIF03 | PM03 | 301 | 2Y Flow Transmitter Calibration | FFE Centrifuge Clarifier No 3 | B | 0190E002 | 2021-06-03 | 2008-08-23 | PHILAGANAN
| 411273 | 0190-COF-PRO-FFE-CLARIF03 | PM03 |  | 1Y E54 PG Calib (3A4-PG-124) | FFE Centrifuge Clarifier No 3 | B | 0190E017 | 2016-04-28 | 2014-09-09 | PHSANTANJO
| 411273 | 0190-COF-PRO-FFE-CLARIF03 | PM03 | 301 | 1Y E54 PG Calib (3A4-PG-125) | FFE Centrifuge Clarifier No 3 | B | 0190E017 | 2021-06-03 | 2014-09-09 | PHILAGANAN
| 578568 | 0190-COF-PRO-FFE-CLARIF03-BOWL03 | PM03 | 305 | 2650 Hr Bowl Overhauling | Centrifuge FFE Clarifier No 3 BOWL | B | 0190E001 | 2021-08-24 | 2021-08-24 | PHEMBATEAN
| 33065 | 0190-COF-PRO-FFE-CLARIF04 | PM03 | 301 | 2Y Flow Transmitter Calibration | FFE Centrifuge Clarifier No 4 | B | 0190E001 | 2021-06-03 | 2008-09-08 | PHILAGANAN
| 411273 | 0190-COF-PRO-FFE-CLARIF04 | PM03 | 301 | 1Y E54 PG Calib (3A4-PG-126) | FFE Centrifuge Clarifier No 4 | B | 0190E017 | 2021-06-03 | 2014-09-09 | PHILAGANAN
| 411273 | 0190-COF-PRO-FFE-CLARIF04 | PM03 | 301 | 1Y E54 PG Calib (3A4-PG-135) | FFE Centrifuge Clarifier No 4 | B | 0190E017 | 2021-06-03 | 2014-09-09 | PHILAGANAN
| 411273 | 0190-COF-PRO-FFE-CLARIF04 | PM03 | 301 | 1Y E54 PG Calib (3A4-PG-136) | FFE Centrifuge Clarifier No 4 | B | 0190E017 | 2021-06-03 | 2014-09-09 | PHILAGANAN
| 33043 | 0190-COF-PRO-FFE-CMMN | PM03 | 301 | 1Y Temperature Transmitter Calibration | Falling Film Evap Common | C | 0190E002 | 2021-06-03 | 2008-05-31 | PHILAGANAN
| 33064 | 0190-COF-PRO-FFE-CMMN | PM03 | 301 | 2Y Level Transmitter Calibration | Falling Film Evap Common | C | 0190E002 | 2021-06-03 | 2008-06-04 | PHILAGANAN
| 33064 | 0190-COF-PRO-FFE-CMMN | PM03 | 301 | 2Y Level Transmitter Calibration | Falling Film Evap Common | C | 0190E002 | 2021-06-03 | 2008-06-04 | PHILAGANAN
| 33064 | 0190-COF-PRO-FFE-CMMN | PM03 | 301 | 2Y Level Transmitter Calibration | Falling Film Evap Common | C | 0190E002 | 2021-06-03 | 2008-06-04 | PHILAGANAN
| 33064 | 0190-COF-PRO-FFE-CMMN | PM03 | 301 | 2Y Level Transmitter Calibration | Falling Film Evap Common | C | 0190E002 | 2021-06-03 | 2008-06-04 | PHILAGANAN
| 33064 | 0190-COF-PRO-FFE-CMMN | PM03 | 301 | 2Y Level Transmitter Calibration | Falling Film Evap Common | C | 0190E002 | 2021-06-03 | 2008-09-08 | PHILAGANAN
| 411273 | 0190-COF-PRO-FFE-CMMN | PM03 |  | 1Y FFE PG Calib (3A8-PG-151) | Falling Film Evap Common | C | 0190E001 | 2015-02-23 | 2014-09-08 | PHSANTANJO
| 33043 | 0190-COF-PRO-FFE-CTLTNK-CTLTNK03 | PM03 | 301 | 1Y Temperature Transmitter Calibration | Clarified Thin Liqour Rare Tank | B | 0190E002 | 2021-06-03 | 2008-06-02 | PHILAGANAN
| 49650 | 0190-COF-PRO-FFE-CTLTNK-SUPPMP01 | PM03 | 302 | 2W Vibration Check And Analysis - G2 | FFE Supply Pump01_M11 | B | 0190E001 | 2011-05-28 | 2010-04-22 | PHPINGOYMA
| 49650 | 0190-COF-PRO-FFE-CTLTNK-SUPPMP01 | PM03 | 302 | 2W Vibration Check And Analysis - G1 | FFE Supply Pump01_M11 | B | 0190E001 | 2012-08-06 | 2011-05-28 | PHEGUIAWE
| 49650 | 0190-COF-PRO-FFE-CTLTNK-SUPPMP02 | PM03 | 302 | 2W Vibration Check And Analysis - G1 | FFE Supply Pump02_M11 | B | 0190E001 | 2012-08-06 | 2011-05-28 | PHEGUIAWE
| 411273 | 0190-COF-PRO-FFE-FFE01-GAUGE_3 | PM03 | 301 | 52W FFE PG Calib (3A8-PG-01.03) | Gauge 03 | C | 0190E017 | 2021-06-03 | 2014-09-09 | PHILAGANAN
| 49650 | 0190-COF-PRO-FFE-FNRPMP04-FNRPMP04 | PM03 | 302 | 2W Vibration Check And Analysis - G2 | FFE Finisher Vapor Condensate Pump | B | 0190E001 | 2011-05-28 | 2010-04-22 | PHPINGOYMA
| 49650 | 0190-COF-PRO-FFE-FNRPMP04-FNRPMP04 | PM03 | 302 | 2W Vibration Check And Analysis - G1 | FFE Finisher Vapor Condensate Pump | B | 0190E001 | 2012-08-06 | 2011-05-28 | PHEGUIAWE
| 33045 | 0190-COF-PRO-FFE-FNSHRCLNDR | PM03 | 301 | 1Y Pressure Transmitter Calibration | FFE Finisher CALANDRIA | C | 0190E001 | 2021-06-03 | 2008-05-30 | PHILAGANAN
| 33043 | 0190-COF-PRO-FFE-FNSHRCLNDR | PM03 | 301 | 1Y Temperature Transmitter Calibration | FFE Finisher CALANDRIA | C | 0190E002 | 2021-06-03 | 2008-06-02 | PHILAGANAN
| 33043 | 0190-COF-PRO-FFE-FNSHRCLNDR | PM03 | 301 | 1Y Temperature Transmitter Calibration | FFE Finisher CALANDRIA | C | 0190E002 | 2021-06-03 | 2008-06-02 | PHILAGANAN
| 33064 | 0190-COF-PRO-FFE-FNSHRCLNDR | PM03 | 301 | 2Y Level Transmitter Calibration | FFE Finisher CALANDRIA | C | 0190E002 | 2021-06-03 | 2008-06-04 | PHILAGANAN
| 33065 | 0190-COF-PRO-FFE-FNSHRCLNDR | PM03 | 301 | 2Y Flow Transmitter Calibration | FFE Finisher CALANDRIA | C | 0190E002 | 2021-06-03 | 2008-07-08 | PHILAGANAN
| 33063 | 0190-COF-PRO-FFE-FNSHRCLNDR | PM03 | 301 | 2Y Press. Transmitter Calibration | FFE Finisher CALANDRIA | C | 0190E002 | 2021-06-03 | 2008-07-24 | PHILAGANAN
| 411273 | 0190-COF-PRO-FFE-FNSHRCLNDR | PM03 | 301 | 52W FFE PG Calib (3A8-PG-23.03) | FFE Finisher CALANDRIA | C | 0190E001 | 2021-06-03 | 2014-09-09 | PHILAGANAN
| 49650 | 0190-COF-PRO-FFE-FNSHRCLNDR-FNRPMP01 | PM03 | 302 | 2W Vibration Check And Analysis - G2 | FFE Finisher Outlet Pump01_Waukesha | C | 0190E001 | 2011-05-28 | 2010-04-22 | PHPINGOYMA
| 49650 | 0190-COF-PRO-FFE-FNSHRCLNDR-FNRPMP01 | PM03 | 302 | 2W Vibration Check And Analysis - G1 | FFE Finisher Outlet Pump01_Waukesha | C | 0190E001 | 2012-08-06 | 2011-05-28 | PHEGUIAWE
| 49650 | 0190-COF-PRO-FFE-FNSHRCLNDR-FNRPMP02 | PM03 | 302 | 2W Vibration Check And Analysis - G2 | FFE Finisher Outlet Pump02_Cent. M62 | C | 0190E001 | 2011-05-28 | 2010-04-22 | PHPINGOYMA
| 49650 | 0190-COF-PRO-FFE-FNSHRCLNDR-FNRPMP02 | PM03 | 302 | 2W Vibration Check And Analysis - G1 | FFE Finisher Outlet Pump02_Cent. M62 | C | 0190E001 | 2012-08-06 | 2011-05-28 | PHEGUIAWE
| 49650 | 0190-COF-PRO-FFE-FNSHRCLNDR-FNRPMP03 | PM03 | 302 | 2W Vibration Check And Analysis - G2 | FFE Finisher Steam Condensate Pump | B | 0190E001 | 2011-05-28 | 2010-04-22 | PHPINGOYMA
| 49650 | 0190-COF-PRO-FFE-FNSHRCLNDR-FNRPMP03 | PM03 | 302 | 2W Vibration Check And Analysis - G1 | FFE Finisher Steam Condensate Pump | B | 0190E001 | 2012-08-06 | 2011-05-28 | PHEGUIAWE
| 411273 | 0190-COF-PRO-FFE-FSTCDNSTNK | PM03 | 301 | 1Y FFE PG Calib (3A8-PG-26.04) | FFE Finisher Steam Condensate Tank | C | 0190E017 | 2021-06-03 | 2014-07-17 | PHILAGANAN
| 411273 | 0190-COF-PRO-FFE-PRSTMCNDSTNK | PM03 | 301 | 52W FFE PG Calib (3A8-PG-090) | FFE Pre Evap Steam Condensate Tank | C | 0190E001 | 2021-06-03 | 2014-09-08 | PHILAGANAN
| 49650 | 0190-COF-PRO-FFE-PRSTMCNDSTNK-CNDPMP01 | PM03 | 302 | 2W Vibration Check And Analysis - G1 | Pre-Evap Condensate pump M57 | B | 0190E001 | 2012-08-06 | 2011-05-28 | PHEGUIAWE
| 411273 | 0190-COF-PRO-FFE-PRSTMCNDSTNK-CNDPMP01 | PM03 | 301 | 1Y FFE PG Calib (2A PG-084) | Pre-Evap Condensate pump M57 | B | 0190E017 | 2021-06-03 | 2014-07-17 | PHILAGANAN
| 49650 | 0190-COF-PRO-FFE-THNLQTANK-PMP1M10 | PM03 | 302 | 2W Vibration Check And Analysis - G2 | Pump to Clarifiers 01 M10 | A | 0190E001 | 2012-08-06 | 2010-04-22 | PHEGUIAWE
| 49650 | 0190-COF-PRO-FFE-THNLQTANK-PMP2M10 | PM03 | 302 | 2W Vibration Check And Analysis - G2 | Pump to Clarifiers 02 M10 | A | 0190E001 | 2012-08-06 | 2010-04-22 | PHEGUIAWE
| 49650 | 0190-COF-PRO-FFE-UTC-EXTPMP01 | PM03 | 302 | 2W Vibration Check And Analysis - G2 | XtractTransfer Pump01 to 35cu.m.Tank_M13 | B | 0190E001 | 2012-08-06 | 2010-04-22 | PHEGUIAWE
| 49650 | 0190-COF-PRO-FFE-UTC-EXTPMP02 | PM03 | 302 | 2W Vibration Check And Analysis - G2 | XtractTransfer Pump02 to 35cu.m.Tank_M13 | B | 0190E001 | 2012-08-06 | 2010-04-22 | PHEGUIAWE
| 513540 | 0190-COF-PRO-FTS-PIPTRA01-DIVERTVLV04 | PM03 | 305 | 26W V22 Flange Gasket Replacement | Diverter Valve 22 | B | 0190E003 | 2019-08-06 | 2016-08-22 | PHGONZALNA
| 513540 | 0190-COF-PRO-FTS-PIPTRA01-DIVERTVLV05 | PM03 | 305 | 26W V23 Flange Gasket Replacement | Diverter Valve 23 | B | 0190E003 | 2019-08-06 | 2016-08-22 | PHGONZALNA
| 33412 | 0190-COF-PRO-PAF-PAFPNL01 | PM03 | 304 | 3W KSAH EI PLANNED SERVICE MAINTENANCE | Coffee AH PAF1 | C | 0190E010 | 2021-06-03 | 2008-07-13 | PHILAGANAN
| 400614 | 0190-COF-PRO-RST-AIRTNK03-PRESSRELVAL_1 | PM03 | 301 | 52W RST PRV Calib (3A2-PRV-001) | Pressure Relief Valve 01 | B | 0190E017 | 2021-06-03 | 2014-09-10 | PHILAGANAN
| 411273 | 0190-COF-PRO-RST-AIRTNK04 | PM03 | 301 | 1Y RST PG Calib (3A2-PG-073) | Air Receiver Tank R3 and R4 | A | 0190E017 | 2021-06-03 | 2014-09-09 | PHILAGANAN
| 400614 | 0190-COF-PRO-RST-AIRTNK04 | PM03 | 301 | 1Y RST PRV Calib (3A2-PRV-002) | Air Receiver Tank R3 and R4 | A | 0190E017 | 2021-06-03 | 2014-09-10 | PHILAGANAN
| 33043 | 0190-COF-PRO-RST-CMMN | PM03 | 301 | 1Y Temperature Transmitter Calibration | Roasting Common | C | 0190E002 | 2021-06-03 | 2008-05-31 | PHILAGANAN
| 400591 | 0190-COF-PRO-RST-CMMN | PM03 | 301 | 1Y Calibration of ROP-154 (WIC) | Roasting Common | C | 0190E001 | 2021-06-03 | 2013-01-08 | PHILAGANAN
| 411273 | 0190-COF-PRO-RST-CMMN | PM03 | 301 | 1Y RST PG Calib (3A2-PG-053) | Roasting Common | C | 0190E015 | 2021-06-03 | 2014-09-08 | PHILAGANAN
| 411273 | 0190-COF-PRO-RST-CMMN | PM03 | 301 | 1Y RST PG Calib (3A2-PG-049) | Roasting Common | C | 0190E015 | 2021-06-03 | 2014-09-08 | PHILAGANAN
| 411273 | 0190-COF-PRO-RST-CMMN | PM03 | 301 | 1Y RST PG Calib (3A2-PG-050) | Roasting Common | C | 0190E015 | 2021-06-03 | 2014-09-08 | PHILAGANAN
| 411273 | 0190-COF-PRO-RST-CMMN | PM03 | 301 | 1Y RST PG Calib (3A2-PG-051) | Roasting Common | C | 0190E015 | 2021-06-03 | 2014-09-08 | PHILAGANAN
| 411273 | 0190-COF-PRO-RST-CMMN | PM03 | 301 | 1Y RST PG Calib (3A2-PG-052) | Roasting Common | C | 0190E015 | 2021-06-03 | 2014-09-08 | PHILAGANAN
| 411273 | 0190-COF-PRO-RST-CMMN | PM03 | 301 | 1Y RST PG Calib (3A2-PG-080) | Roasting Common | C | 0190E015 | 2021-06-03 | 2014-09-08 | PHILAGANAN
| 411273 | 0190-COF-PRO-RST-CMMN | PM03 | 301 | 1Y RST PG Calib (3A2-PG-081) | Roasting Common | C | 0190E015 | 2021-06-03 | 2014-09-08 | PHILAGANAN
| 411273 | 0190-COF-PRO-RST-CMMN | PM03 | 301 | 1Y RST PG Calib (4I PG-001) | Roasting Common | C | 0190E015 | 2021-06-03 | 2014-09-09 | PHILAGANAN
| 411273 | 0190-COF-PRO-RST-CNTRLRM-PGRNDR01 | PM03 | 301 | 1Y RST PG Calib (3A2-PG-042) | Roasting Portable Grinder | B | 0190E015 | 2021-06-03 | 2014-09-08 | PHILAGANAN
| 33045 | 0190-COF-PRO-RST-HDRTNK02-TRANSMITTER_2 | PM03 | 301 | 1Y RST PT Calib (3A2-PT-32.12/02) | Transmitter 02 | B | 0190E017 | 2021-06-03 | 2014-09-11 | PHILAGANAN
| 411273 | 0190-COF-PRO-RST-HDRTNK03-GAUGE_3 | PM03 | 301 | 52W RST PG Calib (3A2-PS-31.09) | Gauge 03 | C | 0190E017 | 2021-06-03 | 2014-09-08 | PHILAGANAN
| 411273 | 0190-COF-PRO-RST-HDRTNK04-GAUGE_2 | PM03 | 301 | 1Y RST PG Calib (3A2-PG-074 ) | Gauge 02 | C | 0190E017 | 2021-06-03 | 2014-09-09 | PHILAGANAN
| 411273 | 0190-COF-PRO-RST-HDRTNK04-GAUGE_3 | PM03 | 301 | 1Y RST PG Calib (3A2-PG-075 ) | Gauge 03 | C | 0190E017 | 2021-06-03 | 2014-09-09 | PHILAGANAN
| 33045 | 0190-COF-PRO-RST-HDRTNK04-SENSOR_1 | PM03 | 301 | 1Y RST PSH Calib (3A2-PSH-32.04/03) | Sensor 01 | B | 0190E017 | 2021-06-03 | 2014-09-11 | PHILAGANAN
| 33045 | 0190-COF-PRO-RST-HDRTNK04-SENSOR_2 | PM03 | 301 | 1Y RST PSH Calib (3A2-PSH-32.07/04) | Sensor 02 | B | 0190E017 | 2021-06-03 | 2014-09-11 | PHILAGANAN
| 33045 | 0190-COF-PRO-RST-HDRTNK04-TRANSMITTER_2 | PM03 | 301 | 52W RST PT Calib (3A2-PT-32.09/04) | Transmitter 02 | B | 0190E017 | 2021-06-03 | 2014-09-11 | PHILAGANAN
| 35259 | 0190-COF-PRO-RST-ROASTR01 | PM03 | 305 | 6M Roaster 01 Servicing | Roaster No 1 | A | 0190E001 | 2017-04-18 | 2008-12-16 | PHSANTANJO
| 33045 | 0190-COF-PRO-RST-ROASTR01 | PM03 | 301 | 1Y RST PS Calib (3A2-PS-09.31/01) | Roaster No 1 | A | 0190E001 | 2021-06-03 | 2013-01-08 | PHILAGANAN
| 33045 | 0190-COF-PRO-RST-ROASTR01 | PM03 | 301 | 1Y Calibration of ROP-118 (PIC) | Roaster No 1 | A | 0190E001 | 2021-06-03 | 2013-01-08 | PHILAGANAN
| 411273 | 0190-COF-PRO-RST-ROASTR01 | PM03 | 301 | 1Y RST PG Calib (3A2-PG-024) | Roaster No 1 | A | 0190E015 | 2021-06-03 | 2014-09-08 | PHILAGANAN
| 411273 | 0190-COF-PRO-RST-ROASTR01 | PM03 | 301 | 1Y RST PG Calib (3A2-PG-029) | Roaster No 1 | A | 0190E015 | 2021-06-03 | 2014-09-08 | PHILAGANAN
| 411273 | 0190-COF-PRO-RST-ROASTR01 | PM03 | 301 | 1Y RST PG Calib (3A2-PG-030) | Roaster No 1 | A | 0190E015 | 2021-06-03 | 2014-09-08 | PHILAGANAN
| 411273 | 0190-COF-PRO-RST-ROASTR01 | PM03 | 301 | 1Y RST PG Calib (3A2-PG-022) | Roaster No 1 | A | 0190E015 | 2021-06-03 | 2014-09-08 | PHILAGANAN
| 411273 | 0190-COF-PRO-RST-ROASTR01 | PM03 | 301 | 1Y RST PG Calib (3A2-PG-023) | Roaster No 1 | A | 0190E015 | 2021-06-03 | 2014-09-08 | PHILAGANAN
| 411273 | 0190-COF-PRO-RST-ROASTR01 | PM03 | 301 | 1Y RST PG Calib (3A2-PG-028) | Roaster No 1 | A | 0190E015 | 2021-06-03 | 2014-09-08 | PHILAGANAN
| 411273 | 0190-COF-PRO-RST-ROASTR01-CYCLON01 | PM03 | 301 | 1Y RST PG Calib (3A2-PG-026) | R1 Cold Centriclone | C | 0190E015 | 2021-06-03 | 2014-09-08 | PHILAGANAN
| 31811 | 0190-COF-PRO-RST-ROASTR01-FAN10 | PM03 | 305 | 1Y Roaster 01 X-Fan Belt Replcmnt | R1 Exhaust Fan | B | 0190E001 | 2010-06-16 | 2008-03-07 | PHPINGOYMA
| 49651 | 0190-COF-PRO-RST-ROASTR01-FAN1306 | PM03 | 302 | 3W Vibration Check And Analysis - G2 | R1 Cooler Supply Fan | C | 0190E001 | 2012-08-06 | 2010-04-22 | PHEGUIAWE
| 49650 | 0190-COF-PRO-RST-ROASTR01-FAN1306 | PM03 | 302 | 2W Vibration Check And Analysis - G1 | R1 Cooler Supply Fan | C | 0190E001 | 2012-08-06 | 2011-05-28 | PHEGUIAWE
| 50680 | 0190-COF-PRO-RST-ROASTR01-FAN1306 | PM03 | 302 | 1M Condition Monitoring And Analysis | R1 Cooler Supply Fan | C | 0190E001 | 2014-05-26 | 2012-08-06 | PHSANTANJO
| 49651 | 0190-COF-PRO-RST-ROASTR01-FAN1510 | PM03 | 302 | 3W Vibration Check And Analysis - G2 | R1 Cooling Outlet Air Fan | C | 0190E001 | 2012-08-06 | 2010-04-22 | PHEGUIAWE
| 49650 | 0190-COF-PRO-RST-ROASTR01-FAN1510 | PM03 | 302 | 2W Vibration Check And Analysis - G1 | R1 Cooling Outlet Air Fan | C | 0190E001 | 2012-08-06 | 2011-05-28 | PHEGUIAWE
| 50680 | 0190-COF-PRO-RST-ROASTR01-FAN1510 | PM03 | 302 | 1M Condition Monitoring And Analysis | R1 Cooling Outlet Air Fan | C | 0190E001 | 2014-05-26 | 2012-08-06 | PHSANTANJO
| 411274 | 0190-COF-PRO-RST-ROASTR01-FAN1510 | PM03 | 301 | 52W RST TG Calib (3A2-TG-009) | R1 Cooling Outlet Air Fan | C | 0190E001 | 2021-06-03 | 2014-09-08 | PHILAGANAN
| 49651 | 0190-COF-PRO-RST-ROASTR01-HDRTNK01 | PM03 | 302 | 3W Vibration Check And Analysis - G2 | R1 Hydrophore Tank | A | 0190E001 | 2010-07-01 | 2010-04-22 | PHPINGOYMA
| 50680 | 0190-COF-PRO-RST-ROASTR01-HDRTNK01 | PM03 | 302 | 1M Condition Monitoring And Analysis | R1 Hydrophore Tank | A | 0190E001 | 2014-05-26 | 2010-07-01 | PHSANTANJO
| 49650 | 0190-COF-PRO-RST-ROASTR01-HDRTNK01 | PM03 | 302 | 2W Vibration Check And Analysis - G1 | R1 Hydrophore Tank | A | 0190E001 | 2012-08-06 | 2011-05-28 | PHEGUIAWE
| 49651 | 0190-COF-PRO-RST-ROASTR01-HDRTNK01 | PM03 | 302 | 3W Vibration Check And Analysis - G2 | R1 Hydrophore Tank | A | 0190E001 | 2014-12-29 | 2012-08-06 | PHSANTANJO
| 411273 | 0190-COF-PRO-RST-ROASTR01-HDRTNK01 | PM03 | 301 | 1Y RST PG Calib (3A2-PG-025) | R1 Hydrophore Tank | A | 0190E015 | 2021-06-03 | 2014-09-08 | PHILAGANAN
| 411273 | 0190-COF-PRO-RST-ROASTR01-HDRTNK01 | PM03 | 301 | 1Y RST PG Calib (3A2-PG-32.07/04) | R1 Hydrophore Tank | A | 0190E015 | 2021-06-03 | 2014-09-08 | PHILAGANAN
| 411273 | 0190-COF-PRO-RST-ROASTR01-HDRTNK01 | PM03 | 301 | 1Y RST PG Calib (3A2-PG-082) | R1 Hydrophore Tank | A | 0190E015 | 2021-06-03 | 2014-09-08 | PHILAGANAN
| 411273 | 0190-COF-PRO-RST-ROASTR01-HDRTNK01 | PM03 | 301 | 1Y RST PG Calib (3A2-PG-087) | R1 Hydrophore Tank | A | 0190E015 | 2021-06-03 | 2014-09-08 | PHILAGANAN
| 33043 | 0190-COF-PRO-RST-ROASTR01-PLCPNL01 | PM03 | 301 | 1Y Temperature Transmitter Calibration | R1 PLC Panel Board | B | 0190E002 | 2021-06-03 | 2008-05-31 | PHILAGANAN
| 33043 | 0190-COF-PRO-RST-ROASTR01-PLCPNL01 | PM03 | 301 | 1Y Temperature Transmitter Calibration | R1 PLC Panel Board | B | 0190E002 | 2021-06-03 | 2008-05-31 | PHILAGANAN
| 33043 | 0190-COF-PRO-RST-ROASTR01-PLCPNL01 | PM03 | 301 | 1Y Temperature Transmitter Calibration | R1 PLC Panel Board | B | 0190E002 | 2021-06-03 | 2008-06-02 | PHILAGANAN
| 33067 | 0190-COF-PRO-RST-ROASTR01-PLCPNL01 | PM03 | 301 | 2Y Positioner Control Calibration | R1 PLC Panel Board | B | 0190E002 | 2021-06-03 | 2008-06-04 | PHILAGANAN
| 33062 | 0190-COF-PRO-RST-ROASTR01-PLCPNL01 | PM03 | 301 | 2Y Temp. Transmitter Calibration | R1 PLC Panel Board | B | 0190E002 | 2021-06-03 | 2008-07-24 | PHILAGANAN
| 33045 | 0190-COF-PRO-RST-ROASTR01-TRANSMITTER_9 | PM03 | 301 | 52W RST DPT Calib (3A2-DPT-004) | Transmitter 09 | B | 0190E017 | 2021-06-03 | 2014-09-10 | PHILAGANAN
| 35259 | 0190-COF-PRO-RST-ROASTR02 | PM03 | 305 | 6M Roaster 02 Servicing | Roaster No 2 | A | 0190E001 | 2017-04-18 | 2008-12-16 | PHSANTANJO
| 33045 | 0190-COF-PRO-RST-ROASTR02 | PM03 | 301 | 1Y RST PS Calib (3A2-PS-10.22/01) | Roaster No 2 | A | 0190E001 | 2021-06-03 | 2013-01-08 | PHILAGANAN
| 33045 | 0190-COF-PRO-RST-ROASTR02 | PM03 | 301 | 1Y Calibration of ROP-108 (PIC) | Roaster No 2 | A | 0190E001 | 2021-06-03 | 2013-01-08 | PHILAGANAN
| 411273 | 0190-COF-PRO-RST-ROASTR02 | PM03 | 301 | 1Y RST PG Calib (3A2-PG-10.28) | Roaster No 2 | A | 0190E015 | 2021-06-03 | 2014-09-08 | PHILAGANAN
| 411273 | 0190-COF-PRO-RST-ROASTR02 | PM03 | 301 | 1Y RST PG Calib (3A2-PG-032) | Roaster No 2 | A | 0190E015 | 2021-06-03 | 2014-09-08 | PHILAGANAN
| 411273 | 0190-COF-PRO-RST-ROASTR02 | PM03 | 301 | 1Y RST PG Calib (3A2-PG-034) | Roaster No 2 | A | 0190E015 | 2021-06-03 | 2014-09-08 | PHILAGANAN
| 411273 | 0190-COF-PRO-RST-ROASTR02 | PM03 | 301 | 1Y RST PG Calib (3A2-PG-035) | Roaster No 2 | A | 0190E015 | 2021-06-03 | 2014-09-08 | PHILAGANAN
| 411273 | 0190-COF-PRO-RST-ROASTR02 | PM03 | 301 | 1Y RST PG Calib (3A2-PG-037) | Roaster No 2 | A | 0190E015 | 2021-06-03 | 2014-09-08 | PHILAGANAN
| 411273 | 0190-COF-PRO-RST-ROASTR02 | PM03 | 301 | 1Y RST PG Calib (3A2-PG-041) | Roaster No 2 | A | 0190E015 | 2021-06-03 | 2014-09-08 | PHILAGANAN
| 411273 | 0190-COF-PRO-RST-ROASTR02 | PM03 | 301 | 1Y RST PG Calib (3A2-PG-083) | Roaster No 2 | A | 0190E015 | 2021-06-03 | 2014-09-08 | PHILAGANAN
| 411273 | 0190-COF-PRO-RST-ROASTR02 | PM03 | 301 | 1Y RST PG Calib (3A2-PG-084) | Roaster No 2 | A | 0190E015 | 2021-06-03 | 2014-09-08 | PHILAGANAN
| 33045 | 0190-COF-PRO-RST-ROASTR02 | PM03 | 301 | 1Y RST DPT Calib (3A2-DPT-001 ) | Roaster No 2 | A | 0190E017 | 2021-06-03 | 2014-09-10 | PHILAGANAN
| 31811 | 0190-COF-PRO-RST-ROASTR02-FAN11 | PM03 | 305 | 1Y Roaster 02 X-Fan Belt Replcmnt | R2 Exhaust Fan | B | 0190E001 | 2010-06-16 | 2008-03-07 | PHPINGOYMA
| 35261 | 0190-COF-PRO-RST-ROASTR02-FAN11 | PM03 | 305 | 6M Roaster 02 Exhaust Fan Servicing | R2 Exhaust Fan | B | 0190E001 | 2011-06-03 | 2008-12-16 | PHPINGOYMA
| 49651 | 0190-COF-PRO-RST-ROASTR02-FAN1510 | PM03 | 302 | 3W Vibration Check And Analysis - G2 | R2 Cooler Supply Fan | C | 0190E001 | 2012-08-06 | 2010-04-22 | PHEGUIAWE
| 49650 | 0190-COF-PRO-RST-ROASTR02-FAN1510 | PM03 | 302 | 2W Vibration Check And Analysis - G1 | R2 Cooler Supply Fan | C | 0190E001 | 2012-08-06 | 2011-05-28 | PHEGUIAWE
| 50680 | 0190-COF-PRO-RST-ROASTR02-FAN1510 | PM03 | 302 | 1M Condition Monitoring And Analysis | R2 Cooler Supply Fan | C | 0190E001 | 2014-05-26 | 2012-08-06 | PHSANTANJO
| 411273 | 0190-COF-PRO-RST-ROASTR02-GAUGE_10 | PM03 | 301 | 1Y RST PG Calib (3A2-PG-038) | Gauge 10 | C | 0190E017 | 2021-06-03 | 2014-09-09 | PHILAGANAN
| 49651 | 0190-COF-PRO-RST-ROASTR02-HDRTNK02 | PM03 | 302 | 3W Vibration Check And Analysis - G2 | R2 Hydrophore Tank | A | 0190E001 | 2010-07-01 | 2010-04-22 | PHPINGOYMA
| 50680 | 0190-COF-PRO-RST-ROASTR02-HDRTNK02 | PM03 | 302 | 1M Condition Monitoring And Analysis | R2 Hydrophore Tank | A | 0190E001 | 2014-05-26 | 2010-07-01 | PHSANTANJO
| 49650 | 0190-COF-PRO-RST-ROASTR02-HDRTNK02 | PM03 | 302 | 2W Vibration Check And Analysis - G1 | R2 Hydrophore Tank | A | 0190E001 | 2012-08-06 | 2011-05-28 | PHEGUIAWE
| 49651 | 0190-COF-PRO-RST-ROASTR02-HDRTNK02 | PM03 | 302 | 3W Vibration Check And Analysis - G2 | R2 Hydrophore Tank | A | 0190E001 | 2014-12-29 | 2012-08-06 | PHSANTANJO
| 33043 | 0190-COF-PRO-RST-ROASTR02-HOTCTRCLN | PM03 | 301 | 52W RST TT Calib (3A2-TT-10.12) | R2 Hot Centriclone | C | 0190E017 | 2021-06-03 | 2014-09-10 | PHILAGANAN
| 33043 | 0190-COF-PRO-RST-ROASTR02-HOTCTRCLN | PM03 | 301 | 52W RST TT Calib (3A2-TT-006) | R2 Hot Centriclone | C | 0190E017 | 2021-06-03 | 2014-09-10 | PHILAGANAN
| 33043 | 0190-COF-PRO-RST-ROASTR02-PLCPNL02 | PM03 | 301 | 1Y Temperature Transmitter Calibration | R2 PLC Panel Board | B | 0190E002 | 2021-06-03 | 2008-05-31 | PHILAGANAN
| 33043 | 0190-COF-PRO-RST-ROASTR02-PLCPNL02 | PM03 | 301 | 1Y Temperature Transmitter Calibration | R2 PLC Panel Board | B | 0190E002 | 2021-11-18 | 2008-05-30 | PHSONUGAHA1
| 33043 | 0190-COF-PRO-RST-ROASTR02-PLCPNL02 | PM03 | 301 | 1Y Temperature Transmitter Calibration | R2 PLC Panel Board | B | 0190E002 | 2021-06-03 | 2008-05-31 | PHILAGANAN
| 33067 | 0190-COF-PRO-RST-ROASTR02-PLCPNL02 | PM03 | 301 | 2Y Positioner Control Calibration | R2 PLC Panel Board | B | 0190E002 | 2021-06-03 | 2008-06-04 | PHILAGANAN
| 35259 | 0190-COF-PRO-RST-ROASTR03 | PM03 | 305 | 6M Roaster 03 Servicing | Roaster No 3 | A | 0190E001 | 2017-04-18 | 2008-12-16 | PHSANTANJO
| 33045 | 0190-COF-PRO-RST-ROASTR03 | PM03 | 301 | 1Y Calibration of ROP-086 (PIC) | Roaster No 3 | A | 0190E001 | 2021-06-03 | 2013-01-08 | PHILAGANAN
| 33045 | 0190-COF-PRO-RST-ROASTR03 | PM03 | 301 | 1Y Calibration of ROP-092 (PIC) | Roaster No 3 | A | 0190E001 | 2021-06-03 | 2013-01-08 | PHILAGANAN
| 33045 | 0190-COF-PRO-RST-ROASTR03 | PM03 | 301 | 1Y Calibration of ROP-093 (PIC) | Roaster No 3 | A | 0190E001 | 2021-06-03 | 2013-01-08 | PHILAGANAN
| 33045 | 0190-COF-PRO-RST-ROASTR03 | PM03 | 301 | 1Y Calibration of ROP-094 (PIC) | Roaster No 3 | A | 0190E001 | 2021-06-03 | 2013-01-08 | PHILAGANAN
| 411273 | 0190-COF-PRO-RST-ROASTR03 | PM03 | 301 | 1Y RST PG Calib (3A2-PG-056) | Roaster No 3 | A | 0190E017 | 2021-06-03 | 2014-07-17 | PHILAGANAN
| 411273 | 0190-COF-PRO-RST-ROASTR03 | PM03 | 301 | 1Y RST PG Calib (3A2-PG-020) | Roaster No 3 | A | 0190E015 | 2021-06-03 | 2014-09-08 | PHILAGANAN
| 411273 | 0190-COF-PRO-RST-ROASTR03 | PM03 | 301 | 1Y RST PG Calib (3A2-PG-055) | Roaster No 3 | A | 0190E015 | 2021-06-03 | 2014-09-08 | PHILAGANAN
| 411273 | 0190-COF-PRO-RST-ROASTR03 | PM03 | 301 | 1Y RST PG Calib (3A2-PG-058) | Roaster No 3 | A | 0190E015 | 2021-06-03 | 2014-09-08 | PHILAGANAN
| 411273 | 0190-COF-PRO-RST-ROASTR03 | PM03 | 301 | 1Y RST PG Calib (3A2-PG-059) | Roaster No 3 | A | 0190E015 | 2021-06-03 | 2014-09-08 | PHILAGANAN
| 411273 | 0190-COF-PRO-RST-ROASTR03 | PM03 | 301 | 1Y RST PG Calib (3A2-PG-060) | Roaster No 3 | A | 0190E015 | 2021-06-03 | 2014-09-08 | PHILAGANAN
| 411273 | 0190-COF-PRO-RST-ROASTR03 | PM03 | 301 | 1Y RST PG Calib (3A2-PG-061) | Roaster No 3 | A | 0190E015 | 2021-06-03 | 2014-09-08 | PHILAGANAN
| 33045 | 0190-COF-PRO-RST-ROASTR03 | PM03 |  | 1Y RST PS Calib (3A2-PS-32.17/03) | Roaster No 3 | A | 0190E001 | 2016-04-27 | 2014-09-11 | PHSANTANJO
| 31811 | 0190-COF-PRO-RST-ROASTR03-FAN12 | PM03 | 305 | 1Y Roaster 03 X-Fan Belt Replcmnt | R3 Exhaust Fan | B | 0190E001 | 2010-06-16 | 2008-03-07 | PHPINGOYMA
| 35261 | 0190-COF-PRO-RST-ROASTR03-FAN12 | PM03 | 305 | 6M Roaster 03 Exhaust Fan Servicing | R3 Exhaust Fan | B | 0190E001 | 2011-06-03 | 2008-12-16 | PHPINGOYMA
| 49651 | 0190-COF-PRO-RST-ROASTR03-FAN1306 | PM03 | 302 | 3W Vibration Check And Analysis - G2 | R3 Cooling Supply Fan | C | 0190E001 | 2012-08-06 | 2010-04-22 | PHEGUIAWE
| 49650 | 0190-COF-PRO-RST-ROASTR03-FAN1306 | PM03 | 302 | 2W Vibration Check And Analysis - G1 | R3 Cooling Supply Fan | C | 0190E001 | 2012-08-06 | 2011-05-28 | PHEGUIAWE
| 50680 | 0190-COF-PRO-RST-ROASTR03-FAN1306 | PM03 | 302 | 1M Condition Monitoring And Analysis | R3 Cooling Supply Fan | C | 0190E001 | 2014-05-26 | 2012-08-06 | PHSANTANJO
| 411273 | 0190-COF-PRO-RST-ROASTR03-FAN1306 | PM03 | 301 | 1Y RST PG Calib (3A2-PG-014) | R3 Cooling Supply Fan | C | 0190E017 | 2021-06-03 | 2014-07-17 | PHILAGANAN
| 411273 | 0190-COF-PRO-RST-ROASTR03-FAN1306 | PM03 | 301 | 1Y RST PG Calib (3A2-PG-018) | R3 Cooling Supply Fan | C | 0190E017 | 2021-06-03 | 2014-07-17 | PHILAGANAN
| 49651 | 0190-COF-PRO-RST-ROASTR03-FAN1510 | PM03 | 302 | 3W Vibration Check And Analysis - G2 | R3 Cooling Outlet Air Fan | C | 0190E001 | 2012-08-06 | 2010-04-22 | PHEGUIAWE
| 49650 | 0190-COF-PRO-RST-ROASTR03-FAN1510 | PM03 | 302 | 2W Vibration Check And Analysis - G1 | R3 Cooling Outlet Air Fan | C | 0190E001 | 2012-08-06 | 2011-05-28 | PHEGUIAWE
| 50680 | 0190-COF-PRO-RST-ROASTR03-FAN1510 | PM03 | 302 | 1M Condition Monitoring And Analysis | R3 Cooling Outlet Air Fan | C | 0190E001 | 2014-05-26 | 2012-08-06 | PHSANTANJO
| 411273 | 0190-COF-PRO-RST-ROASTR03-GAUGE_11 | PM03 | 301 | 52W RST PG Calib (2C PG-027) | Gauge 11 | C | 0190E017 | 2021-06-03 | 2014-09-09 | PHILAGANAN
| 411274 | 0190-COF-PRO-RST-ROASTR03-GAUGE_9 | PM03 | 301 | 1Y RST TG Calib (3A2-TG-005) | Gauge 09 | B | 0190E017 | 2021-06-03 | 2014-09-09 | PHILAGANAN
| 49651 | 0190-COF-PRO-RST-ROASTR03-HDRTNK03 | PM03 | 302 | 3W Vibration Check And Analysis - G2 | R3 Hydrophore Tank | A | 0190E001 | 2010-07-01 | 2010-04-22 | PHPINGOYMA
| 50680 | 0190-COF-PRO-RST-ROASTR03-HDRTNK03 | PM03 | 302 | 1M Condition Monitoring And Analysis | R3 Hydrophore Tank | A | 0190E001 | 2014-05-26 | 2010-07-01 | PHSANTANJO
| 49650 | 0190-COF-PRO-RST-ROASTR03-HDRTNK03 | PM03 | 302 | 2W Vibration Check And Analysis - G1 | R3 Hydrophore Tank | A | 0190E001 | 2012-08-06 | 2011-05-28 | PHEGUIAWE
| 49651 | 0190-COF-PRO-RST-ROASTR03-HDRTNK03 | PM03 | 302 | 3W Vibration Check And Analysis - G2 | R3 Hydrophore Tank | A | 0190E001 | 2014-12-29 | 2012-08-06 | PHSANTANJO
| 33045 | 0190-COF-PRO-RST-ROASTR03-HDRTNK03 | PM03 | 301 | 1Y Calibration of ROP-096 (PIC) | R3 Hydrophore Tank | A | 0190E001 | 2021-06-03 | 2013-01-08 | PHILAGANAN
| 33045 | 0190-COF-PRO-RST-ROASTR03-HDRTNK03 | PM03 | 301 | 1Y Calibration of ROP-097 (PIC) | R3 Hydrophore Tank | A | 0190E001 | 2021-06-03 | 2013-01-08 | PHILAGANAN
| 411273 | 0190-COF-PRO-RST-ROASTR03-HDRTNK03 | PM03 | 301 | 1Y RST PG Calib (3A2-PG-065) | R3 Hydrophore Tank | A | 0190E015 | 2021-06-03 | 2014-09-08 | PHILAGANAN
| 33043 | 0190-COF-PRO-RST-ROASTR03-PLCPNL03 | PM03 | 301 | 1Y Temperature Transmitter Calibration | R3 PLC Panel Board | B | 0190E002 | 2021-06-03 | 2008-05-31 | PHILAGANAN
| 33043 | 0190-COF-PRO-RST-ROASTR03-PLCPNL03 | PM03 | 301 | 1Y Temperature Transmitter Calibration | R3 PLC Panel Board | B | 0190E002 | 2021-06-03 | 2008-05-31 | PHILAGANAN
| 33043 | 0190-COF-PRO-RST-ROASTR03-PLCPNL03 | PM03 | 301 | 1Y Temperature Transmitter Calibration | R3 PLC Panel Board | B | 0190E002 | 2021-06-03 | 2008-06-02 | PHILAGANAN
| 33067 | 0190-COF-PRO-RST-ROASTR03-PLCPNL03 | PM03 | 301 | 2Y Positioner Control Calibration | R3 PLC Panel Board | B | 0190E002 | 2021-06-03 | 2008-06-04 | PHILAGANAN
| 33045 | 0190-COF-PRO-RST-ROASTR03-SENSOR_2 | PM03 | 301 | 1Y RST PSH Calib (3A2-PSH-11.26/02) | Sensor 02 | B | 0190E017 | 2021-06-03 | 2014-09-11 | PHILAGANAN
| 33045 | 0190-COF-PRO-RST-ROASTR03-SENSOR_4 | PM03 | 301 | 1Y E45 PS Calib (3A2-PS-32.15/03) | Sensor 04 | B | 0190E017 | 2021-06-03 | 2013-01-08 | PHILAGANAN
| 33045 | 0190-COF-PRO-RST-ROASTR04 | PM03 | 301 | 1Y Calibration of ROP-091(PIC) | Roaster No 4 | A | 0190E001 | 2021-06-03 | 2013-01-08 | PHILAGANAN
| 411273 | 0190-COF-PRO-RST-ROASTR04 | PM03 | 301 | 1Y RST PG Calib (3A2-PG-086) | Roaster No 4 | A | 0190E015 | 2021-06-03 | 2014-09-08 | PHILAGANAN
| 411273 | 0190-COF-PRO-RST-ROASTR04 | PM03 | 301 | 1Y RST PG Calib (3A2-PG-068) | Roaster No 4 | A | 0190E015 | 2021-06-03 | 2014-09-08 | PHILAGANAN
| 411273 | 0190-COF-PRO-RST-ROASTR04 | PM03 | 301 | 1Y RST PG Calib (3A2-PG-066) | Roaster No 4 | A | 0190E015 | 2021-06-03 | 2014-09-08 | PHILAGANAN
| 411273 | 0190-COF-PRO-RST-ROASTR04 | PM03 | 301 | 1Y RST PG Calib (3A2-PG-069) | Roaster No 4 | A | 0190E015 | 2021-06-03 | 2014-09-08 | PHILAGANAN
| 411273 | 0190-COF-PRO-RST-ROASTR04 | PM03 | 301 | 1Y RST PG Calib (3A2-PG-070) | Roaster No 4 | A | 0190E015 | 2021-06-03 | 2014-09-08 | PHILAGANAN
| 411273 | 0190-COF-PRO-RST-ROASTR04 | PM03 | 301 | 1Y RST PG Calib (3A2-PG-071) | Roaster No 4 | A | 0190E015 | 2021-06-03 | 2014-09-08 | PHILAGANAN
| 411273 | 0190-COF-PRO-RST-ROASTR04 | PM03 | 301 | 1Y RST PG Calib (3A2-PG-072) | Roaster No 4 | A | 0190E015 | 2021-06-03 | 2014-09-08 | PHILAGANAN
| 411273 | 0190-COF-PRO-RST-ROASTR04 | PM03 | 301 | 1Y RST PG Calib (3A2-PG-076) | Roaster No 4 | A | 0190E015 | 2021-06-03 | 2014-09-08 | PHILAGANAN
| 411273 | 0190-COF-PRO-RST-ROASTR04 | PM03 | 301 | 1Y RST PG Calib (3A2-PG-067) | Roaster No 4 | A | 0190E015 | 2021-06-03 | 2014-09-08 | PHILAGANAN
| 31811 | 0190-COF-PRO-RST-ROASTR04-FAN13 | PM03 | 305 | 1Y Roaster 04 X-Fan Belt Replcmnt | Roaster No 4 Exhaust Fan | B | 0190E001 | 2010-06-16 | 2008-03-07 | PHPINGOYMA
| 35261 | 0190-COF-PRO-RST-ROASTR04-FAN13 | PM03 | 305 | 6M Roaster 04 Exhaust Fan Servicing | Roaster No 4 Exhaust Fan | B | 0190E001 | 2011-06-03 | 2008-12-16 | PHPINGOYMA
| 49651 | 0190-COF-PRO-RST-ROASTR04-FAN1306 | PM03 | 302 | 3W Vibration Check And Analysis - G2 | Roaster No 4 Cooler Supply Fan | C | 0190E001 | 2012-08-06 | 2010-04-22 | PHEGUIAWE
| 49650 | 0190-COF-PRO-RST-ROASTR04-FAN1306 | PM03 | 302 | 2W Vibration Check And Analysis - G1 | Roaster No 4 Cooler Supply Fan | C | 0190E001 | 2012-08-06 | 2011-05-28 | PHEGUIAWE
| 50680 | 0190-COF-PRO-RST-ROASTR04-FAN1306 | PM03 | 302 | 1M Condition Monitoring And Analysis | Roaster No 4 Cooler Supply Fan | C | 0190E001 | 2014-05-26 | 2012-08-06 | PHSANTANJO
| 49651 | 0190-COF-PRO-RST-ROASTR04-FAN1510 | PM03 | 302 | 3W Vibration Check And Analysis - G2 | Roaster No 4 Cooler Exhaust Fan | C | 0190E001 | 2012-08-06 | 2010-04-22 | PHEGUIAWE
| 50680 | 0190-COF-PRO-RST-ROASTR04-FAN1510 | PM03 | 302 | 1M Condition Monitoring And Analysis | Roaster No 4 Cooler Exhaust Fan | C | 0190E001 | 2014-05-26 | 2012-08-06 | PHSANTANJO
| 411274 | 0190-COF-PRO-RST-ROASTR04-GAUGE_11 | PM03 | 301 | 1Y RST TG Calib (3A2-TG-006 ) | Gauge 11 | C | 0190E017 | 2021-06-03 | 2014-09-09 | PHILAGANAN
| 49651 | 0190-COF-PRO-RST-ROASTR04-HDRTNK04 | PM03 | 302 | 3W Vibration Check And Analysis - G2 | Roaster No 4 Hydrophore Tank | A | 0190E001 | 2010-07-01 | 2010-04-22 | PHPINGOYMA
| 50680 | 0190-COF-PRO-RST-ROASTR04-HDRTNK04 | PM03 | 302 | 1M Condition Monitoring And Analysis | Roaster No 4 Hydrophore Tank | A | 0190E001 | 2014-05-26 | 2010-07-01 | PHSANTANJO
| 49650 | 0190-COF-PRO-RST-ROASTR04-HDRTNK04 | PM03 | 302 | 2W Vibration Check And Analysis - G1 | Roaster No 4 Hydrophore Tank | A | 0190E001 | 2012-08-06 | 2011-05-28 | PHEGUIAWE
| 49651 | 0190-COF-PRO-RST-ROASTR04-HDRTNK04 | PM03 | 302 | 3W Vibration Check And Analysis - G2 | Roaster No 4 Hydrophore Tank | A | 0190E001 | 2014-12-29 | 2012-08-06 | PHSANTANJO
| 33045 | 0190-COF-PRO-RST-ROASTR04-HDRTNK04 | PM03 | 301 | 1Y Calibration of ROP-081 (PIC) | Roaster No 4 Hydrophore Tank | A | 0190E001 | 2021-06-03 | 2013-01-08 | PHILAGANAN
| 33045 | 0190-COF-PRO-RST-ROASTR04-HDRTNK04 | PM03 | 301 | 1Y Calibration of ROP-082 (PIC) | Roaster No 4 Hydrophore Tank | A | 0190E001 | 2021-06-03 | 2013-01-08 | PHILAGANAN
| 411273 | 0190-COF-PRO-RST-ROASTR04-HDRTNK04 | PM03 | 301 | 1Y RST PG Calib (3A2-PG-085) | Roaster No 4 Hydrophore Tank | A | 0190E015 | 2021-06-03 | 2014-09-08 | PHILAGANAN
| 33045 | 0190-COF-PRO-RST-ROASTR04-HDRTNK04 | PM03 | 301 | 1Y RST PSH Calib (3A2-PSH-32.11/03) | Roaster No 4 Hydrophore Tank | A | 0190E017 | 2021-06-03 | 2014-09-10 | PHILAGANAN
| 411273 | 0190-COF-PRO-RST-ROASTR04-HOTCTRCLN | PM03 | 301 | 1Y RST PG Calib (3A2-PG-077) | Roaster No 4 Hot Centriclone | C | 0190E015 | 2021-06-03 | 2014-09-08 | PHILAGANAN
| 33043 | 0190-COF-PRO-RST-ROASTR04-PLCPNL04 | PM03 | 301 | 1Y Temperature Transmitter Calibration | Roaster No 4 PLC Panel Board | B | 0190E002 | 2021-06-03 | 2008-05-31 | PHILAGANAN
| 33043 | 0190-COF-PRO-RST-ROASTR04-PLCPNL04 | PM03 | 301 | 1Y Temperature Transmitter Calibration | Roaster No 4 PLC Panel Board | B | 0190E002 | 2021-06-03 | 2008-05-31 | PHILAGANAN
| 33043 | 0190-COF-PRO-RST-ROASTR04-PLCPNL04 | PM03 | 301 | 1Y Temperature Transmitter Calibration | Roaster No 4 PLC Panel Board | B | 0190E002 | 2021-06-03 | 2008-06-02 | PHILAGANAN
| 33067 | 0190-COF-PRO-RST-ROASTR04-PLCPNL04 | PM03 | 301 | 2Y Positioner Control Calibration | Roaster No 4 PLC Panel Board | B | 0190E002 | 2021-06-03 | 2008-07-08 | PHILAGANAN
| 33045 | 0190-COF-PRO-RST-ROASTR04-SENSOR_1 | PM03 | 301 | 1Y RST PSH Calib (3A2-PSH-32.17/04) | Sensor 01 | B | 0190E017 | 2021-06-03 | 2014-09-11 | PHILAGANAN
| 33045 | 0190-COF-PRO-RST-ROASTR04-SENSOR_2 | PM03 | 301 | 1Y RST PSH Calib (PSH 92001) | Sensor 02 | B | 0190E017 | 2021-06-03 | 2014-09-11 | PHILAGANAN
| 33045 | 0190-COF-PRO-RST-ROASTR04-SENSOR_4 | PM03 | 301 | 1Y RST PS Calib (3A2-PSH-12.27/01) | Sensor 04 | B | 0190E017 | 2021-06-03 | 2013-01-08 | PHILAGANAN
| 49650 | 0190-COF-PRO-RST-TRNSPRT-DESTON01 | PM03 | 302 | 2W Vibration Check And Analysis - G1 | RC Storing A & B Destoner | C | 0190E001 | 2010-07-01 | 2010-04-20 | PHPINGOYMA
| 49650 | 0190-COF-PRO-RST-TRNSPRT-DESTON01 | PM03 | 302 | 2W Vibration Check And Analysis - G1 | RC Storing A & B Destoner | C | 0190E001 | 2012-08-06 | 2011-05-28 | PHEGUIAWE
| 64656 | 0190-COF-PRO-RST-TRNSPRT-DESTON01 | PM03 | 305 | 6M Servicing of the Destoner | RC Storing A & B Destoner | C | 0190E001 | 2013-10-28 | 2012-06-28 | PHSANTANJO
| 49651 | 0190-COF-PRO-RST-TRNSPRT-FAN09 | PM03 | 302 | 3W Vibration Check And Analysis - G2 | Tipping Dedusting Fan | C | 0190E001 | 2010-07-01 | 2010-04-22 | PHPINGOYMA
| 50680 | 0190-COF-PRO-RST-TRNSPRT-FAN09 | PM03 | 302 | 1M Condition Monitoring And Analysis | Tipping Dedusting Fan | C | 0190E001 | 2014-05-26 | 2010-07-01 | PHSANTANJO
| 49650 | 0190-COF-PRO-RST-TRNSPRT-FAN09 | PM03 | 302 | 2W Vibration Check And Analysis - G1 | Tipping Dedusting Fan | C | 0190E001 | 2012-08-06 | 2011-05-28 | PHEGUIAWE
| 49651 | 0190-COF-PRO-RST-TRNSPRT-FAN09 | PM03 | 302 | 3W Vibration Check And Analysis - G2 | Tipping Dedusting Fan | C | 0190E001 | 2015-05-11 | 2012-08-06 | PHSANTANJO
| 67995 | 0190-COF-PRO-RST-TRNSPRT-GCSILO01 | PM03 | 301 | 1Y RST TS Calib (RST_TS1) | GC Silo No 1 | B | 0190E001 | 2021-06-03 | 2014-09-11 | PHILAGANAN
| 67995 | 0190-COF-PRO-RST-TRNSPRT-GCSILO02 | PM03 | 301 | 1Y RST TS Calib (RST_TS2) | GC Silo No 2 | B | 0190E001 | 2021-06-03 | 2014-09-11 | PHILAGANAN
| 67995 | 0190-COF-PRO-RST-TRNSPRT-GCSILO03 | PM03 | 301 | 1Y RST TS Calib (RST_TS3) | GC Silo No 3 | B | 0190E001 | 2021-06-03 | 2014-09-11 | PHILAGANAN
| 67995 | 0190-COF-PRO-RST-TRNSPRT-GCSILO03 | PM03 | 301 | 1Y RST TS Calib (RST_TS4) | GC Silo No 3 | B | 0190E001 | 2021-06-03 | 2014-09-11 | PHILAGANAN
| 35190 | 0190-COF-PRO-RST-TRNSPRT-M01 | PM03 | 305 | 6M Blower Servicing | GC Tipping Blower To Silo | B | 0190E001 | 2010-05-13 | 2008-12-02 | PHPINGOYMA
| 49650 | 0190-COF-PRO-RST-TRNSPRT-M01 | PM03 | 302 | 2W Vibration Check And Analysis - G1 | GC Tipping Blower To Silo | B | 0190E001 | 2012-08-06 | 2010-04-20 | PHEGUIAWE
| 50680 | 0190-COF-PRO-RST-TRNSPRT-M01 | PM03 | 302 | 1M Condition Monitoring And Analysis | GC Tipping Blower To Silo | B | 0190E001 | 2010-07-01 | 2010-07-01 | PHPINGOYMA
| 49650 | 0190-COF-PRO-RST-TRNSPRT-M03 | PM03 | 302 | 2W Vibration Check And Analysis - G1 | GC Blower To Roasters | B | 0190E001 | 2012-08-06 | 2010-04-20 | PHEGUIAWE
| 411273 | 0190-COF-PRO-RST-TRNSPRT-M03 | PM03 | 301 | 1Y RST PG Calib (3A2-PG-08.09) | GC Blower To Roasters | B | 0190E017 | 2021-06-03 | 2014-07-17 | PHILAGANAN
| 35190 | 0190-COF-PRO-RST-TRNSPRT-M05 | PM03 | 305 | 6M Blower Servicing | RC Storing Roaster No 3 Blower | B | 0190E001 | 2010-05-13 | 2008-12-02 | PHPINGOYMA
| 49650 | 0190-COF-PRO-RST-TRNSPRT-M05 | PM03 | 302 | 2W Vibration Check And Analysis - G1 | RC Storing Roaster No 3 Blower | B | 0190E001 | 2012-08-06 | 2010-04-20 | PHEGUIAWE
| 411273 | 0190-COF-PRO-RST-TRNSPRT-M05 | PM03 | 301 | 1Y RST PG Calib (3A2-PG-003) | RC Storing Roaster No 3 Blower | B | 0190E017 | 2021-06-03 | 2014-07-17 | PHILAGANAN
| 411273 | 0190-COF-PRO-RST-TRNSPRT-M05 | PM03 | 301 | 1Y RST PG Calib (3A2-PG-017) | RC Storing Roaster No 3 Blower | B | 0190E017 | 2021-06-03 | 2014-07-17 | PHILAGANAN
| 35190 | 0190-COF-PRO-RST-TRNSPRT-M07 | PM03 | 305 | 6M Blower Servicing | RC Storing Roaster No 4 Blower | B | 0190E001 | 2010-05-13 | 2008-12-02 | PHPINGOYMA
| 49650 | 0190-COF-PRO-RST-TRNSPRT-M07 | PM03 | 302 | 2W Vibration Check And Analysis - G1 | RC Storing Roaster No 4 Blower | B | 0190E001 | 2012-08-06 | 2010-04-20 | PHEGUIAWE
| 411273 | 0190-COF-PRO-RST-TRNSPRT-M07 | PM03 | 301 | 1Y RST PG Calib (3A2-PG-12.25) | RC Storing Roaster No 4 Blower | B | 0190E017 | 2021-06-03 | 2014-07-17 | PHILAGANAN
| 35190 | 0190-COF-PRO-RST-TRNSPRT-M09 | PM03 | 305 | 6M Blower Servicing | RC Supply To Grinders Blower | B | 0190E001 | 2010-05-13 | 2008-12-02 | PHPINGOYMA
| 49650 | 0190-COF-PRO-RST-TRNSPRT-M09 | PM03 | 302 | 2W Vibration Check And Analysis - G1 | RC Supply To Grinders Blower | B | 0190E001 | 2012-08-06 | 2010-04-20 | PHEGUIAWE
| 35190 | 0190-COF-PRO-RST-TRNSPRT-M12 | PM03 | 305 | 6M Blower Servicing | RC Transport To Silo A Blower | B | 0190E001 | 2010-05-13 | 2008-12-02 | PHPINGOYMA
| 49650 | 0190-COF-PRO-RST-TRNSPRT-M12 | PM03 | 302 | 2W Vibration Check And Analysis - G1 | RC Transport To Silo A Blower | B | 0190E001 | 2012-08-06 | 2010-04-20 | PHEGUIAWE
| 35190 | 0190-COF-PRO-RST-TRNSPRT-M14 | PM03 | 305 | 6M Blower Servicing | RC Transport To Silo B1 & B2 Blower | B | 0190E001 | 2010-05-13 | 2008-12-02 | PHPINGOYMA
| 49650 | 0190-COF-PRO-RST-TRNSPRT-M14 | PM03 | 302 | 2W Vibration Check And Analysis - G1 | RC Transport To Silo B1 & B2 Blower | B | 0190E001 | 2012-08-06 | 2010-04-20 | PHEGUIAWE
| 49650 | 0190-COF-PRO-RST-TRNSPRT-M19 | PM03 | 302 | 2W Vibration Check And Analysis - G1 | RC Transport B Dust Aspiration Blower | B | 0190E001 | 2012-08-06 | 2010-04-20 | PHEGUIAWE
| 49650 | 0190-COF-PRO-RST-TRNSPRT-M21 | PM03 | 302 | 2W Vibration Check And Analysis - G1 | Chaff Aspiration B Blower | B | 0190E001 | 2012-08-06 | 2010-04-20 | PHEGUIAWE
| 49650 | 0190-COF-PRO-RST-TRNSPRT-M27 | PM03 | 302 | 2W Vibration Check And Analysis - G1 | Chaff Aspiration A Blower | B | 0190E001 | 2012-08-06 | 2010-04-20 | PHEGUIAWE
| 49650 | 0190-COF-PRO-RST-TRNSPRT-M28 | PM03 | 302 | 2W Vibration Check And Analysis - G1 | RC Transport A Dust Aspiration Blower | B | 0190E001 | 2012-08-06 | 2010-04-20 | PHEGUIAWE
| 67995 | 0190-COF-PRO-RST-TRNSPRT-RCSILO02 | PM03 | 301 | 1Y RST TS Calib (3A2-TS-15.07A) | RC Silo B1 | C | 0190E001 | 2021-06-03 | 2014-09-11 | PHILAGANAN
| 67995 | 0190-COF-PRO-RST-TRNSPRT-RCSILO02 | PM03 | 301 | 52W RST TS Calib (3A2-TS-20.03A) | RC Silo B1 | C | 0190E001 | 2021-06-03 | 2014-09-11 | PHILAGANAN
| 67995 | 0190-COF-PRO-RST-TRNSPRT-RCSILO03 | PM03 | 301 | 1Y RST TS Calib (3A2-TS-15.07B) | RC Silo B2 | C | 0190E001 | 2021-06-03 | 2014-09-11 | PHILAGANAN
| 67995 | 0190-COF-PRO-RST-TRNSPRT-RCSILO03 | PM03 | 301 | 52W RST TS Calib (3A2-TS-20.03B) | RC Silo B2 | C | 0190E001 | 2021-06-03 | 2014-09-11 | PHILAGANAN
| 67995 | 0190-COF-PRO-RST-TRNSPRT-RCSILO04 | PM03 | 301 | 1Y RST TS Calib (3A2-TS-15.07C) | RC Silo B3 | C | 0190E001 | 2021-06-03 | 2014-09-11 | PHILAGANAN
| 67995 | 0190-COF-PRO-RST-TRNSPRT-RCSILO04 | PM03 | 301 | 52W RST TS Calib (3A2-TS-20.03C) | RC Silo B3 | C | 0190E001 | 2021-06-03 | 2014-09-11 | PHILAGANAN
| 67995 | 0190-COF-PRO-RST-TRNSPRT-SHRNKGSILO | PM03 | 301 | 1Y RST TS Calib (3A2-TS-09.29A) | Roaster 1 nd 2 Shrinkage Silo | B | 0190E001 | 2021-06-03 | 2014-09-11 | PHILAGANAN
| 67995 | 0190-COF-PRO-RST-TRNSPRT-SHRNKGSILO | PM03 | 301 | 1Y RST TS Calib (3A2-TS-09.29B) | Roaster 1 nd 2 Shrinkage Silo | B | 0190E001 | 2021-06-03 | 2014-09-11 | PHILAGANAN
| 67995 | 0190-COF-PRO-RST-TRNSPRT-SHRNKGSILO | PM03 | 301 | 1Y RST TS Calib (3A2-TS-09.29C) | Roaster 1 nd 2 Shrinkage Silo | B | 0190E001 | 2021-06-03 | 2014-09-11 | PHILAGANAN
| 49650 | 0190-COF-PRO-RST-TRNSPRT-STRVLV01 | PM03 | 302 | 2W Vibration Check And Analysis - G1 | GC Tipping to Silo Star Valve | B | 0190E001 | 2012-08-06 | 2010-04-20 | PHEGUIAWE
| 49650 | 0190-COF-PRO-RST-TRNSPRT-STRVLV02 | PM03 | 302 | 2W Vibration Check And Analysis - G1 | GCTransport to Roasters Star Valve | B | 0190E001 | 2012-08-06 | 2010-04-20 | PHEGUIAWE
| 411273 | 0190-COF-PRO-RST-TRNSPRT-STRVLV02 | PM03 | 301 | 1Y RST PG Calib (3A2-PG-044) | GCTransport to Roasters Star Valve | B | 0190E015 | 2021-06-03 | 2014-09-08 | PHILAGANAN
| 49650 | 0190-COF-PRO-RST-TRNSPRT-STRVLV03 | PM03 | 302 | 2W Vibration Check And Analysis - G1 | R1R2 RCTransport to Silo A1Star Valve | B | 0190E001 | 2012-08-06 | 2010-04-20 | PHEGUIAWE
| 49650 | 0190-COF-PRO-RST-TRNSPRT-STRVLV04 | PM03 | 302 | 2W Vibration Check And Analysis - G1 | R3 RC Transport to Silo A1 Star Valve | B | 0190E001 | 2012-08-06 | 2010-04-20 | PHEGUIAWE
| 49650 | 0190-COF-PRO-RST-TRNSPRT-STRVLV05 | PM03 | 302 | 2W Vibration Check And Analysis - G1 | R4 RC Transport to Silo A1 Star Valve | B | 0190E001 | 2012-08-06 | 2010-04-20 | PHEGUIAWE
| 49650 | 0190-COF-PRO-RST-TRNSPRT-STRVLV06 | PM03 | 302 | 2W Vibration Check And Analysis - G1 | Destoned RC to Silo B1B2 Star Valve | B | 0190E001 | 2012-08-06 | 2010-04-20 | PHEGUIAWE
| 49650 | 0190-COF-PRO-RST-TRNSPRT-STRVLV07 | PM03 | 302 | 2W Vibration Check And Analysis - G1 | RC Transport to Grinders Star Valve | B | 0190E001 | 2012-08-06 | 2010-04-20 | PHEGUIAWE
| 411273 | 0190-COF-PRO-SCE-CHTR01 | PM03 | 301 | 1Y SCE PG Calib (3D1-PG-001) | ERA CIP Heater | B | 0190E017 | 2021-06-03 | 2014-07-11 | PHILAGANAN
| 411273 | 0190-COF-PRO-SCE-CHTR01 | PM03 | 301 | 1Y SCE PG Calib (3A5_PG-004) | ERA CIP Heater | B | 0190E015 | 2021-06-03 | 2014-09-08 | PHILAGANAN
| 411273 | 0190-COF-PRO-SCE-CHTR02 | PM03 | 301 | 1Y SCE PG Calib (3A5-PG-005) | Strong Caustic Heater | B | 0190E017 | 2021-06-03 | 2014-07-11 | PHILAGANAN
| 411273 | 0190-COF-PRO-SCE-CHTR02 | PM03 | 301 | 1Y SCE TG Calib (3A5-TG-011) | Strong Caustic Heater | B | 0190E015 | 2021-06-03 | 2014-09-08 | PHILAGANAN
| 411273 | 0190-COF-PRO-SCE-CIPHP01 | PM03 | 301 | 1Y SCE PG Calib (3A5-PG-042) | Extraction 45 High Pressure CIP Pump | C | 0190E015 | 2021-06-03 | 2014-09-09 | PHILAGANAN
| 411273 | 0190-COF-PRO-SCE-CIPHP01 | PM03 | 301 | 1Y SCE PG Calib (3A5-PG-042) | Extraction 45 High Pressure CIP Pump | C | 0190E017 | 2021-06-03 | 2014-09-09 | PHILAGANAN
| 33063 | 0190-COF-PRO-SCE-CMMN | PM03 | 301 | 2Y Press. Transmitter Calibration | Spent Caustic Evap Common | C | 0190E002 | 2021-06-03 | 2008-08-23 | PHILAGANAN
| 33063 | 0190-COF-PRO-SCE-CMMN | PM03 | 301 | 2Y Press. Transmitter Calibration | Spent Caustic Evap Common | C | 0190E002 | 2021-06-03 | 2008-09-08 | PHILAGANAN
| 411273 | 0190-COF-PRO-SCE-CMMN | PM03 | 301 | 1Y SCE PG Calib (3A5-PG-004) | Spent Caustic Evap Common | C | 0190E017 | 2021-06-03 | 2014-07-11 | PHILAGANAN
| 411273 | 0190-COF-PRO-SCE-CMMN | PM03 | 301 | 1Y SCE PG Calib (3A5_TT-004) | Spent Caustic Evap Common | C | 0190E015 | 2021-06-03 | 2014-09-08 | PHILAGANAN
| 411273 | 0190-COF-PRO-SCE-CMMN | PM03 | 301 | 1Y SCE PG Calib (3D1-PG-004) | Spent Caustic Evap Common | C | 0190E015 | 2021-06-03 | 2014-09-08 | PHILAGANAN
| 411273 | 0190-COF-PRO-SCE-CMMN | PM03 | 301 | 1Y SCE PG Calib (3D1-PG-006) | Spent Caustic Evap Common | C | 0190E015 | 2021-06-03 | 2014-09-08 | PHILAGANAN
| 56861 | 0190-COF-PRO-SCE-CMMN | PM03 | 301 | 1Y SCE CIT Calib (3D1-CIT-30.02) | Spent Caustic Evap Common | C | 0190E017 | 2021-06-03 | 2014-09-10 | PHILAGANAN
| 56861 | 0190-COF-PRO-SCE-CMMN | PM03 | 301 | 1Y SCE CIT Calib (3D1-CIT-30.04) | Spent Caustic Evap Common | C | 0190E017 | 2021-06-03 | 2014-09-10 | PHILAGANAN
| 56861 | 0190-COF-PRO-SCE-CMMN | PM03 | 301 | 1Y SCE CIT Calib (3D1-CIT-30.06) | Spent Caustic Evap Common | C | 0190E017 | 2021-06-03 | 2014-09-10 | PHILAGANAN
| 56861 | 0190-COF-PRO-SCE-CMMN | PM03 | 301 | 1Y SCE CIT Calib (3D1-CIT-30.08) | Spent Caustic Evap Common | C | 0190E017 | 2021-06-03 | 2014-09-10 | PHILAGANAN
| 411274 | 0190-COF-PRO-SCE-CNDNSR01 | PM03 | 301 | 1Y SCE TG Calib (3D1-TG-003) | Condenser | C | 0190E017 | 2021-06-03 | 2014-07-11 | PHILAGANAN
| 411273 | 0190-COF-PRO-SCE-CRTTNK01 | PM03 | 301 | 1Y SCE TG Calib (3A5-TG-010) | CIP Return Tank | C | 0190E015 | 2021-06-03 | 2014-09-08 | PHILAGANAN
| 33043 | 0190-COF-PRO-SCE-EVAPTR01-TRANSMITTER_2 | PM03 | 301 | 52W SCE TT Calib (3A5-TT-9457) | Transmitter 02 | B | 0190E017 | 2021-06-03 | 2014-09-10 | PHILAGANAN
| 33065 | 0190-COF-PRO-SCE-FEDPMP01 | PM03 | 301 | 2Y Flow Transmitter Calibration | Evaporator Feed Pump | C | 0190E002 | 2021-06-03 | 2008-06-04 | PHILAGANAN
| 33065 | 0190-COF-PRO-SCE-FEDPMP01 | PM03 | 301 | 2Y Flow Transmitter Calibration | Evaporator Feed Pump | C | 0190E002 | 2021-06-03 | 2008-07-08 | PHILAGANAN
| 411273 | 0190-COF-PRO-SCE-FILTER01-GAUGE_1 | PM03 | 301 | 52W SCE PG Calib (3D1-PG-02.02) | Gauge 01 | C | 0190E017 | 2021-06-03 | 2014-09-08 | PHILAGANAN
| 411273 | 0190-COF-PRO-SCE-SCTNK01 | PM03 | 301 | 1Y SCE PG Calib (2E PG-036) | Spent Caustic Tank | C | 0190E001 | 2021-06-03 | 2014-07-11 | PHILAGANAN
| 411273 | 0190-COF-PRO-SCE-SCTNK01 | PM03 | 301 | 1Y SCE PG Calib (3D1-PG-038) | Spent Caustic Tank | C | 0190E001 | 2021-06-03 | 2014-07-11 | PHILAGANAN
| 33045 | 0190-COF-PRO-SCE-STMEJE01 | PM03 | 301 | 52W SCE PIT Calib (3D1-PIT-29.07) | Steam Ejector | C | 0190E017 | 2021-06-03 | 2014-09-11 | PHILAGANAN
| 52539 | 0190-COF-PRO-SHP-CMMN | PM03 | 305 | 1Y MES APPLICATIONS SUPPORT COFFEE PROCE | Coffee Process Workshop Room | C | 0190E001 | 2011-08-18 | 2011-08-16 | PHFUTALARA
| 52538 | 0190-COF-PRO-SHP-CMMN | PM03 | 305 | 1Y FFMW APLLICATION SUPPORT COFFEE PROC | Coffee Process Workshop Room | C | 0190E001 | 2011-08-18 | 2011-08-16 | PHFUTALARA
| 63884 | 0190-COF-PRO-SHP-CMMN | PM03 | 307 | Weekly CDM Check -2nd Week RGE | Coffee Process Workshop Room | C | 0190E001 | 2014-02-07 | 2012-05-10 | PHSANTANJO
| 63884 | 0190-COF-PRO-SHP-CMMN | PM03 | 307 | Weekly CDM Check -3rd Week RGE | Coffee Process Workshop Room | C | 0190E001 | 2014-02-07 | 2012-05-10 | PHSANTANJO
| 63884 | 0190-COF-PRO-SHP-CMMN | PM03 | 307 | Weekly CDM Check -4th Week RGE | Coffee Process Workshop Room | C | 0190E001 | 2014-02-07 | 2012-05-10 | PHSANTANJO
| 63884 | 0190-COF-PRO-SHP-CMMN | PM03 | 307 | Weekly CDM Check -2nd Week ADP | Coffee Process Workshop Room | C | 0190E001 | 2014-02-07 | 2012-05-10 | PHSANTANJO
| 63884 | 0190-COF-PRO-SHP-CMMN | PM03 | 307 | Weekly CDM Check -3rd Week ADP | Coffee Process Workshop Room | C | 0190E001 | 2014-02-07 | 2012-05-10 | PHSANTANJO
| 63289 | 0190-COF-PRO-SHP-CMMN | PM03 | 307 | Weekly CDM Check -2nd Week ECM | Coffee Process Workshop Room | C | 0190E001 | 2014-02-07 | 2012-05-09 | PHSANTANJO
| 63289 | 0190-COF-PRO-SHP-CMMN | PM03 | 307 | Weekly CDM Check -3rd Week ECM | Coffee Process Workshop Room | C | 0190E001 | 2014-02-07 | 2012-05-09 | PHSANTANJO
| 63289 | 0190-COF-PRO-SHP-CMMN | PM03 | 307 | Weekly CDM Check -4th Week ECM | Coffee Process Workshop Room | C | 0190E001 | 2014-02-07 | 2012-05-09 | PHSANTANJO
| 63289 | 0190-COF-PRO-SHP-CMMN | PM03 | 307 | Weekly CDM Check -2nd Week MHAA | Coffee Process Workshop Room | C | 0190E001 | 2014-02-07 | 2012-05-09 | PHSANTANJO
| 63289 | 0190-COF-PRO-SHP-CMMN | PM03 | 307 | Weekly CDM Check -3rd Week MHAA | Coffee Process Workshop Room | C | 0190E001 | 2014-02-07 | 2012-05-09 | PHSANTANJO
| 63289 | 0190-COF-PRO-SHP-CMMN | PM03 | 307 | Weekly CDM Check -4th Week MHAA | Coffee Process Workshop Room | C | 0190E001 | 2014-02-07 | 2012-05-09 | PHSANTANJO
| 63289 | 0190-COF-PRO-SHP-CMMN | PM03 | 307 | Weekly CDM Check -2nd Week DCS | Coffee Process Workshop Room | C | 0190E001 | 2014-02-07 | 2012-05-09 | PHSANTANJO
| 63289 | 0190-COF-PRO-SHP-CMMN | PM03 | 307 | Weekly CDM Check -3rd Week DCS | Coffee Process Workshop Room | C | 0190E001 | 2014-02-07 | 2012-05-09 | PHSANTANJO
| 63289 | 0190-COF-PRO-SHP-CMMN | PM03 | 307 | Weekly CDM Check -4th Week DCS | Coffee Process Workshop Room | C | 0190E001 | 2014-02-07 | 2012-05-09 | PHSANTANJO
| 63289 | 0190-COF-PRO-SHP-CMMN | PM03 | 307 | Weekly CDM Check -2nd Week EAA | Coffee Process Workshop Room | C | 0190E001 | 2014-02-07 | 2012-05-09 | PHSANTANJO
| 63289 | 0190-COF-PRO-SHP-CMMN | PM03 | 307 | Weekly CDM Check -3rd Week EAA | Coffee Process Workshop Room | C | 0190E001 | 2014-02-07 | 2012-05-09 | PHSANTANJO
| 63289 | 0190-COF-PRO-SHP-CMMN | PM03 | 307 | Weekly CDM Check -4th Week EAA | Coffee Process Workshop Room | C | 0190E001 | 2014-02-07 | 2012-05-09 | PHSANTANJO
| 63289 | 0190-COF-PRO-SHP-CMMN | PM03 | 307 | Weekly CDM Check -2nd Week ECO | Coffee Process Workshop Room | C | 0190E001 | 2014-02-07 | 2012-05-09 | PHSANTANJO
| 63289 | 0190-COF-PRO-SHP-CMMN | PM03 | 307 | Weekly CDM Check -3rd Week ECO | Coffee Process Workshop Room | C | 0190E001 | 2014-02-07 | 2012-05-09 | PHSANTANJO
| 63289 | 0190-COF-PRO-SHP-CMMN | PM03 | 307 | Weekly CDM Check -4th Week ECO | Coffee Process Workshop Room | C | 0190E001 | 2014-02-07 | 2012-05-09 | PHSANTANJO
| 63289 | 0190-COF-PRO-SHP-CMMN | PM03 | 307 | Weekly CDM Check -2nd Week RCJ | Coffee Process Workshop Room | C | 0190E001 | 2014-02-07 | 2012-05-09 | PHSANTANJO
| 63289 | 0190-COF-PRO-SHP-CMMN | PM03 | 307 | Weekly CDM Check -3rd Week RCJ | Coffee Process Workshop Room | C | 0190E001 | 2014-02-07 | 2012-05-09 | PHSANTANJO
| 63289 | 0190-COF-PRO-SHP-CMMN | PM03 | 307 | Weekly CDM Check -4th Week RCJ | Coffee Process Workshop Room | C | 0190E001 | 2014-02-07 | 2012-05-09 | PHSANTANJO
| 63289 | 0190-COF-PRO-SHP-CMMN | PM03 | 307 | Weekly CDM Check -2nd Week ASM | Coffee Process Workshop Room | C | 0190E001 | 2014-02-07 | 2012-05-09 | PHSANTANJO
| 63289 | 0190-COF-PRO-SHP-CMMN | PM03 | 307 | Weekly CDM Check -3rd Week ASM | Coffee Process Workshop Room | C | 0190E001 | 2014-02-07 | 2012-05-09 | PHSANTANJO
| 63289 | 0190-COF-PRO-SHP-CMMN | PM03 | 307 | Weekly CDM Check -4th Week ASM | Coffee Process Workshop Room | C | 0190E001 | 2014-02-07 | 2012-05-09 | PHSANTANJO
| 63289 | 0190-COF-PRO-SHP-CMMN | PM03 | 307 | Weekly CDM Check -2nd Week MLA | Coffee Process Workshop Room | C | 0190E001 | 2014-02-07 | 2012-05-09 | PHSANTANJO
| 63289 | 0190-COF-PRO-SHP-CMMN | PM03 | 307 | Weekly CDM Check -3rd Week MLA | Coffee Process Workshop Room | C | 0190E001 | 2014-02-07 | 2012-05-09 | PHSANTANJO
| 63289 | 0190-COF-PRO-SHP-CMMN | PM03 | 307 | Weekly CDM Check -4th Week MLA | Coffee Process Workshop Room | C | 0190E001 | 2014-02-07 | 2012-05-09 | PHSANTANJO
| 63289 | 0190-COF-PRO-SHP-CMMN | PM03 | 307 | Weekly CDM Check -2nd Week RSP | Coffee Process Workshop Room | C | 0190E001 | 2014-02-07 | 2012-05-09 | PHSANTANJO
| 63289 | 0190-COF-PRO-SHP-CMMN | PM03 | 307 | Weekly CDM Check -3rd Week RSP | Coffee Process Workshop Room | C | 0190E001 | 2014-02-07 | 2012-05-09 | PHSANTANJO
| 63289 | 0190-COF-PRO-SHP-CMMN | PM03 | 307 | Weekly CDM Check -4th Week RSP | Coffee Process Workshop Room | C | 0190E001 | 2014-02-07 | 2012-05-09 | PHSANTANJO
| 63884 | 0190-COF-PRO-SHP-CMMN | PM03 | 307 | Weekly CDM Check -2nd Week DPS | Coffee Process Workshop Room | C | 0190E002 | 2014-02-07 | 2012-05-09 | PHSANTANJO
| 63884 | 0190-COF-PRO-SHP-CMMN | PM03 | 307 | Weekly CDM Check -3rd Week DPS | Coffee Process Workshop Room | C | 0190E002 | 2014-02-07 | 2012-05-09 | PHSANTANJO
| 63884 | 0190-COF-PRO-SHP-CMMN | PM03 | 307 | Weekly CDM Check -4th Week DPS | Coffee Process Workshop Room | C | 0190E002 | 2014-02-07 | 2012-05-09 | PHSANTANJO
| 63884 | 0190-COF-PRO-SHP-CMMN | PM03 | 307 | Weekly CDM Check -2nd Week ROE | Coffee Process Workshop Room | C | 0190E001 | 2014-02-07 | 2012-05-09 | PHSANTANJO
| 63884 | 0190-COF-PRO-SHP-CMMN | PM03 | 307 | Weekly CDM Check -3rd Week ROE | Coffee Process Workshop Room | C | 0190E001 | 2014-02-07 | 2012-05-09 | PHSANTANJO
| 63884 | 0190-COF-PRO-SHP-CMMN | PM03 | 307 | Weekly CDM Check -4th Week ROE | Coffee Process Workshop Room | C | 0190E001 | 2014-02-07 | 2012-05-09 | PHSANTANJO
| 63884 | 0190-COF-PRO-SHP-CMMN | PM03 | 307 | Weekly CDM Check -2nd Week DGB | Coffee Process Workshop Room | C | 0190E001 | 2014-02-07 | 2012-05-09 | PHSANTANJO
| 63884 | 0190-COF-PRO-SHP-CMMN | PM03 | 307 | Weekly CDM Check -3rd Week DGB | Coffee Process Workshop Room | C | 0190E001 | 2014-02-07 | 2012-05-09 | PHSANTANJO
| 63884 | 0190-COF-PRO-SHP-CMMN | PM03 | 307 | Weekly CDM Check -4th Week DGB | Coffee Process Workshop Room | C | 0190E001 | 2014-02-07 | 2012-05-09 | PHSANTANJO
| 63884 | 0190-COF-PRO-SHP-CMMN | PM03 | 307 | Weekly CDM Check -4th Week ADP | Coffee Process Workshop Room | C | 0190E001 | 2014-02-07 | 2012-05-10 | PHSANTANJO
| 63884 | 0190-COF-PRO-SHP-CMMN | PM03 | 307 | Weekly CDM Check -2nd Week KVRC | Coffee Process Workshop Room | C | 0190E001 | 2014-02-07 | 2012-05-10 | PHSANTANJO
| 63884 | 0190-COF-PRO-SHP-CMMN | PM03 | 307 | Weekly CDM Check -3rd Week KVRC | Coffee Process Workshop Room | C | 0190E001 | 2014-02-07 | 2012-05-10 | PHSANTANJO
| 63884 | 0190-COF-PRO-SHP-CMMN | PM03 | 307 | Weekly CDM Check -4th Week KVRC | Coffee Process Workshop Room | C | 0190E001 | 2014-02-07 | 2012-05-10 | PHSANTANJO
| 63884 | 0190-COF-PRO-SHP-CMMN | PM03 | 307 | Weekly CDM Check -2nd Week MDE | Coffee Process Workshop Room | C | 0190E001 | 2014-02-07 | 2012-05-10 | PHSANTANJO
| 63884 | 0190-COF-PRO-SHP-CMMN | PM03 | 307 | Weekly CDM Check -3rd Week MDE | Coffee Process Workshop Room | C | 0190E001 | 2014-02-07 | 2012-05-10 | PHSANTANJO
| 63884 | 0190-COF-PRO-SHP-CMMN | PM03 | 307 | Weekly CDM Check -4th Week MDE | Coffee Process Workshop Room | C | 0190E001 | 2014-02-07 | 2012-05-10 | PHSANTANJO
| 63884 | 0190-COF-PRO-SHP-CMMN | PM03 | 307 | Weekly CDM Check -2nd Week RSC | Coffee Process Workshop Room | C | 0190E001 | 2014-02-07 | 2012-05-10 | PHSANTANJO
| 63884 | 0190-COF-PRO-SHP-CMMN | PM03 | 307 | Weekly CDM Check -3rd Week RSC | Coffee Process Workshop Room | C | 0190E001 | 2014-02-07 | 2012-05-10 | PHSANTANJO
| 63884 | 0190-COF-PRO-SHP-CMMN | PM03 | 307 | Weekly CDM Check -4th Week RSC | Coffee Process Workshop Room | C | 0190E001 | 2014-02-07 | 2012-05-10 | PHSANTANJO
| 63884 | 0190-COF-PRO-SHP-CMMN | PM03 | 307 | Weekly CDM Check -2nd Week JCC | Coffee Process Workshop Room | C | 0190E001 | 2014-02-07 | 2012-05-10 | PHSANTANJO
| 63884 | 0190-COF-PRO-SHP-CMMN | PM03 | 307 | Weekly CDM Check -3rd Week JCC | Coffee Process Workshop Room | C | 0190E001 | 2014-02-07 | 2012-05-10 | PHSANTANJO
| 63884 | 0190-COF-PRO-SHP-CMMN | PM03 | 307 | Weekly CDM Check -4th Week JCC | Coffee Process Workshop Room | C | 0190E001 | 2014-02-07 | 2012-05-10 | PHSANTANJO
| 63884 | 0190-COF-PRO-SHP-CMMN | PM03 | 307 | Weekly CDM Check -2nd Week PVL | Coffee Process Workshop Room | C | 0190E001 | 2014-02-07 | 2012-10-20 | PHSANTANJO
| 63884 | 0190-COF-PRO-SHP-CMMN | PM03 | 307 | Weekly CDM Check -3rd Week PVL | Coffee Process Workshop Room | C | 0190E001 | 2014-02-07 | 2012-10-20 | PHSANTANJO
| 63884 | 0190-COF-PRO-SHP-CMMN | PM03 | 307 | Weekly CDM Check -4th Week PVL | Coffee Process Workshop Room | C | 0190E001 | 2014-02-07 | 2012-10-20 | PHSANTANJO
| 401584 | 0190-COF-PRO-SHP-CMMN | PM03 | 307 | 1M Tools Cleaning-NFContact - MVD | Coffee Process Workshop Room | C | 0190E001 | 2017-08-22 | 2013-02-23 | PHSANTANJO
| 401584 | 0190-COF-PRO-SHP-CMMN | PM03 | 307 | 1M Tools Cleaning-NFContact - MLA | Coffee Process Workshop Room | C | 0190E001 | 2017-08-22 | 2013-04-10 | PHSANTANJO
| 411273 | 0190-COF-PRO-SHP-HYDTST | PM03 | 301 | 52W E54 PG Calib (3A4-PG-077) | Hydraulic tester | C | 0190E001 | 2021-06-03 | 2014-09-09 | PHILAGANAN
| 411273 | 0190-COF-PRO-SHP-HYDTST | PM03 | 301 | 52W E54 PG Calib (3A4-PG-078) | Hydraulic tester | C | 0190E001 | 2021-06-03 | 2014-09-09 | PHILAGANAN
| 411273 | 0190-COF-PRO-SHP-HYDTST | PM03 | 301 | 52W E54 PG Calib (3A4-PG-079) | Hydraulic tester | C | 0190E001 | 2021-06-03 | 2014-09-09 | PHILAGANAN
| 411273 | 0190-COF-PRO-SHP-HYDTST | PM03 | 301 | 52W E54 PG Calib (3A4-PG-080) | Hydraulic tester | C | 0190E001 | 2021-06-03 | 2014-09-09 | PHILAGANAN
| 33063 | 0190-COF-PRO-WFE-CMMN | PM03 | 301 | 2Y Press. Transmitter Calibration | Wiped Film Evap Common | C | 0190E002 | 2021-06-03 | 2008-06-04 | PHILAGANAN
| 33063 | 0190-COF-PRO-WFE-CMMN | PM03 | 301 | 2Y Press. Transmitter Calibration | Wiped Film Evap Common | C | 0190E002 | 2021-06-03 | 2008-06-04 | PHILAGANAN
| 411274 | 0190-COF-PRO-WFE-COOLER01 | PM03 | 301 | 52W WFE TG Calib (3A3-TG-07.02) | WFE Extract Cooler | B | 0190E017 | 2021-06-03 | 2014-09-08 | PHILAGANAN
| 411274 | 0190-COF-PRO-WFE-COOLER01 | PM03 | 301 | 52W WFE TG Calib (3A3-TG-07.04) | WFE Extract Cooler | B | 0190E017 | 2021-06-03 | 2014-09-08 | PHILAGANAN
|  | 0190-COF-PRO-WFE-EXTTNK01 | PM03 |  | 5Y Replacement of Level Transmitter | WFE Extract Feed Tank No 1 | B | 0190E001 | 2020-08-11 | 2020-08-11 | PHDAVODAMA
| 33043 | 0190-COF-PRO-WFE-HEATER01 | PM03 | 301 | 1Y Temperature Transmitter Calibration | WFE Pre Heater | B | 0190E002 | 2021-06-03 | 2008-06-02 | PHILAGANAN
| 33043 | 0190-COF-PRO-WFE-HEATER01 | PM03 | 301 | 1Y Temperature Transmitter Calibration | WFE Pre Heater | B | 0190E002 | 2021-06-03 | 2008-06-02 | PHILAGANAN
| 49650 | 0190-COF-PRO-WFE-STMCON-M07 | PM03 | 302 | 2W Vibration Check And Analysis - G1 | WFE Steam Condensate Pump | B | 0190E001 | 2011-05-28 | 2010-04-20 | PHPINGOYMA
| 49650 | 0190-COF-PRO-WFE-STMCON-M07 | PM03 | 302 | 2W Vibration Check And Analysis - G2 | WFE Steam Condensate Pump | B | 0190E001 | 2012-08-06 | 2011-05-28 | PHEGUIAWE
| 33045 | 0190-COF-PRO-WFE-STMEJE01 | PM03 | 301 | 1Y Pressure Transmitter Calibration | Steam Ejector | A | 0190E002 | 2021-06-03 | 2008-05-31 | PHILAGANAN
| 33063 | 0190-COF-PRO-WFE-STMEJE01 | PM03 | 301 | 2Y Press. Transmitter Calibration | Steam Ejector | A | 0190E002 | 2021-06-03 | 2008-06-04 | PHILAGANAN
| 33063 | 0190-COF-PRO-WFE-STMEJE01 | PM03 | 301 | 2Y Press. Transmitter Calibration | Steam Ejector | A | 0190E002 | 2021-06-03 | 2008-07-08 | PHILAGANAN
| 33063 | 0190-COF-PRO-WFE-STMEJE01 | PM03 | 301 | 2Y Press. Transmitter Calibration | Steam Ejector | A | 0190E002 | 2021-06-03 | 2008-07-24 | PHILAGANAN
| 411273 | 0190-COF-PRO-WFE-STMEJE01 | PM03 | 301 | 1Y WFE TG Calib (3A9-TG-10.19) | Steam Ejector | A | 0190E015 | 2021-06-03 | 2014-09-08 | PHILAGANAN
| 411273 | 0190-COF-PRO-WFE-STMEJE01-GAUGE_2 | PM03 | 301 | 1Y WFE PG Calib (3A3-PG-044) | Gauge 02 | C | 0190E017 | 2021-06-03 | 2014-09-09 | PHILAGANAN
| 33043 | 0190-COF-PRO-WFE-VPRCON-CONTNK02 | PM03 | 301 | 1Y Temperature Transmitter Calibration | WFE Vapor Condensate Tank | C | 0190E002 | 2021-06-03 | 2008-05-31 | PHILAGANAN
| 33064 | 0190-COF-PRO-WFE-VPRCON-CONTNK02 | PM03 | 301 | 2Y Level Transmitter Calibration | WFE Vapor Condensate Tank | C | 0190E002 | 2021-06-03 | 2008-08-23 | PHILAGANAN
| 33064 | 0190-COF-PRO-WFE-VPRCON-CONTNK02 | PM03 | 301 | 2Y Level Transmitter Calibration | WFE Vapor Condensate Tank | C | 0190E002 | 2021-06-03 | 2008-09-08 | PHILAGANAN
| 33046 | 0190-COF-PRO-WFE-VPRCON-CONTNK02 | PM03 | 301 | 1Y WFE FIT Calib (3A9-FIT-17.08) | WFE Vapor Condensate Tank | C | 0190E015 | 2021-06-03 | 2014-09-10 | PHILAGANAN
|  | 0190-COF-PRO-WFE-VPRCON-CONTNK02 | PM03 | 305 | 10Y E45C1 VM2 Positioner replacement | WFE Vapor Condensate Tank | C | 0190E001 | 2020-08-12 | 2020-08-12 | PHDAVODAMA
| 33045 | 0190-COF-PRO-WFE-WFEVAP01 | PM03 | 301 | 1Y Pressure Transmitter Calibration | Wipe Film Evaporator | A | 0190E001 | 2021-06-03 | 2008-05-30 | PHILAGANAN
| 33063 | 0190-COF-PRO-WFE-WFEVAP01 | PM03 | 301 | 2Y Press. Transmitter Calibration | Wipe Film Evaporator | A | 0190E002 | 2021-06-03 | 2008-06-04 | PHILAGANAN
| 33043 | 0190-COF-PRO-WFE-WFEVAP01 | PM03 | 301 | 1Y Temperature Transmitter Calibration | Wipe Film Evaporator | A | 0190E002 | 2021-06-03 | 2008-05-31 | PHILAGANAN
| 33043 | 0190-COF-PRO-WFE-WFEVAP01 | PM03 | 301 | 1Y Temperature Transmitter Calibration | Wipe Film Evaporator | A | 0190E002 | 2021-06-03 | 2008-05-31 | PHILAGANAN
| 33043 | 0190-COF-PRO-WFE-WFEVAP01 | PM03 | 301 | 1Y Pressure Transmitter Calibration | Wipe Film Evaporator | A | 0190E002 | 2021-06-03 | 2008-06-02 | PHILAGANAN
| 33063 | 0190-COF-PRO-WFE-WFEVAP01 | PM03 | 301 | 2Y Press. Transmitter Calibration | Wipe Film Evaporator | A | 0190E002 | 2021-06-03 | 2008-06-04 | PHILAGANAN
| 33064 | 0190-COF-PRO-WFE-WFEVAP01 | PM03 | 301 | 2Y Level Transmitter Calibration | Wipe Film Evaporator | A | 0190E002 | 2021-06-03 | 2008-06-04 | PHILAGANAN
| 49531 | 0190-COF-PRO-WFE-WFEVAP01 | PM03 | 302 | 1W Condition Monitoring And Analysis | Wipe Film Evaporator | A | 0190E001 | 2012-08-06 | 2010-04-19 | PHEGUIAWE
| 411273 | 0190-COF-PRO-WFE-WFEVAP01 | PM03 | 301 | 1Y WFE PG Calib (3A3_PG-066) | Wipe Film Evaporator | A | 0190E015 | 2021-06-03 | 2014-09-08 | PHILAGANAN
| 411273 | 0190-COF-PRO-WFE-WFEVAP01 | PM03 | 301 | 1Y WFE PG Calib (3A3-PG-040) | Wipe Film Evaporator | A | 0190E015 | 2021-06-03 | 2014-09-08 | PHILAGANAN
| 411273 | 0190-COF-PRO-WFE-WFEVAP01 | PM03 | 301 | 1Y WFE PG Calib (3A3-PG-041) | Wipe Film Evaporator | A | 0190E015 | 2021-06-03 | 2014-09-08 | PHILAGANAN
| 411273 | 0190-COF-PRO-WFE-WFEVAP01 | PM03 | 301 | 1Y WFE TG Calib (3A9-TG-18.03) | Wipe Film Evaporator | A | 0190E015 | 2021-06-03 | 2014-09-08 | PHILAGANAN
| 411274 | 0190-COF-PRO-WFE-WFEVAP01-GAUGE_9 | PM03 | 301 | 52W WFE TG Calib (3A9-TG-15.05) | Gauge 09 | C | 0190E017 | 2021-06-03 | 2014-09-09 | PHILAGANAN
| 400614 | 0190-COF-PRO-WFE-WFEVAP01-PRESSRELVAL_3 | PM03 | 301 | 1Y WFE PRV Calib (3A9-PRV-15.09) | Pressure Relief Valve 03 | B | 0190E017 | 2021-06-03 | 2013-01-08 | PHILAGANAN
| 33043 | 0190-COF-PRO-WFE-WFEVAP01-TRANSMITTER_10 | PM03 | 301 | 52W WFE TT Calib (3A9-TT-15.02) | Transmitter 10 | B | 0190E017 | 2021-06-03 | 2014-09-10 | PHILAGANAN
| 33043 | 0190-COF-PRO-WFE-WFEVAP01-TRANSMITTER_9 | PM03 | 301 | 52W WFE TT Calib (3A9-TT-15.03) | Transmitter 09 | B | 0190E017 | 2021-06-03 | 2014-09-10 | PHILAGANAN
| 49650 | 0190-COF-PRO-WFE-XTRCTNLT-INTPMP01 | PM03 | 302 | 2W Vibration Check And Analysis - G1 | WFE Inlet Pump 01 | B | 0190E001 | 2011-05-28 | 2010-04-20 | PHPINGOYMA
| 49650 | 0190-COF-PRO-WFE-XTRCTNLT-INTPMP01 | PM03 | 302 | 2W Vibration Check And Analysis - G2 | WFE Inlet Pump 01 | B | 0190E001 | 2012-08-06 | 2011-05-28 | PHEGUIAWE
| 49650 | 0190-COF-PRO-WFE-XTRCTOUTLT-OUTPMP01 | PM03 | 302 | 2W Vibration Check And Analysis - G1 | WFE Outlet Pump 1 | A | 0190E001 | 2011-05-28 | 2010-04-20 | PHPINGOYMA
| 49650 | 0190-COF-PRO-WFE-XTRCTOUTLT-OUTPMP01 | PM03 | 302 | 2W Vibration Check And Analysis - G2 | WFE Outlet Pump 1 | A | 0190E001 | 2012-08-06 | 2011-05-28 | PHEGUIAWE
| 411273 | 0190-COF-PRO-WFE-XTRCTOUTLT-OUTPMP01 | PM03 | 301 | 1Y E45 PG Calib (3A9-PG-15.28) | WFE Outlet Pump 1 | A | 0190E001 | 2021-06-03 | 2014-07-17 | PHILAGANAN
| 49650 | 0190-COF-PRO-WFE-XTRCTOUTLT-OUTPMP02 | PM03 | 302 | 2W Vibration Check And Analysis - G1 | WFE Outlet Pump 2 | A | 0190E001 | 2011-05-28 | 2010-04-20 | PHPINGOYMA
| 49650 | 0190-COF-PRO-WFE-XTRCTOUTLT-OUTPMP02 | PM03 | 302 | 2W Vibration Check And Analysis - G2 | WFE Outlet Pump 2 | A | 0190E001 | 2012-08-06 | 2011-05-28 | PHEGUIAWE
| 45801 | 0190-ENG-CAF-AIR-ADR03 | PM03 | 302 | 3M PLANNED IR SCANNING-AD03 CTRL PANEL | Air Dryer No 3 - FD380 | C | 0190E011 | 2011-03-23 | 2009-11-13 | PHFUTALARA
| 45801 | 0190-ENG-CAF-AIR-ADR03 | PM03 | 302 | 3M Thermal Scan Air Dryer 3 Ctrl Panel | Air Dryer No 3 - FD380 | C | 0190E009 | 2012-08-18 | 2011-03-23 | PHFUTALARA
| 411399 | 0190-ENG-CAF-AIR-ADR03 | PM03 | 307 | 8W Inspection of Dryer 03 | Air Dryer No 3 - FD380 | C | 0190E009 | 2017-08-09 | 2014-01-09 | PHILAGANAN
| 45801 | 0190-ENG-CAF-AIR-ADR04 | PM03 | 302 | 3M PLANNED IR SCANNING-AD04 CTRLPANEL | Air Dryer No 4 - FD170 | C | 0190E009 | 2011-03-23 | 2009-11-13 | PHFUTALARA
| 45801 | 0190-ENG-CAF-AIR-ADR04 | PM03 | 302 | 3M Thermal Scan Air Dryer 4 Ctrl Panel | Air Dryer No 4 - FD170 | C | 0190E009 | 2012-08-18 | 2011-03-23 | PHFUTALARA
| 411399 | 0190-ENG-CAF-AIR-ADR04 | PM03 | 307 | 8W Inspection of Dryer 04 | Air Dryer No 4 - FD170 | C | 0190E009 | 2017-08-09 | 2014-01-09 | PHILAGANAN
| 45801 | 0190-ENG-CAF-AIR-ADR05 | PM03 | 302 | 3M PLANNED IR SCANNING-AD05 CTRL PANEL | Air Dryer No 5 - FD380 | C | 0190E011 | 2011-03-23 | 2009-11-13 | PHFUTALARA
| 45801 | 0190-ENG-CAF-AIR-ADR05 | PM03 | 302 | 3M Thermal Scan Air Dryer 5 Ctrl Panel | Air Dryer No 5 - FD380 | C | 0190E009 | 2012-08-18 | 2011-03-23 | PHFUTALARA
| 411399 | 0190-ENG-CAF-AIR-ADR05 | PM03 | 307 | 8W Inspection of Dryer 05 | Air Dryer No 5 - FD380 | C | 0190E009 | 2017-08-09 | 2014-01-09 | PHILAGANAN
| 411399 | 0190-ENG-CAF-AIR-ADR09 | PM03 | 307 | 8W Inspection of Dryer 09 | Air Dryer No 9 - FD700 | B | 0190E009 | 2017-08-09 | 2014-01-09 | PHILAGANAN
| 33357 | 0190-ENG-CAF-AIR-AIRCOM01 | PM03 | 305 | 8000RH PLANNED SERVICE MAINTENANCE | Air Compressor No 1 GA160 | C | 0190E009 | 2009-10-16 | 2008-06-19 | PHSERINAEM
| 33355 | 0190-ENG-CAF-AIR-AIRCOM01 | PM03 | 305 | 2500RH PLANNED SERVICE MAINTENANCE | Air Compressor No 1 GA160 | C | 0190E009 | 2009-10-16 | 2008-06-19 | PHSERINAEM
| 33356 | 0190-ENG-CAF-AIR-AIRCOM01 | PM03 | 305 | 6000RH PLANNED SERVICE MAINTENANCE | Air Compressor No 1 GA160 | C | 0190E009 | 2009-10-16 | 2008-06-19 | PHSERINAEM
| 33358 | 0190-ENG-CAF-AIR-AIRCOM01 | PM03 | 305 | 12000RH PLANNED SERVICE MAINTENANCE | Air Compressor No 1 GA160 | C | 0190E009 | 2009-10-16 | 2008-06-19 | PHSERINAEM
| 33360 | 0190-ENG-CAF-AIR-AIRCOM01 | PM03 | 305 | 30000RH PLANNED SERVICE MAINTENANCE | Air Compressor No 1 GA160 | C | 0190E009 | 2009-10-16 | 2008-06-19 | PHSERINAEM
| 45259 | 0190-ENG-CAF-AIR-AIRCOM01 | PM03 | 301 | 1Y PLAN SERVICE CALIBRATION AC#1 PRV | Air Compressor No 1 GA160 | C | 0190E009 | 2021-06-03 | 2009-10-20 | PHILAGANAN
| 45259 | 0190-ENG-CAF-AIR-AIRCOM01 | PM03 | 301 | 1Y PRV PLANNED SERVICE CALIBRATION/VALID | Air Compressor No 1 GA160 | C | 0190E009 | 2021-06-03 | 2009-10-20 | PHILAGANAN
| 45801 | 0190-ENG-CAF-AIR-AIRCOM01 | PM03 | 302 | 3M PLANNED IR SCANNING-AC01 CTRL PANEL | Air Compressor No 1 GA160 | C | 0190E009 | 2011-03-23 | 2009-11-13 | PHFUTALARA
| 411399 | 0190-ENG-CAF-AIR-AIRCOM01 | PM03 | 307 | 2MON Servicing of Compressor & Dryer | Air Compressor No 1 GA160 | C | 0190E009 | 2014-01-09 | 2014-01-09 | PHILAGANAN
| 52264 | 0190-ENG-CAF-AIR-AIRCOM01 | PM03 | 301 | 52W Cal AirComp1 5D5_PRV 01.03/02 | Air Compressor No 1 GA160 | C | 0190E009 | 2021-06-03 | 2014-09-02 | PHILAGANAN
| 33363 | 0190-ENG-CAF-AIR-AIRCOM04 | PM03 | 302 | 2M AIR COMPRESSOR04 CONDITION MONITORING | Air Compressor No 4 GA110 | C | 0190E009 | 2009-10-17 | 2008-06-19 | PHSERINAEM
| 33355 | 0190-ENG-CAF-AIR-AIRCOM04 | PM03 | 305 | 25000RH PLANNED SERVICE MAINTENANCE | Air Compressor No 4 GA110 | C | 0190E009 | 2009-10-17 | 2008-06-19 | PHSERINAEM
| 33356 | 0190-ENG-CAF-AIR-AIRCOM04 | PM03 | 305 | 6000RH PLANNED SERVICE MAINTENANCE | Air Compressor No 4 GA110 | C | 0190E009 | 2009-10-17 | 2008-06-19 | PHSERINAEM
| 33357 | 0190-ENG-CAF-AIR-AIRCOM04 | PM03 | 305 | 8000RH PLANNED SERVICE MAINTENANCE | Air Compressor No 4 GA110 | C | 0190E009 | 2009-10-17 | 2008-06-19 | PHSERINAEM
| 33358 | 0190-ENG-CAF-AIR-AIRCOM04 | PM03 | 305 | 12000RH PLANNED SERVICE MAINTENANCE | Air Compressor No 4 GA110 | C | 0190E009 | 2009-10-17 | 2008-06-19 | PHSERINAEM
| 33360 | 0190-ENG-CAF-AIR-AIRCOM04 | PM03 | 305 | 30000RH PLANNED SERVICE MAINTENANCE | Air Compressor No 4 GA110 | C | 0190E009 | 2009-10-17 | 2008-06-19 | PHSERINAEM
| 33355 | 0190-ENG-CAF-AIR-AIRCOM04 | PM03 | 305 | 2500HR AC04 SERVICE MAINTENANC | Air Compressor No 4 GA110 | C | 0190E009 | 2009-10-16 | 2008-07-01 | PHSERINAEM
| 33356 | 0190-ENG-CAF-AIR-AIRCOM04 | PM03 | 305 | 5000HR AC04 SERVICE MAINTENANC | Air Compressor No 4 GA110 | C | 0190E009 | 2009-10-18 | 2008-07-01 | PHSERINAEM
| 33357 | 0190-ENG-CAF-AIR-AIRCOM04 | PM03 | 305 | 8000HR AC04 PLANNED SERVICE MAINTENANCE | Air Compressor No 4 GA110 | C | 0190E009 | 2009-10-18 | 2008-07-01 | PHSERINAEM
| 33358 | 0190-ENG-CAF-AIR-AIRCOM04 | PM03 | 305 | 12000HR AC04 PLANNED SERVICE MAINTENANCE | Air Compressor No 4 GA110 | C | 0190E009 | 2009-10-18 | 2008-07-01 | PHSERINAEM
| 33360 | 0190-ENG-CAF-AIR-AIRCOM04 | PM03 | 305 | 30000HR AC04 PLANNED SERVICE MAINTENANCE | Air Compressor No 4 GA110 | C | 0190E009 | 2009-10-18 | 2008-07-01 | PHSERINAEM
| 34197 | 0190-ENG-CAF-AIR-AIRCOM04 | PM03 | 302 | 4M AC04 PLANNED CONDITION MONITORING | Air Compressor No 4 GA110 | C | 0190E009 | 2010-10-21 | 2008-09-02 | PHFUTALARA
| 45262 | 0190-ENG-CAF-AIR-AIRCOM04 | PM03 | 301 | 1Y PLAN SERVICE CALIBRATION AC#4 PRV | Air Compressor No 4 GA110 | C | 0190E009 | 2021-06-03 | 2009-10-20 | PHILAGANAN
| 52264 | 0190-ENG-CAF-AIR-AIRCOM04 | PM03 | 301 | 1Y Calibration PRV AirCom04 | Air Compressor No 4 GA110 | C | 0190E009 | 2021-06-03 | 2009-10-20 | PHILAGANAN
| 45801 | 0190-ENG-CAF-AIR-AIRCOM04 | PM03 | 302 | 3M PLANNED IR SCANNING-AC04 CTRLPANEL | Air Compressor No 4 GA110 | C | 0190E009 | 2011-03-23 | 2009-11-13 | PHFUTALARA
| 45801 | 0190-ENG-CAF-AIR-AIRCOM04 | PM03 | 302 | 3M Thermal Scan Air Com 4 Ctrl Panel | Air Compressor No 4 GA110 | C | 0190E009 | 2012-08-18 | 2011-03-23 | PHFUTALARA
| 33362 | 0190-ENG-CAF-AIR-AIRCOM05 | PM03 | 304 | 1W AIR COMPRESSOR05 STATUTORY INSPECTION | Air Compressor No 5 ZR132 | C | 0190E009 | 2021-06-03 | 2008-06-20 | PHILAGANAN
| 33355 | 0190-ENG-CAF-AIR-AIRCOM05 | PM03 | 305 | 2500RH PLANNED SERVICE MAINTENANCE | Air Compressor No 5 ZR132 | C | 0190E009 | 2009-10-17 | 2008-06-20 | PHSERINAEM
| 33356 | 0190-ENG-CAF-AIR-AIRCOM05 | PM03 | 305 | 6000RH PLANNED SERVICE MAINTENANCE | Air Compressor No 5 ZR132 | C | 0190E009 | 2009-10-17 | 2008-06-20 | PHSERINAEM
| 33357 | 0190-ENG-CAF-AIR-AIRCOM05 | PM03 | 305 | 8000RH PLANNED SERVICE MAINTENANCE | Air Compressor No 5 ZR132 | C | 0190E009 | 2009-10-17 | 2008-06-20 | PHSERINAEM
| 33358 | 0190-ENG-CAF-AIR-AIRCOM05 | PM03 | 305 | 12000RH PLANNED SERVICE MAINTENANCE | Air Compressor No 5 ZR132 | C | 0190E009 | 2009-10-17 | 2008-06-20 | PHSERINAEM
| 33361 | 0190-ENG-CAF-AIR-AIRCOM05 | PM03 | 305 | 24000RH PLANNED SERVICE MAINTENANCE | Air Compressor No 5 ZR132 | C | 0190E009 | 2009-10-17 | 2008-06-20 | PHSERINAEM
| 33360 | 0190-ENG-CAF-AIR-AIRCOM05 | PM03 | 305 | 30000RH PLANNED SERVICE MAINTENANCE | Air Compressor No 5 ZR132 | C | 0190E009 | 2009-10-17 | 2008-06-20 | PHSERINAEM
| 33355 | 0190-ENG-CAF-AIR-AIRCOM05 | PM03 | 305 | 2500HR AC05 SERVICE MAINTENANC | Air Compressor No 5 ZR132 | C | 0190E009 | 2009-10-16 | 2008-07-01 | PHSERINAEM
| 33358 | 0190-ENG-CAF-AIR-AIRCOM05 | PM03 | 305 | 12000HR AC05 PLANNED SERVICE MAINTENANCE | Air Compressor No 5 ZR132 | C | 0190E009 | 2009-10-18 | 2008-07-01 | PHSERINAEM
| 34197 | 0190-ENG-CAF-AIR-AIRCOM05 | PM03 | 302 | 4M AC05 PLANNED CONDITION MONITORING | Air Compressor No 5 ZR132 | C | 0190E009 | 2010-10-21 | 2008-09-02 | PHFUTALARA
| 45263 | 0190-ENG-CAF-AIR-AIRCOM05 | PM03 | 301 | 1Y PLAN SERVICE CALIBRATION AC#5 PRV | Air Compressor No 5 ZR132 | C | 0190E009 | 2021-06-03 | 2009-10-20 | PHILAGANAN
| 45259 | 0190-ENG-CAF-AIR-AIRCOM05 | PM03 | 301 | 1Y PRV PLANNED SERVICE CALIBRATION/VALID | Air Compressor No 5 ZR132 | C | 0190E009 | 2021-06-03 | 2009-10-20 | PHILAGANAN
| 45801 | 0190-ENG-CAF-AIR-AIRCOM05 | PM03 | 302 | 3M PLANNED IR SCANNING-AC05 CTRL PANEL | Air Compressor No 5 ZR132 | C | 0190E009 | 2011-03-23 | 2009-11-13 | PHFUTALARA
| 45801 | 0190-ENG-CAF-AIR-AIRCOM05 | PM03 | 302 | 3M Thermal Scan Air Com 5 Ctrl Panel | Air Compressor No 5 ZR132 | C | 0190E009 | 2012-08-18 | 2011-03-23 | PHFUTALARA
| 52264 | 0190-ENG-CAF-AIR-AIRCOM05 | PM03 | 301 | 52W Cal AirCom5 5D5_PRV-05.03/01 | Air Compressor No 5 ZR132 | C | 0190E009 | 2021-06-03 | 2014-09-02 | PHILAGANAN
| 52264 | 0190-ENG-CAF-AIR-AIRCOM05 | PM03 | 301 | 52W Cal AirCom5 5D5_PRV-05.03/02 | Air Compressor No 5 ZR132 | C | 0190E009 | 2021-06-03 | 2014-09-02 | PHILAGANAN
| 33363 | 0190-ENG-CAF-AIR-AIRCOM10 | PM03 | 302 | 2M AIR COMPRESSOR09 CONDITION MONITORING | Air Compressor No 10 LT12 | C | 0190E009 | 2009-10-17 | 2008-06-20 | PHSERINAEM
| 33355 | 0190-ENG-CAF-AIR-AIRCOM10 | PM03 | 305 | 2500RH PLANNED SERVICE MAINTENANCE | Air Compressor No 10 LT12 | C | 0190E009 | 2009-10-17 | 2008-06-20 | PHSERINAEM
| 33356 | 0190-ENG-CAF-AIR-AIRCOM10 | PM03 | 305 | 6000RH PLANNED SERVICE MAINTENANCE | Air Compressor No 10 LT12 | C | 0190E009 | 2009-10-17 | 2008-06-20 | PHSERINAEM
| 33357 | 0190-ENG-CAF-AIR-AIRCOM10 | PM03 | 305 | 8000RH PLANNED SERVICE MAINTENANCE | Air Compressor No 10 LT12 | C | 0190E009 | 2009-10-17 | 2008-06-20 | PHSERINAEM
| 33358 | 0190-ENG-CAF-AIR-AIRCOM10 | PM03 | 305 | 12000RH PLANNED SERVICE MAINTENANCE | Air Compressor No 10 LT12 | C | 0190E009 | 2009-10-17 | 2008-06-20 | PHSERINAEM
| 33361 | 0190-ENG-CAF-AIR-AIRCOM10 | PM03 | 305 | 24000RH PLANNED SERVICE MAINTENANCE | Air Compressor No 10 LT12 | C | 0190E009 | 2009-10-17 | 2008-06-20 | PHSERINAEM
| 33360 | 0190-ENG-CAF-AIR-AIRCOM10 | PM03 | 305 | 30000RH PLANNED SERVICE MAINTENANCE | Air Compressor No 10 LT12 | C | 0190E009 | 2009-10-17 | 2008-06-20 | PHSERINAEM
| 33380 | 0190-ENG-CAF-AIR-FCLTY | PM03 | 304 | 1Y COMMON COMPRESS AIR CONDITION MONITOR | Compress Air Facility | C | 0190E009 | 2021-06-03 | 2008-06-20 | PHILAGANAN
| 33381 | 0190-ENG-CAF-AIR-FCLTY | PM03 | 305 | 1Y FILTERS PLANNED SERVICE MAINTENANCE | Compress Air Facility | C | 0190E009 | 2009-10-17 | 2008-06-20 | PHSERINAEM
| 49560 | 0190-ENG-CAF-AIR-FCLTY | PM03 | 302 | 1Y COMPRESS AIR LEAK TEST | Compress Air Facility | C | 0190E009 | 2013-03-20 | 2010-04-15 | PHFUTALARA
| 49560 | 0190-ENG-CAF-AIR-FCLTY | PM03 | 302 | 1Y COMPRESS AIR PARTICULATE/DEWPOINT TES | Compress Air Facility | C | 0190E009 | 2013-03-20 | 2010-04-15 | PHFUTALARA
| 33527 | 0190-ENG-CAF-AIR-FCLTY | PM03 | 305 | 3M SERVICE CAF ELECTRICAL PANELS | Compress Air Facility | C | 0190E011 | 2011-05-02 | 2010-11-27 | PHFUTALARA
| 45705 | 0190-ENG-CAF-AIR-FCLTY | PM03 | 305 | 1M PLANNED CLEANING ELECTRICAL ROOM CAF | Compress Air Facility | C | 0190E011 | 2011-02-08 | 2010-11-27 | PHFUTALARA
| 45801 | 0190-ENG-CAF-AIR-FCLTY | PM03 | 302 | 3M Thermal Scan AirCom Panels | Compress Air Facility | C | 0190E009 | 2013-06-24 | 2011-03-23 | PHBALALAOS
| 45567 | 0190-ENG-CAF-AIR-FNLFTR01 | PM03 | 307 | 13W Inspection AirCom Linefilter | Final Filter 1 PD520 | C | 0190E009 | 2021-01-14 | 2009-10-17 | PHILAGANAN
| 58177 | 0190-ENG-GFO-CEI-CCTV01 | PM03 | 305 | 3M PLANNED SERVICE CCTV UNITS-PERIMETERS | CCTV System | C | 0190E017 | 2011-08-16 | 2011-06-14 | PHFUTALARA
| 55179 | 0190-ENG-GFO-CEI-FAS01 | PM03 | 307 | 13W Planned Maintenance UPS- AOA Area | Central EI FAS and Automation | C | 0190E011 | 2021-03-31 | 2010-12-17 | PHILAGANAN
| 55179 | 0190-ENG-GFO-CEI-FAS01 | PM03 | 305 | 3M Planned Maintenance UPS-Milks Plant | Central EI FAS and Automation | C | 0190E017 | 2015-09-29 | 2010-12-17 | PHILAGANAN
| 55179 | 0190-ENG-GFO-CEI-FAS01 | PM03 | 305 | 3M Planned Maintenance UPS-Coffee Plant | Central EI FAS and Automation | C | 0190E017 | 2015-09-29 | 2011-08-16 | PHILAGANAN
| 62815 | 0190-ENG-GFO-CEI-FAS01 | PM03 | 307 | 1W Inspection CDM Checklist-GSS | Central EI FAS and Automation | C | 0190E017 | 2012-04-17 | 2012-03-15 | PHFUTALARA
| 62815 | 0190-ENG-GFO-CEI-FAS01 | PM03 | 307 | 1W Inspection CDM Checklist-DAP | Central EI FAS and Automation | C | 0190E017 | 2012-04-17 | 2012-03-15 | PHFUTALARA
| 45801 | 0190-ENG-GFO-CEI-LTGSYS | PM03 | 302 | 3M Thermal Scan Perimeter Panel | Factory Wide Lighting System | C | 0190E017 | 2012-08-18 | 2009-11-14 | PHFUTALARA
| 49546 | 0190-ENG-GFO-CEI-LTGSYS | PM03 | 306 | 2W INSPECTION MLKS ADMIN OFFICE | Factory Wide Lighting System | C | 0190E017 | 2021-06-03 | 2010-04-16 | PHILAGANAN
| 49546 | 0190-ENG-GFO-CEI-LTGSYS | PM03 | 302 | 2W Inspection Milks F/P Area Lightings | Factory Wide Lighting System | C | 0190E017 | 2016-06-29 | 2010-04-16 | PHBASALEN
| 49546 | 0190-ENG-GFO-CEI-LTGSYS | PM03 | 302 | 2W Inspection Milks AH Area Lightings | Factory Wide Lighting System | C | 0190E017 | 2016-06-29 | 2010-04-16 | PHBASALEN
| 49546 | 0190-ENG-GFO-CEI-LTGSYS | PM03 | 306 | 2W INSPECTION MLKS AUX AREA LIGHT | Factory Wide Lighting System | C | 0190E017 | 2021-06-03 | 2010-04-16 | PHILAGANAN
| 49546 | 0190-ENG-GFO-CEI-LTGSYS | PM03 | 306 | 2W INSPECTION GCCD LIGHTINGS | Factory Wide Lighting System | C | 0190E017 | 2021-06-03 | 2010-04-16 | PHILAGANAN
| 49546 | 0190-ENG-GFO-CEI-LTGSYS | PM03 | 306 | 2W INSPECTION MLKS WRHAUS LIGHTS | Factory Wide Lighting System | C | 0190E017 | 2021-06-03 | 2010-09-06 | PHILAGANAN
| 49546 | 0190-ENG-GFO-CEI-LTGSYS | PM03 | 306 | 2W INSPECTION KS FLNG RMS LIGHTS | Factory Wide Lighting System | C | 0190E017 | 2021-06-03 | 2010-09-06 | PHILAGANAN
| 49546 | 0190-ENG-GFO-CEI-LTGSYS | PM03 | 306 | 2W INSPECTION LOGISTICS LIGHTINGS | Factory Wide Lighting System | C | 0190E017 | 2021-06-03 | 2010-09-06 | PHILAGANAN
| 49546 | 0190-ENG-GFO-CEI-LTGSYS | PM03 | 306 | 2W INSPECTION AFBB LIGHTINGS | Factory Wide Lighting System | C | 0190E017 | 2021-06-03 | 2010-09-06 | PHILAGANAN
| 49546 | 0190-ENG-GFO-CEI-LTGSYS | PM03 | 306 | 2W Inspection Biomass Area Lightings | Factory Wide Lighting System | C | 0190E017 | 2021-06-03 | 2010-09-06 | PHILAGANAN
| 49546 | 0190-ENG-GFO-CEI-LTGSYS | PM03 | 306 | 2W INSPECTION PPT LIGHTINGS | Factory Wide Lighting System | C | 0190E017 | 2021-06-03 | 2010-11-06 | PHILAGANAN
| 45801 | 0190-ENG-GFO-CEI-LTGSYS | PM03 | 302 | 3M THERMOGRAPHY SCAN STAFHAU ELCTCL FCTY | Factory Wide Lighting System | C | 0190E017 | 2011-12-08 | 2011-03-26 | PHFUTALARA
| 51820 | 0190-ENG-GFO-CEI-LTGSYS | PM03 | 301 | 3Y CALIBRATION OF20KG REF. TEST WEIGHT | Factory Wide Lighting System | C | 0190E017 | 2021-06-03 | 2011-06-02 | PHILAGANAN
| 57959 | 0190-ENG-GFO-CEI-LTGSYS | PM03 | 301 | 3M CALIBRATION OF MULTIGAS DTCTR EI099 | Factory Wide Lighting System | C | 0190E017 | 2021-06-03 | 2011-06-03 | PHILAGANAN
| 57959 | 0190-ENG-GFO-CEI-LTGSYS | PM03 | 301 | 3M CALIBRATION OF MULTIGAS DTCTR EI100 | Factory Wide Lighting System | C | 0190E017 | 2021-06-03 | 2011-06-03 | PHILAGANAN
| 57959 | 0190-ENG-GFO-CEI-LTGSYS | PM03 | 301 | 3M CALIBRATION OF MULTIGAS DTCTR EI101 | Factory Wide Lighting System | C | 0190E017 | 2021-06-03 | 2011-06-03 | PHILAGANAN
| 57959 | 0190-ENG-GFO-CEI-LTGSYS | PM03 | 301 | 3M CALIBRATION OF MULTIGAS DTCTR EI102 | Factory Wide Lighting System | C | 0190E017 | 2021-06-03 | 2011-06-03 | PHILAGANAN
| 49546 | 0190-ENG-GFO-CEI-LTGSYS | PM03 | 306 | 2W INSPECTION SUBSTN A LIGHTINGS | Factory Wide Lighting System | C | 0190E017 | 2021-06-03 | 2011-06-13 | PHILAGANAN
| 51611 | 0190-ENG-GFO-CEI-LTGSYS | PM03 | 302 | 26W Inspection Emergency Lights Coffee | Factory Wide Lighting System | C | 0190E017 | 2016-12-27 | 2011-06-13 | PHILAGANAN
| 45801 | 0190-ENG-GFO-CEI-LTGSYS | PM03 | 302 | 3M THERMOGRAPHY SCAN STFHAUS ELCTCL FCTY | Factory Wide Lighting System | C | 0190E017 | 2012-08-18 | 2011-12-06 | PHFUTALARA
| 51611 | 0190-ENG-GFO-CEI-LTGSYS | PM03 | 302 | 26W Inspection Emergency Lights Milks | Factory Wide Lighting System | C | 0190E017 | 2016-12-27 | 2012-07-26 | PHILAGANAN
| 62815 | 0190-ENG-GFO-CEI-WRKSHP | PM03 | 307 | 1W Inspection CDM Checklist-JBB | Central EI Workshop | C | 0190E017 | 2013-03-11 | 2012-03-15 | PHFUTALARA
| 49638 | 0190-ENG-GFO-CEI-WRKSHP | PM03 | 307 | 13W Inspection Laundry Hot Press | Central EI Workshop | C | 0190E017 | 2018-07-11 | 2012-06-27 | PHILAGANAN
| 59171 | 0190-ENG-GFO-FFF-ENGINE02 | PM03 | 305 | 1M PLND SERVICE FIREFIGHTING DSL ENGINE2 | Fire Fighting No 2 Diesel Engine | A | 0190E011 | 2012-02-29 | 2011-08-16 | PHFUTALARA
| 59169 | 0190-ENG-GFO-FFF-ENGINE02 | PM03 | 307 | 1W INSPECTION FIREFIGHTING DIESEL ENGNE2 | Fire Fighting No 2 Diesel Engine | A | 0190E011 | 2012-02-29 | 2011-08-16 | PHFUTALARA
| 59168 | 0190-ENG-GFO-FFF-FIRPMP02 | PM03 | 307 | 1W INSPECTION FIREFIGHTING ELECTRIC PMP2 | Fire Fighting No 2 Electric Pump | A | 0190E011 | 2012-01-27 | 2011-08-16 | PHFUTALARA
| 59170 | 0190-ENG-GFO-FFF-FIRPMP02 | PM03 | 305 | 1M PLND SERVICE FIREFIGHTING ELCTRC PMP2 | Fire Fighting No 2 Electric Pump | A | 0190E011 | 2012-01-27 | 2011-08-16 | PHFUTALARA
| 51986 | 0190-ENG-GFO-FFF-PIPELINE | PM03 | 301 | 52W Cal FF DeepWell1 5E5_FIQ-047 | Fire Fighting Pipe Lines | C | 0190E012 | 2021-06-03 | 2014-09-09 | PHILAGANAN
| 51986 | 0190-ENG-GFO-FFF-PIPELINE | PM03 | 301 | 1Y Cal FF Sapong #1 5E5_FIQ-080 | Fire Fighting Pipe Lines | C | 0190E012 | 2021-06-03 | 2014-09-09 | PHILAGANAN
| 60796 | 0190-ENG-HSF-LSY-SHRDER01 | PM03 | 302 | 6M Belt Assessment | Logistics Scrap Yard Shredder Machine 01 | B | 0190E013 | 2012-06-20 | 2011-12-06 | PHINTINGMA
| 52264 | 0190-ENG-IGG-IGS-CO2TNK01 | PM03 | 301 | 1Y CALIBRATION 3F_PRV_017 | CO2 Tank System No 1 | A | 0190E009 | 2021-06-03 | 2010-10-30 | PHILAGANAN
| 52264 | 0190-ENG-IGG-IGS-CO2TNK01 | PM03 | 301 | 1Y CALIBRATION 3F_PRV_018 | CO2 Tank System No 1 | A | 0190E009 | 2021-06-03 | 2010-10-30 | PHILAGANAN
| 52264 | 0190-ENG-IGG-IGS-CO2TNK01 | PM03 | 301 | 1Y CALIBRATION 3F_PRV_019 | CO2 Tank System No 1 | A | 0190E009 | 2021-06-03 | 2010-10-30 | PHILAGANAN
| 52264 | 0190-ENG-IGG-IGS-CO2TNK01 | PM03 | 301 | 1Y CALIBRATION 3F_PRV_020 | CO2 Tank System No 1 | A | 0190E009 | 2021-06-03 | 2010-10-30 | PHILAGANAN
| 52264 | 0190-ENG-IGG-IGS-CO2TNK01 | PM03 | 301 | 1Y CALIBRATION 3F_PRV_021 | CO2 Tank System No 1 | A | 0190E009 | 2021-06-03 | 2010-10-30 | PHILAGANAN
| 52264 | 0190-ENG-IGG-IGS-CO2TNK01 | PM03 | 301 | 1Y CALIBRATION 3F_PRV_022 | CO2 Tank System No 1 | A | 0190E009 | 2021-06-03 | 2010-10-30 | PHILAGANAN
| 52264 | 0190-ENG-IGG-IGS-CO2TNK01 | PM03 | 301 | 1Y CALIBRATION 3F_PRV_023 | CO2 Tank System No 1 | A | 0190E009 | 2021-06-03 | 2010-10-30 | PHILAGANAN
| 52264 | 0190-ENG-IGG-IGS-CO2TNK01 | PM03 | 301 | 1Y CALIBRATION 3F_PRV_024 | CO2 Tank System No 1 | A | 0190E009 | 2021-06-03 | 2010-10-30 | PHILAGANAN
| 55240 | 0190-ENG-IGG-IGS-CO2TNK01-PG134 | PM03 | 301 | 52W Cal CO2 Handling Tank1 5D1_PG-134 | CO2 Tank System No 1-PG134 | C | 0190E017 | 2021-06-03 | 2014-09-10 | PHILAGANAN
| 52264 | 0190-ENG-IGG-IGS-CO2TNK01-PRV140601 | PM03 | 301 | 1Y Cal CO2 Tank 1 5D1_PRV-14.06/01 | CO2 Tank System No 1-PRV140601 | B | 0190E017 | 2021-06-03 | 2014-09-09 | PHILAGANAN
| 52264 | 0190-ENG-IGG-IGS-CO2TNK01-PRV140602 | PM03 | 301 | 1Y Cal CO2 Tank 1 5D1_PRV-14.06/02 | CO2 Tank System No 1-PRV140602 | B | 0190E017 | 2021-06-03 | 2014-09-09 | PHILAGANAN
| 52264 | 0190-ENG-IGG-IGS-CO2TNK01-PRV141601 | PM03 | 301 | 52W Cal CO2 Hndlng Tnk1 5D1-PRV-14.16/01 | CO2 Tank System No 1-PRV141601 | B | 0190E009 | 2021-06-03 | 2014-09-09 | PHILAGANAN
| 52264 | 0190-ENG-IGG-IGS-CO2TNK02 | PM03 | 301 | 1Y CALIBRATION 3F_PRV_009 | CO2 Tank System No 2 | A | 0190E009 | 2021-06-03 | 2010-10-30 | PHILAGANAN
| 52264 | 0190-ENG-IGG-IGS-CO2TNK02 | PM03 | 301 | 1Y CALIBRATION 3F_PRV_010 | CO2 Tank System No 2 | A | 0190E009 | 2021-06-03 | 2010-10-30 | PHILAGANAN
| 52264 | 0190-ENG-IGG-IGS-CO2TNK02 | PM03 | 301 | 1Y CALIBRATION 3F_PRV_011 | CO2 Tank System No 2 | A | 0190E009 | 2021-06-03 | 2010-10-30 | PHILAGANAN
| 52264 | 0190-ENG-IGG-IGS-CO2TNK02 | PM03 | 301 | 1Y CALIBRATION 3F_PRV_012 | CO2 Tank System No 2 | A | 0190E009 | 2021-06-03 | 2010-10-30 | PHILAGANAN
| 52264 | 0190-ENG-IGG-IGS-CO2TNK02 | PM03 | 301 | 1Y CALIBRATION 3F_PRV_013 | CO2 Tank System No 2 | A | 0190E009 | 2021-06-03 | 2010-10-30 | PHILAGANAN
| 52264 | 0190-ENG-IGG-IGS-CO2TNK02 | PM03 | 301 | 1Y CALIBRATION 3F_PRV_014 | CO2 Tank System No 2 | A | 0190E009 | 2021-06-03 | 2010-10-30 | PHILAGANAN
| 52264 | 0190-ENG-IGG-IGS-CO2TNK02 | PM03 | 301 | 1Y CALIBRATION 3F_PRV_015 | CO2 Tank System No 2 | A | 0190E009 | 2021-06-03 | 2010-10-30 | PHILAGANAN
| 52264 | 0190-ENG-IGG-IGS-CO2TNK02-PRV141602 | PM03 | 301 | 1Y Cal CO2 Hndlng Tnk2 5D1_PRV-14.16/02 | CO2 Tank System No 2-PRV141602 | B | 0190E017 | 2021-06-03 | 2014-09-09 | PHILAGANAN
| 52264 | 0190-ENG-IGG-IGS-CO2TNK03 | PM03 | 301 | 1Y CALIBRATION 3F_PRV_002 | CO2 Tank System No 3 | A | 0190E009 | 2021-06-03 | 2010-10-30 | PHILAGANAN
| 52264 | 0190-ENG-IGG-IGS-CO2TNK03 | PM03 | 301 | 1Y CALIBRATION 3F_PRV_003 | CO2 Tank System No 3 | A | 0190E009 | 2021-06-03 | 2010-10-30 | PHILAGANAN
| 52264 | 0190-ENG-IGG-IGS-CO2TNK03 | PM03 | 301 | 1Y CALIBRATION 3F_PRV_004 | CO2 Tank System No 3 | A | 0190E009 | 2021-06-03 | 2010-10-30 | PHILAGANAN
| 52264 | 0190-ENG-IGG-IGS-CO2TNK03 | PM03 | 301 | 1Y CALIBRATION 3F_PRV_005 | CO2 Tank System No 3 | A | 0190E009 | 2021-06-03 | 2010-10-30 | PHILAGANAN
| 52264 | 0190-ENG-IGG-IGS-CO2TNK03 | PM03 | 302 | 1Y CALIBRATION 3F_PRV_006 | CO2 Tank System No 3 | A | 0190E009 | 2012-07-28 | 2010-10-30 | PHFUTALARA
| 52264 | 0190-ENG-IGG-IGS-CO2TNK03 | PM03 | 301 | 1Y CALIBRATION 3F_PRV_007 | CO2 Tank System No 3 | A | 0190E009 | 2021-06-03 | 2010-10-30 | PHILAGANAN
|  | 0190-ENG-IGG-IGS-CO2TNK03 | PM03 |  | 1Y Inspection CO2 Facility | CO2 Tank System No 3 | A | 0190E009 | 2013-02-16 | 2013-02-16 | PHFUTALARA
| 52440 | 0190-ENG-IGG-N2A-ADR01 | PM03 | 302 | 3M PLND CNDTION MNITORNG NITROGENDRYR01 | N2 Air Dryer No. 1 | A | 0190E009 | 2010-11-10 | 2010-11-10 | PHFUTALARA
| 52440 | 0190-ENG-IGG-N2A-ADR02 | PM03 | 302 | 3M PLND CNDTION MNITORNG NITROGENDRYR02 | N2 Air Dryer No. 2 | A | 0190E009 | 2010-11-10 | 2010-11-10 | PHFUTALARA
| 34197 | 0190-ENG-IGG-N2A-AIRCOM01 | PM03 | 302 | 4M AC09 PLANNED CONDITION MONITORING | N2 Air Compressor No. 1 | A | 0190E009 | 2010-10-21 | 2008-09-02 | PHFUTALARA
| 45259 | 0190-ENG-IGG-N2A-AIRCOM01 | PM03 | 301 | 1Y PRV PLANNED SERVICE CALIBRATION/VALID | N2 Air Compressor No. 1 | A | 0190E009 | 2021-06-03 | 2009-10-20 | PHILAGANAN
| 45801 | 0190-ENG-IGG-N2A-AIRCOM01 | PM03 | 302 | 3M PLANNED IR SCANNING-N2GENAC01 CTRLPNL | N2 Air Compressor No. 1 | A | 0190E009 | 2011-03-23 | 2009-11-13 | PHFUTALARA
| 45801 | 0190-ENG-IGG-N2A-AIRCOM01 | PM03 | 302 | 3M Thermal Scan N2 Facility | N2 Air Compressor No. 1 | A | 0190E009 | 2012-08-18 | 2011-03-23 | PHFUTALARA
| 34197 | 0190-ENG-IGG-N2A-AIRCOM02 | PM03 | 302 | 4M AC10 PLANNED CONDITION MONITORING | N2 Air Compressor No. 2 | A | 0190E009 | 2010-10-21 | 2008-09-02 | PHFUTALARA
| 45259 | 0190-ENG-IGG-N2A-AIRCOM02 | PM03 | 301 | 1Y PRV PLANNED SERVICE CALIBRATION/VALID | N2 Air Compressor No. 2 | A | 0190E009 | 2021-06-03 | 2009-10-20 | PHILAGANAN
| 45801 | 0190-ENG-IGG-N2A-AIRCOM02 | PM03 | 302 | 3M PLANNED IR SCANNING-N2GENAC02 CTRLPNL | N2 Air Compressor No. 2 | A | 0190E011 | 2011-03-23 | 2009-11-13 | PHFUTALARA
| 45801 | 0190-ENG-IGG-N2A-AIRCOM02 | PM03 | 302 | 3M Thermal Scan N2 Air Com 2 Panel | N2 Air Compressor No. 2 | A | 0190E009 | 2012-08-18 | 2011-03-23 | PHFUTALARA
| 33440 | 0190-ENG-IGG-N2A-DISTPNL01 | PM03 | 302 | 3W N202 EI PLANNED SERVICE MAINTENANCE | N2 Generator Power Distribution Panel | C | 0190E009 | 2009-10-12 | 2008-07-01 | PHSERINAEM
| 45705 | 0190-ENG-IGG-N2A-DISTPNL01 | PM03 | 305 | 1M CLEANING N2 GENERATOR ELECTRICAL ROOM | N2 Generator Power Distribution Panel | C | 0190E011 | 2011-06-06 | 2009-10-22 | PHFUTALARA
| 45801 | 0190-ENG-IGG-N2A-DISTPNL01 | PM03 | 302 | 3M PLANNED IR SCANNING-N2GEN DIST PANEL | N2 Generator Power Distribution Panel | C | 0190E009 | 2011-03-23 | 2009-11-13 | PHFUTALARA
| 33527 | 0190-ENG-IGG-N2A-DISTPNL01 | PM03 | 305 | 3M SERVICE N2GENELECTRICAL ROOMS | N2 Generator Power Distribution Panel | C | 0190E011 | 2011-05-02 | 2010-11-27 | PHFUTALARA
| 45801 | 0190-ENG-IGG-N2A-FCLTY | PM03 | 302 | 3M Thermal Scan N2 MCC Panels | Nitrogen Generator 2 Plant Facility | C | 0190E009 | 2013-06-24 | 2013-06-24 | PHBALALAOS
| 55240 | 0190-ENG-IGG-N2A-FCLTY | PM03 | 301 | 52W Cal IGA_Nitrogen PSA 3 5D4_PG-288 | Nitrogen Generator 2 Plant Facility | C | 0190E009 | 2021-06-03 | 2014-09-10 | PHILAGANAN
| 55240 | 0190-ENG-IGG-N2A-FCLTY | PM03 | 301 | 52W Cal IGA_Nitrogen PSA 3 5D4_PG-289 | Nitrogen Generator 2 Plant Facility | C | 0190E009 | 2021-06-03 | 2014-09-10 | PHILAGANAN
| 55240 | 0190-ENG-IGG-N2A-FCLTY | PM03 | 301 | 52W Cal IGA_Nitrogen PSA 3 5D4_PG-290 | Nitrogen Generator 2 Plant Facility | C | 0190E009 | 2021-06-03 | 2014-09-10 | PHILAGANAN
| 55240 | 0190-ENG-IGG-N2A-FCLTY | PM03 | 301 | 52W Cal IGA_Nitrogen PSA 3 5D4_PG-295 | Nitrogen Generator 2 Plant Facility | C | 0190E009 | 2021-06-03 | 2014-09-10 | PHILAGANAN
| 55240 | 0190-ENG-IGG-N2A-FCLTY | PM03 | 301 | 52W Cal IGA_Nitrogen PSA 3 5D4_PG-296 | Nitrogen Generator 2 Plant Facility | C | 0190E009 | 2021-06-03 | 2014-09-10 | PHILAGANAN
| 55240 | 0190-ENG-IGG-N2A-FCLTY | PM03 | 301 | 52W Cal IGA_Nitrogen PSA 3 5D4_PG-302 | Nitrogen Generator 2 Plant Facility | C | 0190E009 | 2021-06-03 | 2014-09-10 | PHILAGANAN
| 55240 | 0190-ENG-IGG-N2A-FCLTY | PM03 | 301 | 52W Cal IGA_Nitrogen PSA 3 5D4_PG-303 | Nitrogen Generator 2 Plant Facility | C | 0190E009 | 2021-06-03 | 2014-09-10 | PHILAGANAN
| 55240 | 0190-ENG-IGG-N2A-FCLTY | PM03 | 301 | 52W Cal IGA_Nitrogen PSA 3 5D4_PG-304 | Nitrogen Generator 2 Plant Facility | C | 0190E009 | 2021-06-03 | 2014-09-10 | PHILAGANAN
| 55240 | 0190-ENG-IGG-N2A-FCLTY | PM03 | 301 | 104W Cal IGA_Nitrogen PSA 1 5D4_PG-262 | Nitrogen Generator 2 Plant Facility | C | 0190E009 | 2021-06-03 | 2014-09-10 | PHILAGANAN
| 55240 | 0190-ENG-IGG-N2A-FCLTY | PM03 | 301 | 104W Cal IGA_Nitrogen PSA 1 5D4_PG-264 | Nitrogen Generator 2 Plant Facility | C | 0190E009 | 2021-06-03 | 2014-09-10 | PHILAGANAN
| 55240 | 0190-ENG-IGG-N2A-FCLTY | PM03 | 301 | 104W Cal IGA_Nitrogen PSA 1 5D4_PG-265 | Nitrogen Generator 2 Plant Facility | C | 0190E009 | 2021-06-03 | 2014-09-10 | PHILAGANAN
| 55240 | 0190-ENG-IGG-N2A-FCLTY | PM03 | 301 | 104W Cal IGA_Nitrogen PSA 1 5D4_PG-269 | Nitrogen Generator 2 Plant Facility | C | 0190E009 | 2021-06-03 | 2014-09-10 | PHILAGANAN
| 55240 | 0190-ENG-IGG-N2A-FCLTY | PM03 | 301 | 104W Cal IGA_Nitrogen PSA 1 5D4_PG-270 | Nitrogen Generator 2 Plant Facility | C | 0190E009 | 2021-06-03 | 2014-09-10 | PHILAGANAN
| 55240 | 0190-ENG-IGG-N2A-FCLTY | PM03 | 301 | 104W Cal IGA_Nitrogen PSA 1 5D4_PG-277 | Nitrogen Generator 2 Plant Facility | C | 0190E009 | 2021-06-03 | 2014-09-10 | PHILAGANAN
| 55240 | 0190-ENG-IGG-N2A-FCLTY | PM03 | 301 | 104W Cal IGA_Nitrogen PSA 1 5D4_PG-278 | Nitrogen Generator 2 Plant Facility | C | 0190E009 | 2021-06-03 | 2014-09-10 | PHILAGANAN
| 55240 | 0190-ENG-IGG-N2A-FCLTY | PM03 | 301 | 104W Cal IGA_Nitrogen PSA 1 5D4_PG-279 | Nitrogen Generator 2 Plant Facility | C | 0190E009 | 2021-06-03 | 2014-09-10 | PHILAGANAN
| 55240 | 0190-ENG-IGG-N2A-FCLTY | PM03 | 301 | 104W Cal IGA_Nitrogen PSA 1 5D4_PG-280 | Nitrogen Generator 2 Plant Facility | C | 0190E009 | 2021-06-03 | 2014-09-10 | PHILAGANAN
| 55240 | 0190-ENG-IGG-N2A-FCLTY | PM03 | 301 | 104W Cal IGA_Nitrogen PSA 1 5D4_PG-285 | Nitrogen Generator 2 Plant Facility | C | 0190E009 | 2021-06-03 | 2014-09-10 | PHILAGANAN
| 55240 | 0190-ENG-IGG-N2A-FCLTY | PM03 | 301 | 52W Cal IGA_Nitrogen PSA 3 5D4_PG-291 | Nitrogen Generator 2 Plant Facility | C | 0190E009 | 2021-06-03 | 2014-09-10 | PHILAGANAN
| 55240 | 0190-ENG-IGG-N2A-FCLTY | PM03 | 301 | 52W Cal IGA_Nitrogen PSA 3 5D4_PG-292 | Nitrogen Generator 2 Plant Facility | C | 0190E009 | 2021-06-03 | 2014-09-10 | PHILAGANAN
| 55240 | 0190-ENG-IGG-N2A-FCLTY | PM03 | 301 | 52W Cal IGA_Nitrogen PSA 3 5D4_PG-293 | Nitrogen Generator 2 Plant Facility | C | 0190E009 | 2021-06-03 | 2014-09-10 | PHILAGANAN
| 55240 | 0190-ENG-IGG-N2A-FCLTY | PM03 | 301 | 52W Cal IGA_Nitrogen PSA 3 5D4_PG-294 | Nitrogen Generator 2 Plant Facility | C | 0190E009 | 2021-06-03 | 2014-09-10 | PHILAGANAN
| 45259 | 0190-ENG-IGG-N2A-N2GEN01 | PM03 | 301 | 8000RH N2GEN01 PLAN SERVICE MAINTENANCE | N2 Generator No. 1 | A | 0190E009 | 2021-06-03 | 2009-10-20 | PHILAGANAN
| 45259 | 0190-ENG-IGG-N2A-N2GEN01 | PM03 | 301 | 1Y PRV PLANNED SERVICE CALIBRATION/VALID | N2 Generator No. 1 | A | 0190E009 | 2021-06-03 | 2009-10-20 | PHILAGANAN
| 55240 | 0190-ENG-IGG-N2A-N2GEN01-PG258 | PM03 | 301 | 1Y Cal IGA_N2 PSA1 Air Supply 5D4_PG-258 | N2 Generator No. 1-PG258 | C | 0190E017 | 2021-06-03 | 2014-09-09 | PHILAGANAN
| 55240 | 0190-ENG-IGG-N2A-N2GEN01-PG260 | PM03 | 301 | 1Y Cal IGA_N2 PSA1 Air Supply 5D4_PG-260 | N2 Generator No. 1-PG260 | C | 0190E017 | 2021-06-03 | 2014-09-09 | PHILAGANAN
| 55240 | 0190-ENG-IGG-N2A-N2GEN01-PG261 | PM03 | 301 | 1Y Cal IGA_N2 PSA1 Air Supply 5D4_PG-261 | N2 Generator No. 1-PG261 | C | 0190E017 | 2021-06-03 | 2014-09-09 | PHILAGANAN
| 45259 | 0190-ENG-IGG-N2A-N2GEN02 | PM03 | 301 | 1Y PRV PLANNED SERVICE CALIBRATION/VALID | N2 Generator No. 2 | A | 0190E009 | 2021-06-03 | 2009-10-20 | PHILAGANAN
| 52440 | 0190-ENG-IGG-N2A-N2GEN02 | PM03 | 302 | 3M PLND CNDTION MNITORNG NITROGEN GEN 02 | N2 Generator No. 2 | A | 0190E009 | 2010-11-10 | 2010-11-10 | PHFUTALARA
| 55240 | 0190-ENG-IGG-N2A-N2GEN02-PG272 | PM03 | 301 | 1Y Cal IGA_N2 PSA2 Air Supply 5D4_PG-272 | N2 Generator No. 2-PG272 | C | 0190E017 | 2021-06-03 | 2014-09-09 | PHILAGANAN
| 55240 | 0190-ENG-IGG-N2A-N2GEN02-PG273 | PM03 | 301 | 1Y Cal IGA_N2 PSA2 Air Supply 5D4_PG-273 | N2 Generator No. 2-PG273 | C | 0190E017 | 2021-06-03 | 2014-09-09 | PHILAGANAN
| 55240 | 0190-ENG-IGG-N2A-N2GEN02-PG274 | PM03 | 301 | 1Y Cal IGA_N2 PSA2 Air Supply 5D4_PG-274 | N2 Generator No. 2-PG274 | C | 0190E017 | 2021-06-03 | 2014-09-09 | PHILAGANAN
| 45259 | 0190-ENG-IGG-N2A-N2GEN03 | PM03 | 301 | 1Y PRV PLANNED SERVICE CALIBRATION/VALID | N2 Generator No. 3 | A | 0190E009 | 2021-06-03 | 2009-10-20 | PHILAGANAN
| 52440 | 0190-ENG-IGG-N2A-N2GEN03 | PM03 | 302 | 3M PLND CNDTION MNITORNG NITROGEN GEN 03 | N2 Generator No. 3 | A | 0190E009 | 2010-11-10 | 2010-11-10 | PHFUTALARA
|  | 0190-ENG-IGG-N2A-VERTANK01 | PM03 |  | 1Y Cal | Air Receiver Vertical Tank 3000 Ltr | A | 0190E009 | 2014-09-04 | 2014-09-04 | PHILAGANAN
| 55240 | 0190-ENG-IGG-N2A-VERTANK01-PG030303 | PM03 | 301 | 52W Cal IGA_N2 BufferTnk 5D4_PG-03.03/03 | Air Receiver Vrtcal Tnk 3000 Lt-PG030303 | C | 0190E017 | 2021-06-03 | 2014-09-04 | PHILAGANAN
| 45801 | 0190-ENG-PPT-AUF-AUXTFR01 | PM03 | 302 | 3M Thermograph Scan PPT Aux TX and Panel | Auxillary Supply Transformer And Panel | C | 0190E009 | 2012-05-26 | 2011-12-15 | PHFUTALARA
| 51209 | 0190-ENG-PPT-AUF-FULBOS01 | PM03 | 302 | 1W PLND VIBRATION ANLYSIS CAT FUELBSTR | Fuel Booster Module | C | 0190E009 | 2011-03-02 | 2011-02-25 | PHFUTALARA
| 55240 | 0190-ENG-PPT-AUF-FULBOS01 | PM03 | 301 | 52W Cal CAT Booster Module 2 5D1_PG-029 | Fuel Booster Module | C | 0190E009 | 2021-06-03 | 2014-09-10 | PHILAGANAN
| 52264 | 0190-ENG-PPT-AUF-FULBOS01 | PM03 | 301 | 52W Cal Booster Mod2 5D1_PRV-17.15 | Fuel Booster Module | C | 0190E009 | 2021-06-03 | 2014-11-21 | PHILAGANAN
| 55240 | 0190-ENG-PPT-AUF-FULBOS01 | PM03 | 301 | 104W Cal PPT_CAT Booster 5D1_PG-036 | Fuel Booster Module | C | 0190E009 | 2021-06-03 | 2014-12-04 | PHILAGANAN
| 45801 | 0190-ENG-PPT-AUF-LIGPNL01 | PM03 | 302 | 3M Thermograph Scan PPT Lighting Panel | Lighting Panel 380 Vac | B | 0190E009 | 2012-05-26 | 2011-12-15 | PHFUTALARA
| 45801 | 0190-ENG-PPT-AUF-POWPNL01 | PM03 | 302 | 3M Thermograph Scan PPT Aux 440V Panel | Power Panel 440 Vac | C | 0190E009 | 2012-05-26 | 2011-12-15 | PHFUTALARA
| 55240 | 0190-ENG-PPT-AUF-PRSTNK01-PG114 | PM03 | 301 | 104W Cal PPT RO H2O Tank 5D1_PG-114 | Ro Pressure Tank System-PG114 | C | 0190E017 | 2021-06-03 | 2014-09-02 | PHILAGANAN
| 45801 | 0190-ENG-PPT-AUF-SEPRTR01 | PM03 | 302 | 3M Thermography Scan LOPX 1 Panel | Lopx 1 Separation System (WHPX) | C | 0190E011 | 2012-05-26 | 2009-11-14 | PHFUTALARA
| 34196 | 0190-ENG-PPT-AUF-SEPRTR01 | PM03 | 302 | 1W PLND PDMS & VIBRATION ANALYSIS LOPX1 | Lopx 1 Separation System (WHPX) | C | 0190E009 | 2011-03-02 | 2010-12-22 | PHFUTALARA
| 55240 | 0190-ENG-PPT-AUF-SEPRTR01 | PM03 | 301 | 104W Cal PPT LOPX1 5D1_PG-088 | Lopx 1 Separation System (WHPX) | C | 0190E009 | 2021-06-03 | 2014-09-02 | PHILAGANAN
| 45801 | 0190-ENG-PPT-AUF-SEPRTR02 | PM03 | 302 | 3M Thermography Scan LOPX 2 Panel | Lopx 2 Separation System | C | 0190E011 | 2012-05-26 | 2009-11-14 | PHFUTALARA
| 34196 | 0190-ENG-PPT-AUF-SEPRTR02 | PM03 | 302 | 1W PLND PDMS & VIBRATION ANALYSIS LOPX2 | Lopx 2 Separation System | C | 0190E009 | 2011-03-02 | 2010-12-22 | PHFUTALARA
| 55240 | 0190-ENG-PPT-AUF-SEPRTR02 | PM03 | 301 | 104W Cal PPT LOPX2 5D1_PG-092 | Lopx 2 Separation System | C | 0190E009 | 2021-06-03 | 2014-09-02 | PHILAGANAN
| 55240 | 0190-ENG-PPT-AUF-SEPRTR02 | PM03 | 301 | 104W Cal PPT LOPX2 5D1_PG-093 | Lopx 2 Separation System | C | 0190E009 | 2021-06-03 | 2014-09-02 | PHILAGANAN
| 45801 | 0190-ENG-PPT-AUF-SEPRTR04 | PM03 | 302 | 3M Thermography Scan SU 300 Panel | Su 300 Separation System | B | 0190E011 | 2012-05-23 | 2009-11-14 | PHFUTALARA
| 55240 | 0190-ENG-PPT-AUF-STMHTR01-PG0114 | PM03 | 301 | 52W Cal PPT Main Stm Lne 5D2-PG-01.14 | Steam Heater Supply PG-01.14 | C | 0190E017 | 2021-06-03 | 2014-12-03 | PHILAGANAN
| 64204 | 0190-ENG-PPT-CMN-FCLTY | PM03 | 307 | 1W Inspection PPT CDM Checklist DSA | Power Plant Facilities | C | 0190E009 | 2012-06-11 | 2012-04-18 | PHFUTALARA
| 64204 | 0190-ENG-PPT-CMN-FCLTY | PM03 | 307 | 1W Inspection PPT CDM Checklist GAC | Power Plant Facilities | C | 0190E009 | 2012-06-11 | 2012-04-18 | PHFUTALARA
| 64204 | 0190-ENG-PPT-CMN-FCLTY | PM03 | 307 | 1W Inspection PPT CDM Checklist FSB | Power Plant Facilities | C | 0190E009 | 2012-06-11 | 2012-04-18 | PHFUTALARA
| 64204 | 0190-ENG-PPT-CMN-FCLTY | PM03 | 307 | 1W Inspection PPT CDM Checklist AQR | Power Plant Facilities | C | 0190E009 | 2012-06-11 | 2012-04-18 | PHFUTALARA
| 64204 | 0190-ENG-PPT-CMN-FCLTY | PM03 | 307 | 1W Inspection PPT CDM Checklist EPS | Power Plant Facilities | C | 0190E009 | 2012-06-11 | 2012-04-18 | PHFUTALARA
| 64204 | 0190-ENG-PPT-CMN-FCLTY | PM03 | 302 | 1W Inspection PPT CDM Checklist FBL | Power Plant Facilities | C | 0190E009 | 2012-06-11 | 2012-04-18 | PHFUTALARA
| 64204 | 0190-ENG-PPT-CMN-FCLTY | PM03 | 307 | 1W Inspection PPT CDM Checklist MCC | Power Plant Facilities | C | 0190E009 | 2012-06-11 | 2012-04-18 | PHFUTALARA
| 64204 | 0190-ENG-PPT-CMN-FCLTY | PM03 | 307 | 1W Inspection PPT CDM Checklist GOU | Power Plant Facilities | C | 0190E009 | 2012-06-11 | 2012-04-18 | PHFUTALARA
| 64204 | 0190-ENG-PPT-CMN-FCLTY | PM03 | 307 | 1W Inspection PPT CDM Checklist JGD | Power Plant Facilities | C | 0190E009 | 2012-06-11 | 2012-04-18 | PHFUTALARA
| 55240 | 0190-ENG-PPT-CMN-FCLTY | PM03 | 301 | 104W Cal PPT Q01/1 5D1_PG-109 | Power Plant Facilities | C | 0190E009 | 2021-06-03 | 2014-09-02 | PHILAGANAN
| 61179 | 0190-ENG-PPT-CMN-FCLTY | PM03 | 301 | 52W Cal PPT_Charge Air Filter 5D2_PS-171 | Power Plant Facilities | C | 0190E009 | 2021-06-03 | 2014-09-03 | PHILAGANAN
| 33834 | 0190-ENG-PPT-CTR-FAN02 | PM03 | 303 | 4M FAN02 PLANNED SERVICE LUBRICATION | Cooling Tower Fan No. 2 | C | 0190E009 | 2010-11-01 | 2008-07-22 | PHFUTALARA
| 34196 | 0190-ENG-PPT-CTR-FAN02 | PM03 | 302 | 1M PLANNED PDMS VIBRATION ANALYSIS FAN02 | Cooling Tower Fan No. 2 | C | 0190E009 | 2010-10-25 | 2008-08-31 | PHFUTALARA
| 45637 | 0190-ENG-PPT-CTR-FAN02 | PM03 | 305 | 4000RH PLANNED SERVICE | Cooling Tower Fan No. 2 | C | 0190E009 | 2010-11-01 | 2009-10-20 | PHFUTALARA
| 45639 | 0190-ENG-PPT-CTR-FAN02 | PM03 | 305 | 8000RH PPTCTR FAN02 SERVICE MAINTENANCE | Cooling Tower Fan No. 2 | C | 0190E009 | 2010-11-01 | 2009-10-21 | PHFUTALARA
| 33834 | 0190-ENG-PPT-CTR-FAN03 | PM03 | 303 | 4M FAN03 PLANNED SERVICE LUBRICATION | Cooling Tower Fan No. 3 | C | 0190E009 | 2010-11-01 | 2008-07-22 | PHFUTALARA
| 34196 | 0190-ENG-PPT-CTR-FAN03 | PM03 | 302 | 1M PLANNED PDMS VIBRATION ANALYSIS FAN03 | Cooling Tower Fan No. 3 | C | 0190E009 | 2010-10-25 | 2008-08-31 | PHFUTALARA
| 45639 | 0190-ENG-PPT-CTR-FAN03 | PM03 | 305 | 8000RH PPTCTR FAN03 SERVICE MAINTENANCE | Cooling Tower Fan No. 3 | C | 0190E009 | 2010-11-01 | 2009-10-21 | PHFUTALARA
| 45637 | 0190-ENG-PPT-CTR-FAN03 | PM03 | 305 | 4000RH PPTCTR FAN03 SERVICE MAINTENANCE | Cooling Tower Fan No. 3 | C | 0190E009 | 2010-11-01 | 2009-10-21 | PHFUTALARA
| 33834 | 0190-ENG-PPT-CTR-FAN04 | PM03 | 303 | 4M FAN04 PLANNED SERVICE LUBRICATION | Cooling Tower Fan No. 4 | C | 0190E009 | 2010-11-01 | 2008-07-22 | PHFUTALARA
| 34196 | 0190-ENG-PPT-CTR-FAN04 | PM03 | 302 | 1M PLANNED PDMS VIBRATION ANALYSIS FAN04 | Cooling Tower Fan No. 4 | C | 0190E009 | 2010-10-25 | 2008-08-31 | PHFUTALARA
| 45639 | 0190-ENG-PPT-CTR-FAN04 | PM03 | 305 | 8000RH PPTCTR FAN04 SERVICE MAINTENANCE | Cooling Tower Fan No. 4 | C | 0190E009 | 2010-11-01 | 2009-10-21 | PHFUTALARA
| 45637 | 0190-ENG-PPT-CTR-FAN04 | PM03 | 305 | 4000RH PPTCTR FAN04 SERVICE MIANTENANCE | Cooling Tower Fan No. 4 | C | 0190E009 | 2010-11-01 | 2009-10-21 | PHFUTALARA
| 33834 | 0190-ENG-PPT-CTR-FAN05 | PM03 | 303 | 4M FAN05 PLANNED SERVICE LUBRICATION | Cooling Tower Fan No. 5 | C | 0190E009 | 2010-11-01 | 2008-07-22 | PHFUTALARA
| 34196 | 0190-ENG-PPT-CTR-FAN05 | PM03 | 302 | 1M PLANNED PDMS VIBRATION ANALYSIS FAN05 | Cooling Tower Fan No. 5 | C | 0190E009 | 2010-10-25 | 2008-08-31 | PHFUTALARA
| 45639 | 0190-ENG-PPT-CTR-FAN05 | PM03 | 305 | 8000RH PPTCTR FAN05 SERVICE MAINTENANCE | Cooling Tower Fan No. 5 | C | 0190E009 | 2010-11-01 | 2009-10-21 | PHFUTALARA
| 45637 | 0190-ENG-PPT-CTR-FAN05 | PM03 | 305 | 4000RH PPTCTR FAN05 SERVICE MAINTENANCE | Cooling Tower Fan No. 5 | C | 0190E009 | 2010-11-01 | 2009-10-21 | PHFUTALARA
| 33834 | 0190-ENG-PPT-CTR-FAN06 | PM03 | 303 | 4M FAN06 PLANNED SERVICE LUBRICATION | Cooling Tower Fan No. 6 | C | 0190E009 | 2010-11-01 | 2008-07-22 | PHFUTALARA
| 34196 | 0190-ENG-PPT-CTR-FAN06 | PM03 | 302 | 1M PLANNED PDMS VIBRATION ANALYSIS FAN06 | Cooling Tower Fan No. 6 | C | 0190E009 | 2010-10-25 | 2008-08-31 | PHFUTALARA
| 45637 | 0190-ENG-PPT-CTR-FAN06 | PM03 | 305 | 4000RH PPTCTR FAN06 SERVICE MAINTENANCE | Cooling Tower Fan No. 6 | C | 0190E009 | 2010-11-01 | 2009-10-21 | PHFUTALARA
| 45639 | 0190-ENG-PPT-CTR-FAN06 | PM03 | 305 | 8000RH PPTCTR FAN06 SERVICE MAINTENANCE | Cooling Tower Fan No. 6 | C | 0190E009 | 2010-11-01 | 2009-10-21 | PHFUTALARA
| 33834 | 0190-ENG-PPT-CTR-FAN07 | PM03 | 303 | 4M FAN07 PLANNED SERVICE LUBRICATION | Cooling Tower Fan No. 7 | C | 0190E009 | 2010-11-01 | 2008-07-22 | PHFUTALARA
| 34196 | 0190-ENG-PPT-CTR-FAN07 | PM03 | 302 | 1M PLANNED PDMS VIBRATION ANALYSIS FAN07 | Cooling Tower Fan No. 7 | C | 0190E009 | 2010-10-25 | 2008-08-31 | PHFUTALARA
| 45637 | 0190-ENG-PPT-CTR-FAN07 | PM03 | 305 | 4000RH PPTCTR FAN07 SERVICE MAINTENANCE | Cooling Tower Fan No. 7 | C | 0190E009 | 2010-11-01 | 2009-10-21 | PHFUTALARA
| 45639 | 0190-ENG-PPT-CTR-FAN07 | PM03 | 305 | 8000RH PPTCTR FAN07 SERVICE MAINTENANCE | Cooling Tower Fan No. 7 | C | 0190E009 | 2010-11-01 | 2009-10-21 | PHFUTALARA
| 55241 | 0190-ENG-PPT-CTR-FCLTY | PM03 | 301 | 52W Cal Cooling H2O Header 5D6_TG-329 | Power Plant Cooling Tower Facilities | C | 0190E009 | 2021-06-03 | 2014-09-09 | PHILAGANAN
| 55240 | 0190-ENG-PPT-CTR-FCLTY | PM03 | 301 | 52W Cal PPT_Nalco Cheml Dsing 5D2_PG-176 | Power Plant Cooling Tower Facilities | C | 0190E009 | 2021-06-03 | 2014-09-10 | PHILAGANAN
| 51986 | 0190-ENG-PPT-CTR-FCLTY | PM03 | 301 | 1Y Cal CT Blowdown 5E6_FIQ-025 | Power Plant Cooling Tower Facilities | C | 0190E009 | 2021-06-03 | 2014-09-11 | PHILAGANAN
| 51986 | 0190-ENG-PPT-CTR-FCLTY | PM03 | 301 | 52W Cal PPT Cooling Tower 5E6_FIQ-027 | Power Plant Cooling Tower Facilities | C | 0190E009 | 2021-06-03 | 2014-09-11 | PHILAGANAN
| 33392 | 0190-ENG-PPT-CTR-MCCPNL01 | PM03 | 302 | 2W CTWR02 EI PLANNED SERVICE MAINTENANCE | Power Plant Cooling Tower MCC Panel | A | 0190E009 | 2009-10-18 | 2008-07-01 | PHSERINAEM
| 33527 | 0190-ENG-PPT-CTR-MCCPNL01 | PM03 | 305 | 3M SERVICE PPT COOLINGTWR ELCTRCLRM | Power Plant Cooling Tower MCC Panel | A | 0190E011 | 2011-05-02 | 2008-07-13 | PHFUTALARA
| 45705 | 0190-ENG-PPT-CTR-MCCPNL01 | PM03 | 305 | 1M CLEANING PPT CTR MCC ROOM | Power Plant Cooling Tower MCC Panel | A | 0190E011 | 2011-08-04 | 2009-10-22 | PHFUTALARA
| 45801 | 0190-ENG-PPT-CTR-MCCPNL01 | PM03 | 302 | 3M Thermal Scan PPT CTWR MCC Panels | Power Plant Cooling Tower MCC Panel | A | 0190E009 | 2012-05-26 | 2009-11-13 | PHFUTALARA
| 45801 | 0190-ENG-PPT-CTR-MCCPNL01 | PM03 | 302 | 4M PLANNED IR SCANNING-CTWR MCC PANEL | Power Plant Cooling Tower MCC Panel | A | 0190E011 | 2010-04-20 | 2009-11-14 | PHSERINAEM
| 45670 | 0190-ENG-PPT-CTR-PUMP01 | PM03 | 305 | 8000RH PPTCTWR PUMP01 PLANNED SERVICE | Cooling Tower Pump No.1 Thermax | C | 0190E009 | 2011-12-08 | 2009-10-21 | PHFUTALARA
| 55240 | 0190-ENG-PPT-CTR-PUMP01 | PM03 | 301 | 52W Cal CTR Pump 5E1_PG-031 | Cooling Tower Pump No.1 Thermax | C | 0190E009 | 2021-06-03 | 2014-09-02 | PHILAGANAN
| 33834 | 0190-ENG-PPT-CTR-PUMP02 | PM03 | 303 | 4M PLANNED LUBRICATION PPTCTR PUMP02 | Cooling Tower Pump No.2 Thermax | C | 0190E009 | 2011-04-30 | 2008-07-22 | PHFUTALARA
| 33892 | 0190-ENG-PPT-CTR-PUMP02 | PM03 | 305 | 2Y PLANNED SERVICE PPT CTWR PUMP02 | Cooling Tower Pump No.2 Thermax | C | 0190E009 | 2012-01-17 | 2008-07-24 | PHFUTALARA
| 34196 | 0190-ENG-PPT-CTR-PUMP02 | PM03 | 302 | 4M PUMP02 PLANNED CONDITION MONITORING | Cooling Tower Pump No.2 Thermax | C | 0190E009 | 2010-10-21 | 2008-08-31 | PHFUTALARA
| 45667 | 0190-ENG-PPT-CTR-PUMP02 | PM03 | 305 | 4000RH PPTCTWR PUMP02 PLANNED SERVICE | Cooling Tower Pump No.2 Thermax | C | 0190E009 | 2010-11-01 | 2009-10-21 | PHFUTALARA
| 45670 | 0190-ENG-PPT-CTR-PUMP02 | PM03 | 305 | 8000RH PPTCTWR PUMP02 PLANNED SERVICE | Cooling Tower Pump No.2 Thermax | C | 0190E009 | 2011-12-08 | 2009-10-21 | PHFUTALARA
| 33834 | 0190-ENG-PPT-CTR-PUMP03 | PM03 | 303 | 4M PLANNED LUBRICATION PPTCTR PUMP03 | Cooling Tower Pump No.3 Broad | C | 0190E009 | 2011-04-30 | 2008-07-22 | PHFUTALARA
| 33892 | 0190-ENG-PPT-CTR-PUMP03 | PM03 | 305 | 2Y PLANNED SERVICE PPT CTWR PUMP03 | Cooling Tower Pump No.3 Broad | C | 0190E009 | 2012-01-17 | 2008-07-24 | PHFUTALARA
| 34196 | 0190-ENG-PPT-CTR-PUMP03 | PM03 | 302 | 4M PUMP03 PLANNED CONDITION MONITORING | Cooling Tower Pump No.3 Broad | C | 0190E009 | 2010-10-21 | 2008-08-31 | PHFUTALARA
| 45667 | 0190-ENG-PPT-CTR-PUMP03 | PM03 | 305 | 4000RH PPTCTWR PUMP03 PLANNED SERVICE | Cooling Tower Pump No.3 Broad | C | 0190E009 | 2010-11-01 | 2009-10-21 | PHFUTALARA
| 45670 | 0190-ENG-PPT-CTR-PUMP03 | PM03 | 305 | 8000RH PPTCTWR PUMP03 PLANNED SERVICE | Cooling Tower Pump No.3 Broad | C | 0190E009 | 2011-12-08 | 2009-10-21 | PHFUTALARA
| 33834 | 0190-ENG-PPT-CTR-PUMP04 | PM03 | 303 | 4M PUMP05 PLANNED SERVICE LUBRICATION | Cooling Tower Pump No.4 Broad | C | 0190E009 | 2010-10-30 | 2008-07-22 | PHFUTALARA
| 33834 | 0190-ENG-PPT-CTR-PUMP04 | PM03 | 303 | 4M PLANNED LUBRICATION PPTCTR PUMP04 | Cooling Tower Pump No.4 Broad | C | 0190E009 | 2011-04-30 | 2008-07-22 | PHFUTALARA
| 34196 | 0190-ENG-PPT-CTR-PUMP04 | PM03 | 302 | 4M PUMP04 PLANNED CONDITION MONITORING | Cooling Tower Pump No.4 Broad | C | 0190E009 | 2010-10-21 | 2008-08-31 | PHFUTALARA
| 45667 | 0190-ENG-PPT-CTR-PUMP04 | PM03 | 305 | 4000RH PPTCTWR PUMP04 PLANNED SERVICE | Cooling Tower Pump No.4 Broad | C | 0190E009 | 2010-11-01 | 2009-10-21 | PHFUTALARA
| 33834 | 0190-ENG-PPT-CTR-PUMP05 | PM03 | 303 | 4M PLANNED LUBRICATION PPTCTR PUMP05 | Cooling Tower Pump No.5 Air Compressor | A | 0190E009 | 2011-04-30 | 2008-07-22 | PHFUTALARA
| 33892 | 0190-ENG-PPT-CTR-PUMP05 | PM03 | 305 | 2Y PLANNED SERVICE PPT CTWR PUMP05 | Cooling Tower Pump No.5 Air Compressor | A | 0190E009 | 2012-01-17 | 2008-07-24 | PHFUTALARA
| 34196 | 0190-ENG-PPT-CTR-PUMP05 | PM03 | 302 | 4M PUMP05 PLANNED CONDITION MONITORING | Cooling Tower Pump No.5 Air Compressor | A | 0190E009 | 2010-10-21 | 2008-08-31 | PHFUTALARA
| 45667 | 0190-ENG-PPT-CTR-PUMP05 | PM03 | 305 | 4000RH PPTCTWR PUMP05 PLANNED SERVICE | Cooling Tower Pump No.5 Air Compressor | A | 0190E009 | 2010-11-01 | 2009-10-21 | PHFUTALARA
| 45670 | 0190-ENG-PPT-CTR-PUMP05 | PM03 | 305 | 8000RH PPTCTWR PUMP05 PLANNED SERVICE | Cooling Tower Pump No.5 Air Compressor | A | 0190E009 | 2011-12-08 | 2009-10-21 | PHFUTALARA
| 33834 | 0190-ENG-PPT-CTR-PUMP06 | PM03 | 303 | 4M PLANNED LUBRICATION PPTCTR PUMP06 | Cooling Tower Pump No.6 Air Compressor | A | 0190E009 | 2011-04-30 | 2008-07-22 | PHFUTALARA
| 33892 | 0190-ENG-PPT-CTR-PUMP06 | PM03 | 305 | 2Y PLANNED SERVICE PPT CTWR PUMP06 | Cooling Tower Pump No.6 Air Compressor | A | 0190E009 | 2012-01-17 | 2008-07-24 | PHFUTALARA
| 34196 | 0190-ENG-PPT-CTR-PUMP06 | PM03 | 302 | 4M PUMP06 PLANNED CONDITION MONITORING | Cooling Tower Pump No.6 Air Compressor | A | 0190E009 | 2010-10-21 | 2008-08-31 | PHFUTALARA
| 45667 | 0190-ENG-PPT-CTR-PUMP06 | PM03 | 305 | 4000RH PPTCTWR PUMP06 PLANNED SERVICE | Cooling Tower Pump No.6 Air Compressor | A | 0190E009 | 2010-11-01 | 2009-10-21 | PHFUTALARA
| 45670 | 0190-ENG-PPT-CTR-PUMP06 | PM03 | 305 | 8000RH PPTCTWR PUMP06 PLANNED SERVICE | Cooling Tower Pump No.6 Air Compressor | A | 0190E009 | 2011-12-08 | 2009-10-21 | PHFUTALARA
| 33834 | 0190-ENG-PPT-CTR-PUMP09 | PM03 | 303 | 4M PLANNED LUBRICATION PPTCTR PUMP09 | Cooling Tower Pump No.9 CAT | C | 0190E009 | 2011-04-30 | 2008-07-22 | PHFUTALARA
| 34196 | 0190-ENG-PPT-CTR-PUMP09 | PM03 | 302 | 4M PUMP09 PLANNED CONDITION MONITORING | Cooling Tower Pump No.9 CAT | C | 0190E009 | 2010-10-21 | 2008-08-31 | PHFUTALARA
| 45667 | 0190-ENG-PPT-CTR-PUMP09 | PM03 | 305 | 4000RH PPTCTWR PUMP09 PLANNED SERVICE | Cooling Tower Pump No.9 CAT | C | 0190E009 | 2010-11-01 | 2009-10-21 | PHFUTALARA
| 45670 | 0190-ENG-PPT-CTR-PUMP09 | PM03 | 305 | 8000RH PPTCTWR PUMP09 PLANNED SERVICE | Cooling Tower Pump No.9 CAT | C | 0190E009 | 2011-12-08 | 2009-10-21 | PHFUTALARA
| 33834 | 0190-ENG-PPT-CTR-PUMP10 | PM03 | 303 | 4M PLANNED LUBRICATION PPTCTR PUMP10 | Cooling Tower Pump No.10 CAT | C | 0190E009 | 2011-04-30 | 2008-07-22 | PHFUTALARA
| 33892 | 0190-ENG-PPT-CTR-PUMP10 | PM03 | 305 | 2Y PLANNED SERVICE PPT CTWR PUMP10 | Cooling Tower Pump No.10 CAT | C | 0190E009 | 2012-01-17 | 2008-07-24 | PHFUTALARA
| 34196 | 0190-ENG-PPT-CTR-PUMP10 | PM03 | 302 | 4M PUMP10 PLANNED CONDITION MONITORING | Cooling Tower Pump No.10 CAT | C | 0190E009 | 2010-10-21 | 2008-08-31 | PHFUTALARA
| 45667 | 0190-ENG-PPT-CTR-PUMP10 | PM03 | 305 | 4000RH PPTCTWR PUMP10 PLANNED SERVICE | Cooling Tower Pump No.10 CAT | C | 0190E009 | 2010-11-01 | 2009-10-21 | PHFUTALARA
| 45670 | 0190-ENG-PPT-CTR-PUMP10 | PM03 | 305 | 8000RH PPTCTWR PUMP10 PLANNED SERVICE | Cooling Tower Pump No.10 CAT | C | 0190E009 | 2011-12-08 | 2009-10-21 | PHFUTALARA
| 51801 | 0190-ENG-PPT-FHF-FCLTY | PM03 | 307 | 2Y PLND RDIOGRPHY/SONAR TST FHFTANK WALL | Fuel Handling Facility | C | 0190E009 | 2011-05-13 | 2010-09-23 | PHFUTALARA
| 52264 | 0190-ENG-PPT-FHF-FCLTY | PM03 | 301 | 52W Cal PPT Fuel Sep 5D1_PRV-344 | Fuel Handling Facility | C | 0190E009 | 2021-06-03 | 2014-09-11 | PHILAGANAN
| 45804 | 0190-ENG-PPT-FHF-FULPMP01 | PM03 | 305 | 1Y MAHLSFOPUMP SERVICE MAINTENAN | Milk Air Heater LSFO Transfer Pump | C | 0190E009 | 2010-12-06 | 2009-10-29 | PHFUTALARA
| 34196 | 0190-ENG-PPT-FHF-FULPMP02 | PM03 | 302 | 4M FHPUMP02 PLANNED CONDITION MONITORING | Coffee and Milk Spare LSFO Transfer Pump | C | 0190E009 | 2010-10-21 | 2008-08-31 | PHFUTALARA
| 45804 | 0190-ENG-PPT-FHF-FULPMP02 | PM03 | 305 | 1Y PLANNED SERVICE MAH/KAH SPR LSFO PUMP | Coffee and Milk Spare LSFO Transfer Pump | C | 0190E009 | 2012-05-04 | 2009-10-29 | PHFUTALARA
| 34196 | 0190-ENG-PPT-FHF-FULPMP03 | PM03 | 302 | 4M FHPUMP03 PLANNED CONDITION MONITORING | Coffee Air Heater LSFO Transfer Pump | C | 0190E009 | 2010-10-21 | 2008-08-31 | PHFUTALARA
| 45804 | 0190-ENG-PPT-FHF-FULPMP03 | PM03 | 305 | 1Y PLND SERVICE CAH LSFO TRANSFER PUMP | Coffee Air Heater LSFO Transfer Pump | C | 0190E009 | 2012-05-04 | 2009-10-29 | PHFUTALARA
| 34196 | 0190-ENG-PPT-FHF-FULPMP04 | PM03 | 302 | 4M FHPUMP04 PLANNED CONDITION MONITORING | Spare JT and AFBB LSFO Transfer Pump | C | 0190E009 | 2010-10-21 | 2008-08-31 | PHFUTALARA
| 34196 | 0190-ENG-PPT-FHF-FULPMP05 | PM03 | 302 | 4M FHPUMP05 PLANNED CONDITION MONITORING | JTBoiler LSFO Transfer Pump | C | 0190E009 | 2010-10-21 | 2008-08-31 | PHFUTALARA
| 45804 | 0190-ENG-PPT-FHF-FULPMP05 | PM03 | 305 | 1Y PLND SERVICE JTB LSFO TRANSFER PUMP | JTBoiler LSFO Transfer Pump | C | 0190E009 | 2012-05-04 | 2009-10-29 | PHFUTALARA
| 34196 | 0190-ENG-PPT-FHF-FULPMP06 | PM03 | 302 | 4M FHPUMP06 PLANNED CONDITION MONITORING | Wartsila Generator LSFO Transfer Pump | C | 0190E009 | 2010-10-21 | 2008-08-31 | PHFUTALARA
| 34196 | 0190-ENG-PPT-FHF-FULPMP07 | PM03 | 302 | 4M FHPUMP07 PLANNED CONDITION MONITORING | Wartsila/Cat LSFO Transfer Pump Spare | C | 0190E009 | 2010-10-21 | 2008-08-31 | PHFUTALARA
| 45804 | 0190-ENG-PPT-FHF-FULPMP07 | PM03 | 305 | 1Y WARTSILALSFOPUMP02 SERVICE MAINTENANC | Wartsila/Cat LSFO Transfer Pump Spare | C | 0190E009 | 2012-01-18 | 2009-10-29 | PHFUTALARA
| 33834 | 0190-ENG-PPT-FHF-FULPMP08 | PM03 | 303 | 4M PLANNED LUBRICATION PPTFHF PUMP08 | Cat 3&4 Diesel Supply | C | 0190E009 | 2010-12-06 | 2010-11-04 | PHFUTALARA
| 61179 | 0190-ENG-PPT-FHF-FULPMP08 | PM03 | 301 | 52W Cal LSFO Sup Flow Pmp 11 5D3_PS-214 | Cat 3&4 Diesel Supply | C | 0190E009 | 2021-06-03 | 2014-09-03 | PHILAGANAN
| 34196 | 0190-ENG-PPT-FHF-FULPMP10 | PM03 | 302 | 4M FHPUMP10 PLANNED CONDITION MONITORING | CAT and roasting Diesel Pump | C | 0190E009 | 2010-10-21 | 2008-08-31 | PHFUTALARA
| 45804 | 0190-ENG-PPT-FHF-FULPMP10 | PM03 | 305 | 1Y PLND SERVICE CAT&ROASTING DSL PUMP | CAT and roasting Diesel Pump | C | 0190E009 | 2012-01-18 | 2009-10-29 | PHFUTALARA
| 34196 | 0190-ENG-PPT-FHF-FULPMP11 | PM03 | 302 | 4M FHPUMP11 PLANNED CONDITION MONITORING | Diesel Receiveing Pump | C | 0190E009 | 2010-10-21 | 2008-08-31 | PHFUTALARA
| 45804 | 0190-ENG-PPT-FHF-FULPMP11 | PM03 | 305 | 1Y CATGENROASTNGLSFO01 SERVICE MAINTENAN | Diesel Receiveing Pump | C | 0190E009 | 2012-01-18 | 2009-10-29 | PHFUTALARA
| 34196 | 0190-ENG-PPT-FHF-FULPMP13 | PM03 | 302 | 4M FHPUMP13 PLANNED CONDITION MONITORING | Wartsila Diesel Fuel Supply Pump | C | 0190E009 | 2010-10-21 | 2008-08-31 | PHFUTALARA
| 45804 | 0190-ENG-PPT-FHF-FULPMP13 | PM03 | 305 | 1Y WARTSILADESIEL SERVICE MAINTENANCE | Wartsila Diesel Fuel Supply Pump | C | 0190E009 | 2012-01-18 | 2009-10-29 | PHFUTALARA
| 34196 | 0190-ENG-PPT-FHF-FULPMP14 | PM03 | 302 | 4M FHPUMP14 PLANNED CONDITION MONITORING | AFBB LSFO Main Supply Pump | C | 0190E009 | 2010-10-21 | 2008-08-31 | PHFUTALARA
| 45804 | 0190-ENG-PPT-FHF-FULPMP14 | PM03 | 305 | 1Y AFBBLSFOPUMP SERVICE MAINTENANCE | AFBB LSFO Main Supply Pump | C | 0190E009 | 2012-01-18 | 2009-10-29 | PHFUTALARA
| 33392 | 0190-ENG-PPT-FHF-MCC01 | PM03 | 304 | 1W FUELHNDLG STATUTORY INSPECTION | Motor Control Center 01 | B | 0190E009 | 2021-06-03 | 2008-06-24 | PHILAGANAN
| 33395 | 0190-ENG-PPT-FHF-MCC01 | PM03 | 302 | 1M FUELHNDLG CONDITION MONITORING | Motor Control Center 01 | B | 0190E009 | 2009-10-17 | 2008-06-24 | PHSERINAEM
| 33383 | 0190-ENG-PPT-FHF-MCC01 | PM03 | 302 | 4M FUELHNDLG PANEL THERMAL SCANNING | Motor Control Center 01 | B | 0190E009 | 2009-10-17 | 2008-06-24 | PHSERINAEM
| 33394 | 0190-ENG-PPT-FHF-MCC01 | PM03 | 305 | 1Y FUELHNLDG PANEL PLANNED MAINTENANCE | Motor Control Center 01 | B | 0190E009 | 2009-10-17 | 2008-06-24 | PHSERINAEM
| 45801 | 0190-ENG-PPT-FHF-MCC01 | PM03 | 302 | 3M Thermography Scan FHF MCC Panel | Motor Control Center 01 | B | 0190E011 | 2012-05-26 | 2009-11-14 | PHFUTALARA
| 33527 | 0190-ENG-PPT-FHF-MCC01 | PM03 | 305 | 3M SERVICE FHF ELECTRICAL PANELS | Motor Control Center 01 | B | 0190E011 | 2011-05-02 | 2010-11-27 | PHFUTALARA
| 45705 | 0190-ENG-PPT-FHF-MCC01 | PM03 | 305 | 1M CLEANING FHF MCC ROOM | Motor Control Center 01 | B | 0190E011 | 2011-06-06 | 2010-11-27 | PHFUTALARA
| 51801 | 0190-ENG-PPT-FSF | PM03 | 307 | 2Y PLND RDIOGRPHY/SONAR TST FSFSTN WALL | Fuel Station Facilities | X | 0190E009 | 2011-05-13 | 2010-09-23 | PHFUTALARA
| 55240 | 0190-ENG-PPT-FSF-FULTNK01-PG197 | PM03 | 301 | 104W Cal FH_Chvron Tank Inlet 5D3_PG-197 | Tank No 1 HFO Fuel- Chevron PG197 | C | 0190E017 | 2021-06-03 | 2014-09-10 | PHILAGANAN
| 51722 | 0190-ENG-PPT-FSF-FULTNK02 | PM03 | 307 | 2Y PLND INSPCTN DSL TNK CRACK/LEAK TEST | Tank No 2 HFO Fuel-Nestle | A | 0190E009 | 2011-05-14 | 2010-09-16 | PHFUTALARA
| 51722 | 0190-ENG-PPT-FSF-HFOTNK02 | PM03 | 302 | 2Y PLND INSP. FUEL CLFR TNK LEAK TEST | Tank No 3 Purified HFO | B | 0190E009 | 2011-05-14 | 2010-09-16 | PHFUTALARA
| 52264 | 0190-ENG-PPT-FSF-OILSEP01-PRV040 | PM03 | 301 | 52W Cal PPT Fuel Oil Sep 5D1_PRV-040 | Oil Separator 1-PRV-040 | B | 0190E017 | 2021-06-03 | 2014-09-02 | PHILAGANAN
| 55240 | 0190-ENG-PPT-FSF-OILSEP02-PG041 | PM03 | 301 | 104W Cal PPT Fuel Oil Sep2 5D1_PG-041 | Oil Separator 2-PG041 | C | 0190E017 | 2021-06-03 | 2014-09-02 | PHILAGANAN
| 51722 | 0190-ENG-PPT-FSF-OILTNK01 | PM03 | 302 | 2Y PLND INSP. OIL TANK CRACK/LEAK TEST | Argina Oil Tank | C | 0190E009 | 2011-05-14 | 2010-09-16 | PHFUTALARA
| 51722 | 0190-ENG-PPT-FSF-OILTNK02 | PM03 | 302 | 2Y PLND INSP. USEOIL TNK CRACK/LEAK TEST | Used Oil Tank | B | 0190E009 | 2011-05-14 | 2010-09-16 | PHFUTALARA
| 51722 | 0190-ENG-PPT-FSF-SLUTNK01 | PM03 | 302 | 2Y PLND INSP SLUDGE TANK CRACK/LEAK TEST | Sludge Tank | B | 0190E009 | 2011-05-14 | 2010-09-16 | PHFUTALARA
| 55240 | 0190-ENG-PPT-FSF-SLUTNK01-PG123 | PM03 | 301 | 104W Cal PPT Sludge Tank 5D1_PG-123 | Sludge Tank-PG123 | C | 0190E017 | 2021-06-03 | 2014-09-02 | PHILAGANAN
| 51722 | 0190-ENG-PPT-FSF-TNKFRM01 | PM03 | 302 | 2Y PLND INSP. LSFO BFR1 CRACK/LEAK TEST | Tank Farm 1 | C | 0190E009 | 2011-05-14 | 2010-09-16 | PHFUTALARA
| 51722 | 0190-ENG-PPT-FSF-TNKFRM02 | PM03 | 302 | 2Y PLND INSP. LSFO BFR2 CRACK/LEAK TEST | Tank Farm 2 | C | 0190E009 | 2011-05-14 | 2010-09-16 | PHFUTALARA
| 45801 | 0190-ENG-PPT-GN1-AIRBRK01 | PM03 | 302 | 3M Thermography Scan G1 Air Circuit Brkr | GenSet 01 Air Circuit Breaker 1 | B | 0190E009 | 2012-05-26 | 2009-11-14 | PHFUTALARA
| 45801 | 0190-ENG-PPT-GN1-CTRPNL01 | PM03 | 302 | 3M Thermography Scan G1 Control Panel | G1 Control Panel | B | 0190E011 | 2012-05-26 | 2009-11-14 | PHFUTALARA
| 45801 | 0190-ENG-PPT-GN2-AIRBRK01 | PM03 | 302 | 3M Thermography Scan G2 Air Circuit Brkr | Air Circuit Breaker 1 | B | 0190E011 | 2012-05-26 | 2009-11-14 | PHFUTALARA
| 45801 | 0190-ENG-PPT-GN2-CTRPNL01 | PM03 | 302 | 3M Thermography Scan G2 Control Panel | G2 Control Panel | B | 0190E011 | 2012-05-26 | 2009-11-14 | PHFUTALARA
| 51986 | 0190-ENG-PPT-GN2-FULLIN01 | PM03 | 301 | 52W Cal CAT2 Fuel Ret 5D1-FIT-02.03/01 | Fuel And Oil Lines | C | 0190E009 | 2021-06-03 | 2014-09-02 | PHILAGANAN
| 51986 | 0190-ENG-PPT-GN2-FULLIN01 | PM03 | 301 | 52W Cal CAT2 Fuel Sup 5D1-FIT-02.03/02 | Fuel And Oil Lines | C | 0190E009 | 2021-06-03 | 2014-09-02 | PHILAGANAN
| 51209 | 0190-ENG-PPT-GN2-TURCHR01 | PM03 | 302 | 4W Vibration Analysis G2 Turbocharger | Turbo Charger Set | B | 0190E009 | 2015-02-18 | 2011-12-08 | PHILAGANAN
| 45801 | 0190-ENG-PPT-GN3-AIRBRK01 | PM03 | 302 | 3M Thermography Scan G3 Air Circuit Brkr | Air Circuit Breaker 1 | B | 0190E011 | 2012-05-26 | 2009-11-14 | PHFUTALARA
| 45801 | 0190-ENG-PPT-GN3-CTRPNL01 | PM03 | 302 | 3M Thermography Scan G3 Control Panel | G3 Control Panel | B | 0190E011 | 2012-05-26 | 2009-11-14 | PHFUTALARA
| 51986 | 0190-ENG-PPT-GN3-FULLIN01 | PM03 | 301 | 52W Cal CAT2 Fuel Sup 5D1-FIT-03.03/01 | Fuel And Oil Lines | C | 0190E009 | 2021-06-03 | 2014-09-02 | PHILAGANAN
| 51986 | 0190-ENG-PPT-GN3-FULLIN01 | PM03 | 301 | 52W Cal CAT3 Fuel Sup 5D1-FIT-02.03/02 | Fuel And Oil Lines | C | 0190E009 | 2021-06-03 | 2014-09-02 | PHILAGANAN
| 51209 | 0190-ENG-PPT-GN3-TURCHR01 | PM03 | 302 | 4W Vibration Analysis G3 Turbocharger | Turbo Charger Set | B | 0190E009 | 2015-02-18 | 2011-12-08 | PHILAGANAN
| 45801 | 0190-ENG-PPT-GN4-BREKER01 | PM03 | 302 | 3M Thermography Scan G4 Air Circuit Brkr | 4.16 Circuit Breaker | B | 0190E011 | 2012-05-26 | 2009-11-14 | PHFUTALARA
| 45801 | 0190-ENG-PPT-GN4-CTRPNL01 | PM03 | 302 | 3M Thermal Scan G4 Control Panel | G4 Control Panel | B | 0190E011 | 2012-05-26 | 2009-11-14 | PHFUTALARA
| 45801 | 0190-ENG-PPT-GN4-RESPNL01 | PM03 | 302 | 3M Thermal Scan G4 Resistor Panel | Resistor Panel | C | 0190E011 | 2012-05-26 | 2009-11-14 | PHFUTALARA
| 49544 | 0190-ENG-PPT-GN6-ENGINE01 | PM03 | 307 | 3M Inspection Detroit EmrgncyLghtng Xfmr | Emergency Generator No.6 Engine | B | 0190E009 | 2011-05-04 | 2011-03-27 | PHFUTALARA
| 49595 | 0190-ENG-PPT-GN6-ENGINE01 | PM03 | 307 | 3M Inspection Detroit Generator Engine | Emergency Generator No.6 Engine | B | 0190E009 | 2011-05-04 | 2011-03-27 | PHFUTALARA
| 49552 | 0190-ENG-PPT-GN6-GENSET01 | PM03 | 307 | 3M Inspection Detroit Alternator | Emergency Generator No.6 Alternator | B | 0190E009 | 2011-05-04 | 2011-03-27 | PHFUTALARA
| 49589 | 0190-ENG-PPT-GN6-LIGTRP01 | PM03 | 307 | 3M Inspection Detroit Lighting Panel | Emergency Lighting Panel | C | 0190E009 | 2011-05-04 | 2011-03-27 | PHFUTALARA
| 49583 | 0190-ENG-PPT-GN6-POWPNL01 | PM03 | 307 | 3M Inspection Detroit Power Panel | Emergency Generator No.6 Switchgear | B | 0190E009 | 2011-05-04 | 2011-03-27 | PHFUTALARA
| 49584 | 0190-ENG-PPT-GN6-POWSWT01 | PM03 | 307 | 3M Inspection Detroit Generator | 440 Vac Power Transfer Switch | A | 0190E009 | 2011-05-04 | 2011-03-27 | PHFUTALARA
| 45625 | 0190-ENG-PPT-GN7-ENGINE01 | PM03 | 304 | 6M Air Emission Test Mobile Genset 1 | Mobile GenSet 01 Engine Unit | B | 0190E009 | 2021-06-03 | 2015-04-08 | PHILAGANAN
| 45625 | 0190-ENG-PPT-GN8-ENGINE01 | PM03 | 304 | 6M Air Emission permitting testing | Mobile GenSet 02 Engine Unit | B | 0190E009 | 2021-06-03 | 2015-04-08 | PHILAGANAN
| 51748 | 0190-ENG-PPT-GPS-DISSWT01 | PM03 | 306 | 52W Grnding Inspection PPT Dscnct Swtch | Recloser Minergy | C | 0190E011 | 2021-06-03 | 2010-09-19 | PHILAGANAN
| 45801 | 0190-ENG-PPT-GPS-DISSWT01 | PM03 | 302 | 3M Thermograph Scan G5 Disconnect Switch | Recloser Minergy | C | 0190E009 | 2012-05-26 | 2011-12-15 | PHFUTALARA
| 49539 | 0190-ENG-PPT-GPS-DISSWT01 | PM03 | 307 | 3M Inspection PPT G5 Disconnect Switch | Recloser Minergy | C | 0190E009 | 2014-02-05 | 2012-01-13 | PHILAGANAN
| 45801 | 0190-ENG-PPT-LPS-AVR01 | PM03 | 302 | 3M THERMAL SCANNING-AVR XFORMER | 34.5 Kv Automatic Voltage Regulator 01 | A | 0190E009 | 2011-07-20 | 2009-11-14 | PHFUTALARA
| 45801 | 0190-ENG-PPT-LPS-BREKER01 | PM03 | 302 | 3M THERMAL SCANNING-69KV ACB SWGEAR | 69 Kv Circuit Breaker | A | 0190E009 | 2011-07-20 | 2009-11-14 | PHFUTALARA
| 45801 | 0190-ENG-PPT-LPS-BREKER01 | PM03 | 302 | 3M Thermal Scan 69KV 69KV Breaker | 69 Kv Circuit Breaker | A | 0190E011 | 2012-08-18 | 2011-07-20 | PHFUTALARA
| 45801 | 0190-ENG-PPT-LPS-BREKER02 | PM03 | 302 | 3M THERMAL SCANNING-34.5KV ACB SWGEAR | 34.5 Kv Circuit Breaker | A | 0190E009 | 2011-07-20 | 2009-11-14 | PHFUTALARA
| 45801 | 0190-ENG-PPT-LPS-BREKER02 | PM03 | 302 | 3M Thermal Scan 69KV 34.5KV Breaker | 34.5 Kv Circuit Breaker | A | 0190E011 | 2012-08-18 | 2011-07-20 | PHFUTALARA
| 58711 | 0190-ENG-PPT-LPS-CO2SYS01 | PM03 | 305 | 3M Plnd Maintenance 69KV CO2 Suppresion | CO2 Suppression System | B | 0190E011 | 2012-03-23 | 2011-07-21 | PHFUTALARA
| 45801 | 0190-ENG-PPT-LPS-DISCON01 | PM03 | 302 | 3M THERMAL SCANNING-69KV DISCON SWTCH | 69 Kv Disconnect Switch | A | 0190E009 | 2011-07-20 | 2009-11-14 | PHFUTALARA
| 45801 | 0190-ENG-PPT-LPS-DISCON01 | PM03 | 302 | 3M Thermal Scan 69KV Disconnect Switch | 69 Kv Disconnect Switch | A | 0190E011 | 2012-08-18 | 2011-07-20 | PHFUTALARA
| 45801 | 0190-ENG-PPT-LPS-POWPNL01 | PM03 | 302 | 3M Thermal Scan 69KV Power Panel | 440/220 Vac Power Panel | B | 0190E011 | 2012-08-18 | 2011-07-20 | PHFUTALARA
| 51748 | 0190-ENG-PPT-LPS-POWSYS01 | PM03 | 306 | 52W Inspection Groundin LPS Pwr Monitor | Power Monitor System | C | 0190E011 | 2021-06-03 | 2010-09-19 | PHILAGANAN
| 45801 | 0190-ENG-PPT-LPS-POWSYS01 | PM03 | 302 | 3M Thermal Scan 69KV Power Monitor | Power Monitor System | C | 0190E011 | 2012-08-18 | 2011-07-20 | PHFUTALARA
| 51748 | 0190-ENG-PPT-LPS-STCSPT01 | PM03 | 306 | 52W Inspection Grnding LPS Strctrl Sprt | 69 Kv Structural Support | A | 0190E011 | 2021-06-03 | 2010-09-19 | PHILAGANAN
| 45801 | 0190-ENG-PPT-LPS-SWGPNL01 | PM03 | 302 | 3M Thermal scan 69KV HV Switch Gear | HV Switch Gear Panel | A | 0190E011 | 2012-08-18 | 2011-07-20 | PHFUTALARA
| 45801 | 0190-ENG-PPT-LPS-VACTFR01 | PM03 | 302 | 3M Thermal Scan 69KV Transformer | 34.5 Kv/220 Vac Single Tranformer | C | 0190E011 | 2012-08-18 | 2011-07-20 | PHFUTALARA
| 45801 | 0190-ENG-PPT-LPS-XFRMER01 | PM03 | 302 | 3M THERMAL SCANNING-69KV 10MV XFORMER | 69/34.5 Kv Transformer | A | 0190E009 | 2011-07-20 | 2009-11-14 | PHFUTALARA
| 45801 | 0190-ENG-PPT-LPS-XFRMER01 | PM03 | 302 | 3M Thermal Scan 69KV Power Transformer | 69/34.5 Kv Transformer | A | 0190E011 | 2012-08-18 | 2011-07-20 | PHFUTALARA
| 45801 | 0190-ENG-PSA-AUX-ATS01 | PM03 | 302 | 3M THERMAL SCANNING-220V EMER PWR PNL | ATS 01 (Oil Handling) 440VAC, 3P | B | 0190E011 | 2011-07-20 | 2009-11-14 | PHFUTALARA
| 45801 | 0190-ENG-PSA-AUX-ATS02 | PM03 | 302 | 3M THERMOGRAPHY SCAN PSA ATS02 | ATS 02 (Milks Common Load) 440VAC,3P | B | 0190E011 | 2011-09-17 | 2011-07-20 | PHFUTALARA
| 45801 | 0190-ENG-PSA-AUX-DISPNL02 | PM03 | 302 | 3M Thermal Scan GCCD 440V Dstbn Pnl | Main Distribution Panel 02 440v GC | A | 0190E011 | 2012-08-18 | 2011-07-20 | PHFUTALARA
| 45801 | 0190-ENG-PSA-AUX-DISPNL03 | PM03 | 302 | 3M THERMAL SCANNING-WELDNG DISTPNL | Main Distribution Panel Welding Outlet | A | 0190E009 | 2011-07-20 | 2009-11-14 | PHFUTALARA
| 45801 | 0190-ENG-PSA-AUX-DISPNL03 | PM03 | 302 | 3M THERMOGRAPHY SCAN PSA AUX DSTBN PNL | Main Distribution Panel Welding Outlet | A | 0190E011 | 2011-09-17 | 2011-07-20 | PHFUTALARA
| 51748 | 0190-ENG-PSA-AUX-LTGATR01 | PM03 | 307 | 1Y Inspection Grounding PSA Lgtng Arstr | Lighting Arrester 01 | A | 0190E011 | 2012-06-25 | 2010-09-19 | PHFUTALARA
| 45801 | 0190-ENG-PSA-AUX-PLCPNL01 | PM03 | 302 | 3M THERMAL SCANNING-KWHR PLCPNL01 | Kwhr PLC Metering Panel 01 | B | 0190E009 | 2011-07-20 | 2009-11-14 | PHFUTALARA
| 45801 | 0190-ENG-PSA-AUX-PLCPNL01 | PM03 | 302 | 3M THERMOGRAPHY SCAN PSA METER PANEL01 | Kwhr PLC Metering Panel 01 | B | 0190E017 | 2011-09-17 | 2011-07-20 | PHFUTALARA
| 45801 | 0190-ENG-PSA-AUX-PLCPNL02 | PM03 | 302 | 3M THERMAL SCANNING-KWHR PLCPNL02 | Kwhr PLC Metering Panel 02 | B | 0190E009 | 2011-07-20 | 2009-11-14 | PHFUTALARA
| 45801 | 0190-ENG-PSA-AUX-PLCPNL02 | PM03 | 302 | 3M THERMOGRAPHY SCAN PSA METER PANEL02 | Kwhr PLC Metering Panel 02 | B | 0190E017 | 2011-09-17 | 2011-07-20 | PHFUTALARA
| 51748 | 0190-ENG-PSA-AUX-PLCPNL03 | PM03 | 306 | 1Y PLND GROUNDNG INSPT PWRCNTR MTR PNL03 | Kwhr PLC Metering Panel 03 | B | 0190E011 | 2021-06-03 | 2010-09-19 | PHILAGANAN
| 45801 | 0190-ENG-PSA-AUX-PLCPNL03 | PM03 | 302 | 3M THERMOGRAPHY SCAN PSA METER PANEL03 | Kwhr PLC Metering Panel 03 | B | 0190E017 | 2011-09-17 | 2011-07-20 | PHFUTALARA
| 55177 | 0190-ENG-PSA-AUX-TIEBUS01 | PM03 | 305 | 52W Planned Maint PSA Tie In Bus | Tie-In Bus System 01 | C | 0190E011 | 2021-01-14 | 2010-12-17 | PHILAGANAN
| 45801 | 0190-ENG-PSA-AUX-TIEBUS01 | PM03 | 302 | 3M THERMOGRAPHY SCAN PSA TIE IN BUS01 | Tie-In Bus System 01 | C | 0190E011 | 2011-09-17 | 2011-07-20 | PHFUTALARA
| 55177 | 0190-ENG-PSA-AUX-TIEBUS02 | PM03 | 305 | 52W Planned MAint PSA Tie in Bus 2 | Tie-In Bus System 02 | C | 0190E011 | 2021-01-14 | 2010-12-17 | PHILAGANAN
| 45801 | 0190-ENG-PSA-AUX-TIEBUS02 | PM03 | 302 | 3M THERMOGRAPHY SCAN PSA TIE IN BUS02 | Tie-In Bus System 02 | C | 0190E011 | 2011-09-17 | 2011-07-20 | PHFUTALARA
| 55177 | 0190-ENG-PSA-AUX-TIEPNL01 | PM03 | 305 | 52W Planned Maint PSA Tiein Bus Pnl | Tie-In Breaker Bypass Switch Panel | C | 0190E011 | 2021-01-14 | 2010-12-17 | PHILAGANAN
| 45801 | 0190-ENG-PSA-AUX-TIEPNL01 | PM03 | 302 | 3M THERMOGRAPHY SCAN PSA TIEIN BYPASPNL | Tie-In Breaker Bypass Switch Panel | C | 0190E011 | 2011-09-17 | 2011-07-20 | PHFUTALARA
| 45801 | 0190-ENG-PSA-AUX-UPS01 | PM03 | 302 | 3M THERMAL SCANNING-UPS 220V DISTPNL1 | SubsA UPS 01 6000VA | C | 0190E009 | 2011-07-20 | 2009-11-14 | PHFUTALARA
| 45801 | 0190-ENG-PSA-AUX-UPS01 | PM03 | 302 | 3M THERMAL SCANNING-UPS 48V DISTPNL01 | SubsA UPS 01 6000VA | C | 0190E009 | 2011-07-20 | 2009-11-14 | PHFUTALARA
| 45801 | 0190-ENG-PSA-AUX-UPS01 | PM03 | 302 | 3M THERMOGRAPHY SCAN PSA UPS01 | SubsA UPS 01 6000VA | C | 0190E017 | 2011-09-17 | 2011-07-20 | PHFUTALARA
| 51748 | 0190-ENG-PSA-AUX-UPS02 | PM03 | 307 | 1Y PLND INSPT. PSA UPS 02 GROUNDING | SubsA UPS 02 6000VA | A | 0190E011 | 2011-07-18 | 2010-09-19 | PHFUTALARA
| 45801 | 0190-ENG-PSA-AUX-UPS03 | PM03 | 302 | 3M THERMOGRAPHY SCAN PSA 48VDC UPS | SubsA UPS 03 10000VA | C | 0190E017 | 2011-09-17 | 2011-07-20 | PHFUTALARA
|  | 0190-ENG-PSA-AUX-UPSTFR01 | PM03 | 306 | 1Y Inspection Grounding PSA UPS Tx | UPS Transformer | A | 0190E011 | 2021-06-03 | 2010-09-19 | PHILAGANAN
| 45801 | 0190-ENG-PSA-AUX-UPSTFR01 | PM03 | 302 | 3M THERMOGRAPHY SCAN PSA UPS TRANSFORMER | UPS Transformer | A | 0190E017 | 2011-09-17 | 2011-07-20 | PHFUTALARA
| 45705 | 0190-ENG-PSA-CMN-FCLTY | PM03 | 305 | 1M SERVICE CLEANING SUBSTATION A | Power Substation A Facility | C | 0190E011 | 2011-05-04 | 2009-10-22 | PHFUTALARA
| 56677 | 0190-ENG-PSA-CMN-FCLTY | PM03 | 305 | 1M CLEANING PSA TRANSFORMER FARM | Power Substation A Facility | C | 0190E011 | 2011-10-14 | 2011-03-19 | PHFUTALARA
| 57577 | 0190-ENG-PSA-CMN-FCLTY | PM03 | 306 | 1Y SAFETY INSPECTION PSA HOIST | Power Substation A Facility | C | 0190E011 | 2021-06-03 | 2011-05-20 | PHILAGANAN
| 51748 | 0190-ENG-PSA-H01 | PM03 | 306 | 1Y PLND GRNDING INSPT PWRCNTR MVS H0.1 | MVS H1.2 - Critical Load | X | 0190E011 | 2021-06-03 | 2010-09-19 | PHILAGANAN
| 34143 | 0190-ENG-PSA-H01-CAPATR01 | PM03 | 307 | 4W Inspection PSA Capacitor Bank01 | Capacitor Bank 01 | B | 0190E011 | 2021-09-03 | 2008-08-27 | PHILAGANAN
| 45801 | 0190-ENG-PSA-H01-CAPATR01 | PM03 | 302 | 3M THERMAL SCANNING-CAPBANK01 PANEL | Capacitor Bank 01 | B | 0190E011 | 2011-07-20 | 2009-11-14 | PHFUTALARA
| 34142 | 0190-ENG-PSA-H01-LVS01 | PM03 | 307 | 4W Inspection PSA LVS01 | LVS 01 ACB 440vac 3ph 60hz | A | 0190E011 | 2021-09-03 | 2008-08-27 | PHILAGANAN
| 45801 | 0190-ENG-PSA-H01-LVS01 | PM03 | 302 | 3M THERMAL SCANNING-LVS01-ACB SWGRPNL | LVS 01 ACB 440vac 3ph 60hz | A | 0190E011 | 2011-07-20 | 2009-11-14 | PHFUTALARA
| 49550 | 0190-ENG-PSA-H01-OILBRK02 | PM03 | 307 | 2M INSPECTION PSA SWITCHGEARH1.2 | MVS Vacuum Circuit Breaker H1.2 | A | 0190E011 | 2011-09-17 | 2008-08-27 | PHFUTALARA
| 45801 | 0190-ENG-PSA-H01-OILBRK02 | PM03 | 302 | 3M THERMAL SCANNING-OCB-H1 SWGR PNL | MVS Vacuum Circuit Breaker H1.2 | A | 0190E009 | 2011-07-20 | 2009-11-14 | PHFUTALARA
| 34162 | 0190-ENG-PSA-H01-XFRMER01 | PM03 | 307 | 4W Inspection PSA Transformer T1 | 1.5MVA Power Transformer 34.5kv T1.2 | A | 0190E011 | 2021-09-03 | 2008-08-27 | PHILAGANAN
| 45801 | 0190-ENG-PSA-H01-XFRMER01 | PM03 | 302 | 3M THERMAL SCANNING-XFORMER01 | 1.5MVA Power Transformer 34.5kv T1.2 | A | 0190E009 | 2011-07-20 | 2009-11-14 | PHFUTALARA
| 34143 | 0190-ENG-PSA-H02-CAPATR02 | PM03 | 307 | 2M INSPECTION PSA CAPACITOR BANK02 | Capacitor Bank 02 | B | 0190E011 | 2011-09-17 | 2008-08-27 | PHFUTALARA
| 45801 | 0190-ENG-PSA-H02-CAPATR02 | PM03 | 302 | 3M THERMAL SCANNING-CAPBANK02 PANEL | Capacitor Bank 02 | B | 0190E011 | 2011-07-20 | 2009-11-14 | PHFUTALARA
| 34142 | 0190-ENG-PSA-H02-LVS02 | PM03 | 307 | 2M INSPECTION PSA LV SWITCHGEAR02 | LVS 02 ACB 440vac 3ph 60hz | A | 0190E009 | 2011-09-17 | 2008-08-27 | PHFUTALARA
| 45801 | 0190-ENG-PSA-H02-LVS02 | PM03 | 302 | 3M THERMAL SCANNING-LVS02-ACB SWGRPNL | LVS 02 ACB 440vac 3ph 60hz | A | 0190E011 | 2011-07-20 | 2009-11-14 | PHFUTALARA
| 49550 | 0190-ENG-PSA-H02-OILBRK02 | PM03 | 307 | 2M INSPECTION PSA SWITCHGEAR H2.2 | MVS Oil Circuit Breaker H2.2 | A | 0190E011 | 2011-09-17 | 2008-08-27 | PHFUTALARA
| 45801 | 0190-ENG-PSA-H02-OILBRK02 | PM03 | 302 | 3M THERMAL SCANNING-OCB-H2 SWGEAR | MVS Oil Circuit Breaker H2.2 | A | 0190E011 | 2011-07-20 | 2009-11-14 | PHFUTALARA
| 34143 | 0190-ENG-PSA-H03-CAPATR03 | PM03 | 307 | 2M INSPECTION PSA CAPACITOR BANK03 | Capacitor Bank 03 | B | 0190E011 | 2011-09-17 | 2008-08-27 | PHFUTALARA
| 45801 | 0190-ENG-PSA-H03-CAPATR03 | PM03 | 302 | 3M THERMAL SCANNING-CAPBANK03 PANEL | Capacitor Bank 03 | B | 0190E011 | 2011-07-20 | 2009-11-14 | PHFUTALARA
| 34142 | 0190-ENG-PSA-H03-LVS03 | PM03 | 307 | 2M INSPECTION PSA LV SWITCHGEAR03 | LVS 03 ACB 440vac 3ph 60hz | A | 0190E009 | 2011-09-17 | 2008-08-27 | PHFUTALARA
| 45801 | 0190-ENG-PSA-H03-LVS03 | PM03 | 302 | 3M THERMAL SCANNING-LVS03-ACB SWGEAR | LVS 03 ACB 440vac 3ph 60hz | A | 0190E011 | 2011-07-20 | 2009-11-14 | PHFUTALARA
| 34141 | 0190-ENG-PSA-H03-MVSSF603 | PM03 | 307 | 2M INSPECTION PSA SWITCHGEAR H3.2 | MVS Sulphur Hexaflouride CB Sf6 H3.2 | A | 0190E011 | 2011-09-17 | 2008-08-27 | PHFUTALARA
| 45801 | 0190-ENG-PSA-H03-MVSSF603 | PM03 | 302 | 3M THERMAL SCANNING-H03-SF6 SWGEAR | MVS Sulphur Hexaflouride CB Sf6 H3.2 | A | 0190E011 | 2011-07-20 | 2009-11-14 | PHFUTALARA
| 34143 | 0190-ENG-PSA-H04-CAPATR04 | PM03 | 307 | 2M INSPECTION PSA CAPACITOR BANK04 | Capacitor Bank 04 | B | 0190E011 | 2011-09-17 | 2008-08-27 | PHFUTALARA
| 45801 | 0190-ENG-PSA-H04-CAPATR04 | PM03 | 302 | 3M THERMAL SCANNING-CAPBANK04 | Capacitor Bank 04 | B | 0190E011 | 2011-07-20 | 2009-11-14 | PHFUTALARA
| 34142 | 0190-ENG-PSA-H04-LVS04 | PM03 | 307 | 2M INSPECTION PSA LV SWITCHGEAR04 | LVS 04 ACB 440vac 3ph 60hz | A | 0190E009 | 2011-09-17 | 2008-08-27 | PHFUTALARA
| 45801 | 0190-ENG-PSA-H04-LVS04 | PM03 | 302 | 3M THERMAL SCANNING-LVS04-ACB SWGEAR | LVS 04 ACB 440vac 3ph 60hz | A | 0190E011 | 2011-07-20 | 2009-11-14 | PHFUTALARA
| 34141 | 0190-ENG-PSA-H04-MVSACB04 | PM03 | 307 | 2M INSPECTION PSA SWITCHGEAR H4.2 | MVS Air Circuit Breaker H4.2 | A | 0190E011 | 2011-09-17 | 2008-08-27 | PHFUTALARA
| 45801 | 0190-ENG-PSA-H04-MVSACB04 | PM03 | 302 | 3M THERMAL SCANNING-H04-ACB SWGEAR | MVS Air Circuit Breaker H4.2 | A | 0190E011 | 2011-07-20 | 2009-11-14 | PHFUTALARA
| 45801 | 0190-ENG-PSA-H04-XFRMER041 | PM03 | 302 | 26W Thermal Scan WHB Electrical Panel | 2.5MVA Power Transformer T4.2 | A | 0190E011 | 2018-03-22 | 2012-05-26 | PHILAGANAN
| 34143 | 0190-ENG-PSA-H05-CAPATR05 | PM03 | 307 | 2M INSPECTION PSA CAPACITOR BANK05 | Capacitor Bank 05 | B | 0190E009 | 2011-09-17 | 2008-08-27 | PHFUTALARA
| 45801 | 0190-ENG-PSA-H05-CAPATR05 | PM03 | 302 | 3M THERMAL SCANNING CAPBANK05 | Capacitor Bank 05 | B | 0190E011 | 2011-07-20 | 2009-11-14 | PHFUTALARA
| 34142 | 0190-ENG-PSA-H05-LVS05 | PM03 | 307 | 1M PLANNED GENERAL INSPECTION LVS 05 | LVS 05 ACB 440vac 3ph 60hz | A | 0190E009 | 2010-11-26 | 2008-08-27 | PHFUTALARA
| 45801 | 0190-ENG-PSA-H05-LVS05 | PM03 | 302 | 3M THERMAL SCANNING LVS 05 | LVS 05 ACB 440vac 3ph 60hz | A | 0190E011 | 2011-07-20 | 2009-11-14 | PHFUTALARA
| 34142 | 0190-ENG-PSA-H05-LVS05 | PM03 | 307 | 2M INSPECTION PSA LV SWITCHGEAR 05 | LVS 05 ACB 440vac 3ph 60hz | A | 0190E011 | 2011-09-17 | 2010-11-26 | PHFUTALARA
| 45801 | 0190-ENG-PSA-H05-MVSSF601 | PM03 | 302 | 3M THERMAL SCANNING-H5A-SF6 SWGEAR | MVS Sulphur Hexaflouride CB Sf6 H5.2a | A | 0190E009 | 2011-07-20 | 2009-11-14 | PHFUTALARA
| 34141 | 0190-ENG-PSA-H05-MVSSF601 | PM03 | 307 | 1M PLANNED INSPECTION MV SWITCHGEAR H5.1 | MVS Sulphur Hexaflouride CB Sf6 H5.2a | A | 0190E011 | 2010-11-26 | 2010-11-26 | PHFUTALARA
| 34141 | 0190-ENG-PSA-H05-MVSSF601 | PM03 | 307 | 2M INSPECTION PSA SWITCHGEAR H5.2A | MVS Sulphur Hexaflouride CB Sf6 H5.2a | A | 0190E011 | 2011-09-17 | 2010-11-26 | PHFUTALARA
| 34141 | 0190-ENG-PSA-H05-MVSSF602 | PM03 | 307 | 1M PLANNED INSPECTION PSA SWITCHGEAR H5 | MVS Sulphur Hexaflouride CB SF6 H5.2 | C | 0190E011 | 2010-11-26 | 2008-08-27 | PHFUTALARA
| 45801 | 0190-ENG-PSA-H05-MVSSF602 | PM03 | 302 | 3M THERMAL SCANNING-H5-SF6 SWGEAR | MVS Sulphur Hexaflouride CB SF6 H5.2 | C | 0190E011 | 2011-07-20 | 2009-11-14 | PHFUTALARA
| 34141 | 0190-ENG-PSA-H05-MVSSF602 | PM03 | 307 | 2M INSPECTION PSA SWITCHGEAR H5.2 | MVS Sulphur Hexaflouride CB SF6 H5.2 | C | 0190E011 | 2011-09-17 | 2010-11-26 | PHFUTALARA
| 34143 | 0190-ENG-PSA-H06-CAPATR06 | PM03 | 307 | 2M INSPECTION PSA CAPACITOR BANK06 | Capacitor Bank 06 | B | 0190E011 | 2011-09-17 | 2008-08-27 | PHFUTALARA
| 45801 | 0190-ENG-PSA-H06-CAPATR06 | PM03 | 302 | 3M THERMAL SCANNING-CAPBANK06 | Capacitor Bank 06 | B | 0190E009 | 2011-07-20 | 2009-11-14 | PHFUTALARA
| 34142 | 0190-ENG-PSA-H06-LVS06 | PM03 | 307 | 1M PLANNED GENERAL INSPECTION LVS 06 | LVS 06 ACB 440vac 3ph 60hz | A | 0190E009 | 2010-11-26 | 2008-08-27 | PHFUTALARA
| 45801 | 0190-ENG-PSA-H06-LVS06 | PM03 | 302 | 3M THERMAL SCANNING-LVS06-ACB | LVS 06 ACB 440vac 3ph 60hz | A | 0190E009 | 2011-07-20 | 2009-11-14 | PHFUTALARA
| 34142 | 0190-ENG-PSA-H06-LVS06 | PM03 | 307 | 2M INSPECTION PSA LV SWITCHGEAR 06 | LVS 06 ACB 440vac 3ph 60hz | A | 0190E011 | 2011-09-17 | 2010-11-26 | PHFUTALARA
| 45801 | 0190-ENG-PSA-H06-MVSSF606 | PM03 | 302 | 3M THERMAL SCANNING-H6A-SF6 SWGEAR | MVS Sulphur Hexaflouride CB Sf6 H6.2 | A | 0190E011 | 2011-07-20 | 2009-11-14 | PHFUTALARA
| 34141 | 0190-ENG-PSA-H06-MVSSF606 | PM03 | 307 | 2M INSPECTION PSA SWITCHGEAR H6.2 | MVS Sulphur Hexaflouride CB Sf6 H6.2 | A | 0190E011 | 2011-09-17 | 2010-11-26 | PHFUTALARA
| 34141 | 0190-ENG-PSA-H06-MVSSF607 | PM03 | 307 | 1M PLANNED INSPECTION PSA MVSWITCHGEARH6 | MVS Sulphur Hexaflouride CB Sf6 H6.2a | B | 0190E009 | 2010-11-26 | 2008-08-27 | PHFUTALARA
| 45801 | 0190-ENG-PSA-H06-MVSSF607 | PM03 | 302 | 3M THERMAL SCANNING-H6-SF607 SWGEAR | MVS Sulphur Hexaflouride CB Sf6 H6.2a | B | 0190E009 | 2011-07-20 | 2009-11-14 | PHFUTALARA
| 34141 | 0190-ENG-PSA-H06-MVSSF607 | PM03 | 307 | 2M INSPECTION PSA SWITCHGEAR H6.2A | MVS Sulphur Hexaflouride CB Sf6 H6.2a | B | 0190E011 | 2011-09-17 | 2010-11-26 | PHFUTALARA
|  | 0190-ENG-PSA-LTG-DISPNL01 | PM03 |  | 4M PLANNED IR SCANNING-34.5KV SWGEARPNL | Main Distribution Panel 02 380v GC | A | 0190E009 | 2010-04-20 | 2009-11-14 | PHSERINAEM
| 45801 | 0190-ENG-PSA-LTG-DISPNL01 | PM03 | 302 | 3M THERMAL SCANNING-LGHTNG DISTPNL01 | Main Distribution Panel 02 380v GC | A | 0190E009 | 2011-07-20 | 2009-11-14 | PHFUTALARA
| 51748 | 0190-ENG-PSA-LTG-DISPNL01 | PM03 | 306 | 1Y Inspection Grounding GC 380V Dstbn Pn | Main Distribution Panel 02 380v GC | A | 0190E011 | 2021-06-03 | 2011-07-18 | PHILAGANAN
| 45801 | 0190-ENG-PSA-LTG-DISPNL01 | PM03 | 302 | 3M Thermal Scan GCCD 380V Dstbn Pnl | Main Distribution Panel 02 380v GC | A | 0190E011 | 2012-08-18 | 2011-07-20 | PHFUTALARA
| 45801 | 0190-ENG-PSA-LTG-DISPNL02 | PM03 | 302 | 3M THERMAL SCANNING LGHTNG DISTPNL02 | Main Lighting Distribution Panel 01 | A | 0190E009 | 2011-07-20 | 2009-11-14 | PHFUTALARA
| 45801 | 0190-ENG-PSA-LTG-DISPNL03 | PM03 | 302 | 3M THERMAL SCANNING-LGHTNG DISTPNL03 | Main Lighting Distribution Panel 02 | A | 0190E009 | 2011-07-20 | 2009-11-14 | PHFUTALARA
| 45801 | 0190-ENG-PSA-LTG-XFRMER01 | PM03 | 302 | 3M THERMAL SCANNING-LTG XFORMER01 | 380v Lighting Transformer 01 | A | 0190E009 | 2011-07-20 | 2009-11-14 | PHFUTALARA
| 45801 | 0190-ENG-PSA-LTG-XFRMER02 | PM03 | 302 | 3M THERMAL SCANNING-LTG XFORMER02 | 380v Lighting Transformer 02 | A | 0190E009 | 2011-07-20 | 2009-11-14 | PHFUTALARA
| 45801 | 0190-ENG-PSA-LTG-XFRMER03 | PM03 | 302 | 3M THERMAL SCANNING-LTG XFORMER03 | 380v Lighting Transformer 03 | A | 0190E009 | 2011-07-20 | 2009-11-14 | PHFUTALARA
| 45801 | 0190-ENG-PSA-LTG-XFRMER05 | PM03 | 302 | 3M THERMAL SCANNING PSA LTG TX 05 | PSA Lighting Transformer 05 | C | 0190E011 | 2011-07-20 | 2011-01-24 | PHFUTALARA
| 45801 | 0190-ENG-PSB-AUX-PLCPNL01 | PM03 | 302 | 3M THERMAL SCANNING-KWHR PLCPNL03 | Kwhr PLC/Control Metering Panel | B | 0190E009 | 2011-07-20 | 2009-11-14 | PHFUTALARA
| 51748 | 0190-ENG-PSB-AUX-PLCPNL01 | PM03 | 306 | 1Y PLND GROUNDNG INSPT. SBSTN B PWRMTR | Kwhr PLC/Control Metering Panel | B | 0190E017 | 2021-06-03 | 2010-09-19 | PHILAGANAN
| 45801 | 0190-ENG-PSB-AUX-PLCPNL01 | PM03 | 302 | 3M THERMOGRAPHY SCAN PSB METER PNL | Kwhr PLC/Control Metering Panel | B | 0190E017 | 2011-09-17 | 2011-07-20 | PHFUTALARA
| 45801 | 0190-ENG-PSB-AUX-TIEBUS01 | PM03 | 302 | 3M THERMAL SCANNING-TIE-BRKR PANEL | Tie-In Bus System | B | 0190E009 | 2011-07-20 | 2009-11-14 | PHFUTALARA
| 51748 | 0190-ENG-PSB-AUX-TIEBUS01 | PM03 | 306 | 1Y PLND GRNDNG INSPT. SBSTN B TIE N BUS | Tie-In Bus System | B | 0190E017 | 2021-06-03 | 2010-09-19 | PHILAGANAN
| 45801 | 0190-ENG-PSB-AUX-TIEBUS01 | PM03 | 302 | 3M THERMOGRAPHY SCAN PSB TIE IN BUS | Tie-In Bus System | B | 0190E011 | 2011-09-17 | 2011-07-20 | PHFUTALARA
| 51748 | 0190-ENG-PSB-AUX-UPS01 | PM03 | 306 | 1Y PLND GROUNDNG INSPT. SBSTN B UPS | SubsB UPS 01 2000VA | A | 0190E017 | 2021-06-03 | 2010-09-19 | PHILAGANAN
| 45801 | 0190-ENG-PSB-AUX-UPS01 | PM03 | 302 | 3M THERMOGRAPHY SCAN PSB 48VDC UPS | SubsB UPS 01 2000VA | A | 0190E017 | 2011-09-17 | 2011-07-20 | PHFUTALARA
| 55179 | 0190-ENG-PSB-AUX-UPS01 | PM03 | 307 | 13W Planned Maintenance UPS Units | SubsB UPS 01 2000VA | A | 0190E017 | 2021-03-31 | 2014-05-20 | PHILAGANAN
| 51748 | 0190-ENG-PSB-AUX-UPSTFR01 | PM03 | 306 | 1Y PLND GROUNDING INSPT. SUBSTN B UPS TX | UPS Transformer | A | 0190E017 | 2021-06-03 | 2010-09-19 | PHILAGANAN
| 45801 | 0190-ENG-PSB-AUX-UPSTFR01 | PM03 | 302 | 3M THERMOGRAPHY SCAN PSB UPS TRANSFORMER | UPS Transformer | A | 0190E017 | 2011-09-17 | 2011-07-20 | PHFUTALARA
| 55179 | 0190-ENG-PSB-AUX-UPSTFR01 | PM03 | 305 | 3M Planned Maintenance UPS Units | UPS Transformer | A | 0190E017 | 2014-06-03 | 2014-05-20 | PHILAGANAN
| 55179 | 0190-ENG-PSB-AUX-UPSTFR01 | PM03 | 307 | 13W Planned Maintenance UPS Units | UPS Transformer | A | 0190E017 | 2021-03-31 | 2014-10-01 | PHILAGANAN
| 45705 | 0190-ENG-PSB-CMN-FCLTY | PM03 | 305 | 1M SERVICE CLEANING SUSBTATION B | Power Substation B Facility | C | 0190E011 | 2011-05-04 | 2009-10-22 | PHFUTALARA
| 33527 | 0190-ENG-PSB-CMN-FCLTY | PM03 | 305 | 1M CLEANING 34.5KV SUBSTATION B | Power Substation B Facility | C | 0190E011 | 2011-09-26 | 2011-03-19 | PHFUTALARA
| 45801 | 0190-ENG-PSB-H07-CAPATR07 | PM03 | 302 | 3M THERMAL SCANNING-CAPBANK07 | Capacitor Bank 07 | B | 0190E009 | 2011-07-20 | 2009-11-14 | PHFUTALARA
| 51748 | 0190-ENG-PSB-H07-CAPATR07 | PM03 | 306 | 1Y PLND GROUNDNG INSPT. SUBSTNB CAPBNK07 | Capacitor Bank 07 | B | 0190E017 | 2021-06-03 | 2010-09-19 | PHILAGANAN
| 45801 | 0190-ENG-PSB-H07-CAPATR07 | PM03 | 302 | 3M THERMOGRAPHY SCAN PSB CAPACITOR BNK07 | Capacitor Bank 07 | B | 0190E011 | 2011-09-17 | 2011-07-20 | PHFUTALARA
| 45801 | 0190-ENG-PSB-H07-LVS07 | PM03 | 302 | 3M THERMAL SCANNING-LVS07-ACB SWGEAR | LVS7, 440VAC, ACB, 3ph, 60Hz, ABB | A | 0190E009 | 2011-07-20 | 2009-11-14 | PHFUTALARA
| 51748 | 0190-ENG-PSB-H07-LVS07 | PM03 | 306 | 1Y PLND GROUNDNG INSPT. SUBSTNB LVS 07 | LVS7, 440VAC, ACB, 3ph, 60Hz, ABB | A | 0190E017 | 2021-06-03 | 2010-09-19 | PHILAGANAN
| 45801 | 0190-ENG-PSB-H07-LVS07 | PM03 | 302 | 3M THERMOGRAPHY SCAN PSB LVS07 | LVS7, 440VAC, ACB, 3ph, 60Hz, ABB | A | 0190E011 | 2011-09-17 | 2011-07-20 | PHFUTALARA
| 34162 | 0190-ENG-PSB-H07-XFRMER07 | PM03 | 307 | 1M PLND INSPECTION TRANSFORMER 07 | 1.5MVA Power Transformer T7.2 | A | 0190E009 | 2011-06-06 | 2008-08-27 | PHFUTALARA
| 45801 | 0190-ENG-PSB-H07-XFRMER07 | PM03 | 302 | 4M PLANNED IR SCANNING-XFORMER07 | 1.5MVA Power Transformer T7.2 | A | 0190E009 | 2010-08-21 | 2009-11-14 | PHFUTALARA
| 45801 | 0190-ENG-PSB-H07-XFRMER07 | PM03 | 302 | 3M THERMAL SCANNING-XFORMER07 | 1.5MVA Power Transformer T7.2 | A | 0190E009 | 2011-07-20 | 2010-08-21 | PHFUTALARA
| 51748 | 0190-ENG-PSB-H07-XFRMER07 | PM03 | 306 | 1Y PLND GROUNDING INSPT. SUBSTNB TX07 | 1.5MVA Power Transformer T7.2 | A | 0190E017 | 2021-06-03 | 2010-09-19 | PHILAGANAN
| 45801 | 0190-ENG-PSB-H07-XFRMER07 | PM03 | 302 | 3M THERMOGRAPHY SCAN PSB XFORMER T7.2 | 1.5MVA Power Transformer T7.2 | A | 0190E011 | 2011-09-17 | 2011-07-20 | PHFUTALARA
| 34143 | 0190-ENG-PSB-H08-CAPATR08 | PM03 | 307 | 2M INSPECTION PSBCAPACITORBNK08 | Capacitor Bank 08 | B | 0190E011 | 2011-09-26 | 2008-08-27 | PHFUTALARA
| 45801 | 0190-ENG-PSB-H08-CAPATR08 | PM03 | 302 | 3M THERMAL SCANNING-CAPBANK08 | Capacitor Bank 08 | B | 0190E009 | 2011-07-20 | 2009-11-14 | PHFUTALARA
| 51748 | 0190-ENG-PSB-H08-CAPATR08 | PM03 | 306 | 1Y PLND GROUNDNG INSPT. SUBSTNB CAPBNK08 | Capacitor Bank 08 | B | 0190E017 | 2021-06-03 | 2010-09-19 | PHILAGANAN
| 45801 | 0190-ENG-PSB-H08-CAPATR08 | PM03 | 302 | 3M THERMOGRAPHY SCAN PSB CAPACITOR BNK08 | Capacitor Bank 08 | B | 0190E011 | 2011-09-17 | 2011-07-20 | PHFUTALARA
| 34142 | 0190-ENG-PSB-H08-LVS08 | PM03 | 307 | 2M INSPECTION PSB LVSWITHCGEAR08 | LVS8 440VAC, ACB, 3ph, 60Hz. ABB | A | 0190E009 | 2011-09-26 | 2008-08-27 | PHFUTALARA
| 45801 | 0190-ENG-PSB-H08-LVS08 | PM03 | 302 | 3M THERMAL SCANNING-LVS08-ACB SWGE | LVS8 440VAC, ACB, 3ph, 60Hz. ABB | A | 0190E009 | 2011-07-20 | 2009-11-14 | PHFUTALARA
| 51748 | 0190-ENG-PSB-H08-LVS08 | PM03 | 306 | 1Y PLND GROUNDING INSPT. SUBSTNB LVS 08 | LVS8 440VAC, ACB, 3ph, 60Hz. ABB | A | 0190E017 | 2021-06-03 | 2010-09-19 | PHILAGANAN
| 45801 | 0190-ENG-PSB-H08-LVS08 | PM03 | 302 | 3M THERMOGRAPHY SCAN PSB LVS08 | LVS8 440VAC, ACB, 3ph, 60Hz. ABB | A | 0190E011 | 2011-09-17 | 2011-07-20 | PHFUTALARA
| 34162 | 0190-ENG-PSB-H08-XFRMER08 | PM03 | 307 | 1M PLND INSPECTION TRANSFORMER 08 | 1.5MVA Power Transformer T8.2 | A | 0190E011 | 2011-06-06 | 2008-08-27 | PHFUTALARA
| 45801 | 0190-ENG-PSB-H08-XFRMER08 | PM03 | 302 | 3M THERMAL SCANNING-XFORMER08 | 1.5MVA Power Transformer T8.2 | A | 0190E009 | 2011-07-20 | 2009-11-14 | PHFUTALARA
| 51748 | 0190-ENG-PSB-H08-XFRMER08 | PM03 | 306 | 1Y PLND GROUNDING INSPT. SUBSTNB TX 08 | 1.5MVA Power Transformer T8.2 | A | 0190E017 | 2021-06-03 | 2010-09-19 | PHILAGANAN
| 34162 | 0190-ENG-PSB-H08-XFRMER08 | PM03 | 307 | 2M INSPECTION PSB TRANSFORMER 8 | 1.5MVA Power Transformer T8.2 | A | 0190E011 | 2011-09-26 | 2011-06-06 | PHFUTALARA
| 45801 | 0190-ENG-PSB-H08-XFRMER08 | PM03 | 302 | 3M THERMOGRAPHY SCAN PSB XFORMER T8.2 | 1.5MVA Power Transformer T8.2 | A | 0190E011 | 2011-09-17 | 2011-07-20 | PHFUTALARA
| 45801 | 0190-ENG-PSB-LTG-DISPNL01 | PM03 | 302 | 3M THERMAL SCANNING-LTG DISTPNL01 | Lighting Main Distribution Panel 01 | A | 0190E009 | 2011-07-20 | 2009-11-14 | PHFUTALARA
| 51748 | 0190-ENG-PSB-LTG-DISPNL01 | PM03 | 306 | 1Y PLND GROUNDING INSPT. SUBSTNB LTNGPNL | Lighting Main Distribution Panel 01 | A | 0190E017 | 2021-06-03 | 2010-09-19 | PHILAGANAN
| 45801 | 0190-ENG-PSB-LTG-DISPNL01 | PM03 | 302 | 3M THERMOGRAPHY SCAN PSB LTG DSTBN PNL | Lighting Main Distribution Panel 01 | A | 0190E011 | 2011-09-17 | 2011-07-20 | PHFUTALARA
| 45801 | 0190-ENG-PSB-LTG-XFRMER01 | PM03 | 302 | 3M THERMAL SCANNING-LTG XFORMER04 | 250KVA, 440/380VAC, 3ph. 4W, 60Hz | A | 0190E009 | 2011-07-20 | 2009-11-14 | PHFUTALARA
| 51748 | 0190-ENG-PSB-LTG-XFRMER01 | PM03 | 306 | 1Y PLND GRNDNG INSPT SUBSTN LTG TX 01 | 250KVA, 440/380VAC, 3ph. 4W, 60Hz | A | 0190E011 | 2021-06-03 | 2010-09-19 | PHILAGANAN
| 45801 | 0190-ENG-PSB-LTG-XFRMER01 | PM03 | 302 | 3M THERMOGRAPHY SCAN PSB LTG XFORMER | 250KVA, 440/380VAC, 3ph. 4W, 60Hz | A | 0190E011 | 2011-09-17 | 2011-07-20 | PHFUTALARA
| 55240 | 0190-ENG-REF-CA1-CHWLNE01 | PM03 | 301 | 1Y PLANNED CALIBRATION CR1_PG-03 | Carrier 1 Chilled Water line | C | 0190E011 | 2021-06-03 | 2010-12-23 | PHILAGANAN
| 55240 | 0190-ENG-REF-CA1-CHWLNE01 | PM03 | 301 | 1Y PLANNED CALIBRATION CR1_PG-04 | Carrier 1 Chilled Water line | C | 0190E011 | 2021-06-03 | 2010-12-23 | PHILAGANAN
| 55241 | 0190-ENG-REF-CA1-CHWLNE01 | PM03 | 301 | 1Y PLANNED CALIBRATION CR1_TG-01 | Carrier 1 Chilled Water line | C | 0190E011 | 2021-06-03 | 2010-12-23 | PHILAGANAN
| 55241 | 0190-ENG-REF-CA1-CHWLNE01 | PM03 | 301 | 1Y PLANNED CALIBRATION CR1_TG-02 | Carrier 1 Chilled Water line | C | 0190E011 | 2021-06-03 | 2010-12-23 | PHILAGANAN
| 55240 | 0190-ENG-REF-CA1-CHWLNE01 | PM03 | 301 | 1Y PLANNED CALIBRATION CR1_PG-05 | Carrier 1 Chilled Water line | C | 0190E011 | 2021-06-03 | 2010-12-23 | PHILAGANAN
| 51984 | 0190-ENG-REF-CA1-CHWLNE01 | PM03 | 301 | 52W Cal CWDS Ret Pipe 5C4-TT-007 | Carrier 1 Chilled Water line | C | 0190E010 | 2021-06-03 | 2014-09-03 | PHILAGANAN
| 51984 | 0190-ENG-REF-CA1-CHWLNE01 | PM03 | 301 | 52W Cal CWDS Ret Pipe 5C4-TT-008 | Carrier 1 Chilled Water line | C | 0190E010 | 2021-06-03 | 2014-09-03 | PHILAGANAN
| 51984 | 0190-ENG-REF-CA1-CHWLNE01 | PM03 | 301 | 52W Cal CWDS Chilled H2O 5C4-TT-01.17 | Carrier 1 Chilled Water line | C | 0190E010 | 2021-06-03 | 2014-09-03 | PHILAGANAN
| 51982 | 0190-ENG-REF-CA1-CHWLNE01 | PM03 | 301 | 52W Cal CWDS H2O Tnk 5C4_LIT-02.25 | Carrier 1 Chilled Water line | C | 0190E010 | 2021-06-03 | 2014-09-03 | PHILAGANAN
| 51984 | 0190-ENG-REF-CA1-CHWLNE01 | PM03 | 301 | 1Y Cal CWDS Chilled H2O 5C4-TE-007 | Carrier 1 Chilled Water line | C | 0190E010 | 2021-06-03 | 2014-09-03 | PHILAGANAN
| 51984 | 0190-ENG-REF-CA1-CHWLNE01 | PM03 | 301 | 1Y Cal CWDS Ret Pipe 5C4-HMI-T007 | Carrier 1 Chilled Water line | C | 0190E010 | 2021-06-03 | 2014-09-03 | PHILAGANAN
| 51984 | 0190-ENG-REF-CA1-CHWLNE01 | PM03 | 301 | 1Y Cal CWDS Chilled H2O 5C4-HMI-T01.17 | Carrier 1 Chilled Water line | C | 0190E010 | 2021-06-03 | 2014-09-03 | PHILAGANAN
| 51984 | 0190-ENG-REF-CA1-CHWLNE01 | PM03 | 301 | 1Y Cal CWDS Chilled H2O 5C4-TE-01.17 | Carrier 1 Chilled Water line | C | 0190E010 | 2021-06-03 | 2014-09-03 | PHILAGANAN
| 33443 | 0190-ENG-REF-CA1-COMPSR04 | PM03 | 303 | 3M REF LUBRICATION MAINTENANCE | Water Chiller No 1 Compressor No 4 | C | 0190E010 | 2011-01-22 | 2008-07-03 | PHBALALAOS
| 55240 | 0190-ENG-REF-CA1-COWLNE01 | PM03 | 301 | 1Y PLANNED CALIBRATION CR1_PG-02 | Carrier 1 Cooling Water line | C | 0190E011 | 2021-06-03 | 2010-12-23 | PHILAGANAN
| 55240 | 0190-ENG-REF-CA1-COWLNE01 | PM03 | 301 | 1Y PLANNED CALIBRATION CR1_PG-06 | Carrier 1 Cooling Water line | C | 0190E011 | 2021-06-03 | 2010-12-23 | PHILAGANAN
| 55240 | 0190-ENG-REF-CA1-COWLNE01 | PM03 | 301 | 1Y PLANNED CALIBRATION CR1_PG-07 | Carrier 1 Cooling Water line | C | 0190E011 | 2021-06-03 | 2010-12-23 | PHILAGANAN
| 55240 | 0190-ENG-REF-CA1-COWLNE01 | PM03 | 301 | 1Y PLANNED CALIBRATION CR1_PG-08 | Carrier 1 Cooling Water line | C | 0190E011 | 2021-06-03 | 2010-12-23 | PHILAGANAN
| 55240 | 0190-ENG-REF-CA1-COWLNE01 | PM03 | 301 | 1Y PLANNED CALIBRATION CR1_PG-09 | Carrier 1 Cooling Water line | C | 0190E011 | 2021-06-03 | 2010-12-23 | PHILAGANAN
| 55241 | 0190-ENG-REF-CA1-COWLNE01 | PM03 | 301 | 1Y PLANNED CALIBRATION CR1_DT-01 | Carrier 1 Cooling Water line | C | 0190E011 | 2021-06-03 | 2010-12-23 | PHILAGANAN
| 55240 | 0190-ENG-REF-CA2-CHWLNE01 | PM03 | 301 | 1Y PLANNED CALIBRATION CR2_PG-03 | Carrier 2 Chilled Water line | C | 0190E011 | 2021-06-03 | 2010-12-23 | PHILAGANAN
| 55240 | 0190-ENG-REF-CA2-CHWLNE01 | PM03 | 301 | 1Y PLANNED CALIBRATION CR2_PG-04 | Carrier 2 Chilled Water line | C | 0190E011 | 2021-06-03 | 2010-12-23 | PHILAGANAN
| 55241 | 0190-ENG-REF-CA2-CHWLNE01 | PM03 | 301 | 1Y PLANNED CALIBRATION CR2_TG-01 | Carrier 2 Chilled Water line | C | 0190E011 | 2021-06-03 | 2010-12-23 | PHILAGANAN
| 55241 | 0190-ENG-REF-CA2-CHWLNE01 | PM03 | 301 | 1Y PLANNED CALIBRATION CR2_TG-02 | Carrier 2 Chilled Water line | C | 0190E011 | 2021-06-03 | 2010-12-23 | PHILAGANAN
| 55240 | 0190-ENG-REF-CA2-COWLNE01 | PM03 | 301 | 1Y PLANNED CALIBRATION CR2_PG-02 | Carrier 2 Cooling Water line | C | 0190E011 | 2021-06-03 | 2010-12-23 | PHILAGANAN
| 55240 | 0190-ENG-REF-CA2-COWLNE01 | PM03 | 301 | 1Y PLANNED CALIBRATION CR2_PG-05 | Carrier 2 Cooling Water line | C | 0190E011 | 2021-06-03 | 2010-12-23 | PHILAGANAN
| 55240 | 0190-ENG-REF-CA2-COWLNE01 | PM03 | 301 | 1Y PLANNED CALIBRATION CR2_PG-06 | Carrier 2 Cooling Water line | C | 0190E011 | 2021-06-03 | 2010-12-23 | PHILAGANAN
| 55240 | 0190-ENG-REF-CA2-COWLNE01 | PM03 | 301 | 1Y PLANNED CALIBRATION CR2_PG-07 | Carrier 2 Cooling Water line | C | 0190E011 | 2021-06-03 | 2010-12-23 | PHILAGANAN
| 55240 | 0190-ENG-REF-CA2-COWLNE01 | PM03 | 301 | 1Y PLANNED CALIBRATION CR2_PG-08 | Carrier 2 Cooling Water line | C | 0190E011 | 2021-06-03 | 2010-12-23 | PHILAGANAN
| 45801 | 0190-ENG-REF-CMN-COMMON01 | PM03 | 302 | 3M Thermal Scan Refri | Refrigeration Facilities | C | 0190E011 | 2012-05-26 | 2009-11-14 | PHFUTALARA
| 55241 | 0190-ENG-REF-CMN-COMMON01 | PM03 | 301 | 1Y PLANNED CALIBRATION CHR_TG-02 | Refrigeration Facilities | C | 0190E011 | 2021-06-03 | 2010-12-25 | PHILAGANAN
| 55241 | 0190-ENG-REF-CMN-COMMON01 | PM03 | 301 | 1Y PLANNED CALIBRATION CHR_TG-03 | Refrigeration Facilities | C | 0190E011 | 2021-06-03 | 2010-12-25 | PHILAGANAN
| 55241 | 0190-ENG-REF-CMN-COMMON01 | PM03 | 301 | 1Y PLANNED CALIBRATION CRP_TG-02 | Refrigeration Facilities | C | 0190E011 | 2021-06-03 | 2010-12-25 | PHILAGANAN
| 55241 | 0190-ENG-REF-CMN-COMMON01 | PM03 | 301 | 1Y PLANNED CALIBRATION CRP_TG-03 | Refrigeration Facilities | C | 0190E011 | 2021-06-03 | 2010-12-25 | PHILAGANAN
| 55241 | 0190-ENG-REF-CMN-COMMON01 | PM03 | 301 | 1Y PLANNED CALIBRATION CRP_TG-04 | Refrigeration Facilities | C | 0190E011 | 2021-06-03 | 2010-12-25 | PHILAGANAN
| 55241 | 0190-ENG-REF-CMN-COMMON01 | PM03 | 301 | 1Y PLANNED CALIBRATION LP-T 032G | Refrigeration Facilities | C | 0190E011 | 2021-06-03 | 2010-12-25 | PHILAGANAN
| 55241 | 0190-ENG-REF-CMN-COMMON01 | PM03 | 301 | 1Y PLANNED CALIBRATION LP-T 033G | Refrigeration Facilities | C | 0190E011 | 2021-06-03 | 2010-12-25 | PHILAGANAN
| 55240 | 0190-ENG-REF-CMN-COMMON01 | PM03 | 301 | 1Y PLANNED CALIBRATION LP-P 050G | Refrigeration Facilities | C | 0190E011 | 2021-06-03 | 2010-12-25 | PHILAGANAN
| 55241 | 0190-ENG-REF-CMN-COMMON01 | PM03 | 301 | 1Y PLANNED CALIBRATION LP-T 033G | Refrigeration Facilities | C | 0190E011 | 2021-06-03 | 2010-12-25 | PHILAGANAN
| 55240 | 0190-ENG-REF-CMN-COMMON01 | PM03 | 301 | 1Y PLANNED CALIBRATION LP-P 051G | Refrigeration Facilities | C | 0190E011 | 2021-06-03 | 2010-12-25 | PHILAGANAN
| 55241 | 0190-ENG-REF-CMN-COMMON01 | PM03 | 301 | 1Y PLANNED CALIBRATION CHR_TG-01 | Refrigeration Facilities | C | 0190E011 | 2021-06-03 | 2010-12-24 | PHILAGANAN
| 55240 | 0190-ENG-REF-CMN-COMMON01 | PM03 | 301 | 1Y PLANNED CALIBRATION CHR_PG-05 | Refrigeration Facilities | C | 0190E011 | 2021-06-03 | 2010-12-24 | PHILAGANAN
| 55240 | 0190-ENG-REF-CMN-COMMON01 | PM03 | 301 | 1Y PLANNED CALIBRATION LP-P 052G | Refrigeration Facilities | C | 0190E011 | 2021-06-03 | 2010-12-25 | PHILAGANAN
| 55240 | 0190-ENG-REF-CMN-COMMON01 | PM03 | 301 | 1Y PLANNED CALIBRATION LP-P 053G | Refrigeration Facilities | C | 0190E011 | 2021-06-03 | 2010-12-25 | PHILAGANAN
| 55240 | 0190-ENG-REF-CMN-COMMON01 | PM03 | 301 | 1Y PLANNED CALIBRATION LP-P 054G | Refrigeration Facilities | C | 0190E011 | 2021-06-03 | 2010-12-25 | PHILAGANAN
| 55240 | 0190-ENG-REF-CMN-COMMON01 | PM03 | 301 | 1Y PLANNED CALIBRATION LP-P 055G | Refrigeration Facilities | C | 0190E011 | 2021-06-03 | 2010-12-25 | PHILAGANAN
| 55240 | 0190-ENG-REF-CMN-COMMON01 | PM03 | 301 | 1Y PLANNED CALIBRATION LP-P 056G | Refrigeration Facilities | C | 0190E011 | 2021-06-03 | 2010-12-25 | PHILAGANAN
| 55240 | 0190-ENG-REF-CMN-COMMON01 | PM03 | 301 | 1Y PLANNED CALIBRATION LP-P 057G | Refrigeration Facilities | C | 0190E011 | 2021-06-03 | 2010-12-25 | PHILAGANAN
| 55240 | 0190-ENG-REF-CMN-COMMON01 | PM03 | 301 | 1Y PLANNED CALIBRATION LP-P 058G | Refrigeration Facilities | C | 0190E011 | 2021-06-03 | 2010-12-25 | PHILAGANAN
| 55240 | 0190-ENG-REF-CMN-COMMON01 | PM03 | 301 | 1Y PLANNED CALIBRATION LP-P 059G | Refrigeration Facilities | C | 0190E011 | 2021-06-03 | 2010-12-25 | PHILAGANAN
| 55240 | 0190-ENG-REF-CMN-COMMON01 | PM03 | 301 | 1Y PLANNED CALIBRATION LP-P 061G | Refrigeration Facilities | C | 0190E011 | 2021-06-03 | 2010-12-25 | PHILAGANAN
| 55240 | 0190-ENG-REF-CMN-COMMON01 | PM03 | 301 | 1Y PLANNED CALIBRATION LP-P 062G | Refrigeration Facilities | C | 0190E011 | 2021-06-03 | 2010-12-25 | PHILAGANAN
| 55240 | 0190-ENG-REF-CMN-COMMON01 | PM03 | 301 | 1Y PLANNED CALIBRATION LP-P 063G | Refrigeration Facilities | C | 0190E011 | 2021-06-03 | 2010-12-25 | PHILAGANAN
| 55240 | 0190-ENG-REF-CMN-COMMON01 | PM03 | 301 | 1Y PLANNED CALIBRATION LP-P 064G | Refrigeration Facilities | C | 0190E011 | 2021-06-03 | 2010-12-25 | PHILAGANAN
| 55240 | 0190-ENG-REF-CMN-COMMON01 | PM03 | 301 | 1Y PLANNED CALIBRATION LP-P 065G | Refrigeration Facilities | C | 0190E011 | 2021-06-03 | 2010-12-25 | PHILAGANAN
| 55240 | 0190-ENG-REF-CMN-COMMON01 | PM03 | 301 | 1Y PLANNED CALIBRATION LP-P 066G | Refrigeration Facilities | C | 0190E011 | 2021-06-03 | 2010-12-25 | PHILAGANAN
| 55240 | 0190-ENG-REF-CMN-COMMON01 | PM03 | 301 | 1Y PLANNED CALIBRATION LP-P 067G | Refrigeration Facilities | C | 0190E011 | 2021-06-03 | 2010-12-25 | PHILAGANAN
| 55240 | 0190-ENG-REF-CMN-COMMON01 | PM03 | 301 | 1Y PLANNED CALIBRATION LP-P 068G | Refrigeration Facilities | C | 0190E011 | 2021-06-03 | 2010-12-25 | PHILAGANAN
| 55240 | 0190-ENG-REF-CMN-COMMON01 | PM03 | 301 | 1Y PLANNED CALIBRATION LP-P 069G | Refrigeration Facilities | C | 0190E011 | 2021-06-03 | 2010-12-25 | PHILAGANAN
| 55240 | 0190-ENG-REF-CMN-COMMON01 | PM03 | 301 | 1Y PLANNED CALIBRATION LP-P 070G | Refrigeration Facilities | C | 0190E011 | 2021-06-03 | 2010-12-25 | PHILAGANAN
| 55240 | 0190-ENG-REF-CMN-COMMON01 | PM03 | 301 | 1Y PLANNED CALIBRATION LP-P 071D | Refrigeration Facilities | C | 0190E011 | 2021-06-03 | 2010-12-25 | PHILAGANAN
| 45801 | 0190-ENG-REF-CMN-COMMON01 | PM03 | 302 | 3M THERMOGRAPHY SCAN REF. MCC ROOM PNLS | Refrigeration Facilities | C | 0190E011 | 2012-05-26 | 2011-06-20 | PHFUTALARA
| 33383 | 0190-ENG-REF-HAC-BROAD01 | PM03 | 302 | 3M HAM PANEL THERMAL SCANNING | Hot Absorption Chiller Broad | B | 0190E011 | 2009-10-18 | 2008-07-02 | PHSERINAEM
| 45801 | 0190-ENG-REF-HAC-BROAD01 | PM03 | 302 | 26W Thermal Scan HAC Electrical Panels | Hot Absorption Chiller Broad | B | 0190E011 | 2016-04-25 | 2009-11-14 | PHILAGANAN
| 55240 | 0190-ENG-REF-HAC-BROAD01 | PM03 | 301 | 1Y PLANNED CALIBRATION HAM_PG-02 | Hot Absorption Chiller Broad | B | 0190E011 | 2021-06-03 | 2010-12-24 | PHILAGANAN
| 55240 | 0190-ENG-REF-HAC-BROAD01 | PM03 | 301 | 1Y PLANNED CALIBRATION HAM_PG-03 | Hot Absorption Chiller Broad | B | 0190E011 | 2021-06-03 | 2010-12-24 | PHILAGANAN
| 55240 | 0190-ENG-REF-HAC-BROAD01 | PM03 | 301 | 52W Cal HAM Charging Press 5C3_PG-031 | Hot Absorption Chiller Broad | B | 0190E010 | 2021-06-03 | 2014-09-09 | PHILAGANAN
| 51982 | 0190-ENG-REF-HAC-BROAD01 | PM03 | 301 | 52W Cal HAM Charging Press 5C3_PS-001 | Hot Absorption Chiller Broad | B | 0190E010 | 2021-06-03 | 2014-09-09 | PHILAGANAN
| 51984 | 0190-ENG-REF-HAC-BROAD01 | PM03 | 301 | 52W Cal HAM Cooling H2O 5C3-TE-01.05 | Hot Absorption Chiller Broad | B | 0190E010 | 2021-06-03 | 2014-09-09 | PHILAGANAN
| 51984 | 0190-ENG-REF-HAC-BROAD01 | PM03 | 301 | 52W Cal HAM Cooling H2O 5C3-TE-01.05 | Hot Absorption Chiller Broad | B | 0190E010 | 2021-06-03 | 2014-09-09 | PHILAGANAN
| 51984 | 0190-ENG-REF-HAC-BROAD01 | PM03 | 301 | 52W Cal HAM Cooling H2O 5C3-TE-02.02 | Hot Absorption Chiller Broad | B | 0190E010 | 2021-06-03 | 2014-09-09 | PHILAGANAN
| 51984 | 0190-ENG-REF-HAC-BROAD01 | PM03 | 301 | 52W Cal HAM Cooling H2O 5C3-TE-024 | Hot Absorption Chiller Broad | B | 0190E010 | 2021-06-03 | 2014-09-09 | PHILAGANAN
| 51984 | 0190-ENG-REF-HAC-BROAD01 | PM03 | 301 | 52W Cal HAM Generator 5C3-TE-08.05 | Hot Absorption Chiller Broad | B | 0190E010 | 2021-06-03 | 2014-09-09 | PHILAGANAN
| 51984 | 0190-ENG-REF-HAC-BROAD01 | PM03 | 301 | 52W Cal HAM Heat Source 5C3-TE-09.06 | Hot Absorption Chiller Broad | B | 0190E010 | 2021-06-03 | 2014-09-09 | PHILAGANAN
| 51984 | 0190-ENG-REF-HAC-BROAD01 | PM03 | 301 | 52W Cal HAM Source Outlet 5C3-TE-09.08 | Hot Absorption Chiller Broad | B | 0190E010 | 2021-06-03 | 2014-09-09 | PHILAGANAN
| 51984 | 0190-ENG-REF-HAC-BROAD01 | PM03 | 301 | 52W Cal HAM Chilled H2O 5D4-TE-03.05 | Hot Absorption Chiller Broad | B | 0190E010 | 2021-06-03 | 2014-09-09 | PHILAGANAN
| 412405 | 0190-ENG-REF-HAC-BROAD01 | PM03 | 304 | 52WK Permit to Operate Renewal | Hot Absorption Chiller Broad | B | 0190E010 | 2021-06-03 | 2014-09-24 | PHILAGANAN
| 55240 | 0190-ENG-REF-MCQ-CHWLNE01 | PM03 | 301 | 1Y PLANNED CALIBRATION MQC_PG-02 | MACQUAY Chilled Water Line | C | 0190E011 | 2021-06-03 | 2010-12-24 | PHILAGANAN
| 55241 | 0190-ENG-REF-MCQ-CHWLNE01 | PM03 | 301 | 1Y PLANNED CALIBRATION MQC_TG-01 | MACQUAY Chilled Water Line | C | 0190E011 | 2021-06-03 | 2010-12-24 | PHILAGANAN
| 55241 | 0190-ENG-REF-MCQ-CHWLNE01 | PM03 | 301 | 1Y PLND CALIBRATION MQC_TG-02 | MACQUAY Chilled Water Line | C | 0190E011 | 2021-06-03 | 2010-12-24 | PHILAGANAN
| 33443 | 0190-ENG-REF-MCQ-COMPSR02 | PM03 | 303 | 3M REF LUBRICATION MAINTENANCE | MACQUAY Chiller Compressor No 2 | C | 0190E010 | 2011-01-22 | 2008-07-03 | PHBALALAOS
| 45801 | 0190-ENG-REF-MCQ-MCCPNL01 | PM03 | 302 | 3M THERMOGRAPHY SCAN MCQUAY MCC PANEL | MACQUAY Chiller Electrical panel | C | 0190E011 | 2012-05-23 | 2009-11-14 | PHFUTALARA
| 36396 | 0190-ENG-REF-NH3-ABSTNK01 | PM03 |  | 2Y PLANNED NDT, AIR COMPRESSOR MAIN TANK | Ammonia Absorption Tank | C | 0190E009 | 2011-02-22 | 2009-02-03 | PHFUTALARA
| 52264 | 0190-ENG-REF-NH3-ABSTNK01 | PM03 | 301 | 1Y Calibration 4C_PRV-004 | Ammonia Absorption Tank | C | 0190E010 | 2021-06-03 | 2011-12-20 | PHILAGANAN
| 52264 | 0190-ENG-REF-NH3-ABSTNK01 | PM03 | 301 | 1Y Calibration 4C_PRV-005 | Ammonia Absorption Tank | C | 0190E010 | 2021-06-03 | 2011-12-20 | PHILAGANAN
| 55240 | 0190-ENG-REF-NH3-CHILER01 | PM03 | 301 | 1Y PLANNED CALIBRATION NH3_PG-02 | GRAM Package NH3 Chiller 01 | B | 0190E011 | 2021-06-03 | 2010-12-24 | PHILAGANAN
| 51984 | 0190-ENG-REF-NH3-CHILER01 | PM03 | 301 | 52W Cal NH3 (IS) Process Temp 5D5-TE-015 | GRAM Package NH3 Chiller 01 | B | 0190E010 | 2021-06-03 | 2014-09-10 | PHILAGANAN
| 51984 | 0190-ENG-REF-NH3-CHILER01 | PM03 | 301 | 52W Cal NH3 (IS) Process Temp 5D5-TE-016 | GRAM Package NH3 Chiller 01 | B | 0190E010 | 2021-06-03 | 2014-09-10 | PHILAGANAN
| 55240 | 0190-ENG-REF-NH3-CHWLNE01 | PM03 | 301 | 1Y PLANNED CALIBRATION NH3_PG-05 | Ammonia Chilled Water Line | B | 0190E011 | 2021-06-03 | 2010-12-24 | PHILAGANAN
| 55240 | 0190-ENG-REF-NH3-CHWLNE01 | PM03 | 301 | 1Y PLANNED CALIBRATION NH3_PG-06 | Ammonia Chilled Water Line | B | 0190E011 | 2021-06-03 | 2010-12-24 | PHILAGANAN
| 49963 | 0190-ENG-REF-NH3-COMPSR01 | PM03 | 302 | 3W Condition base Monitoring | Chiller Compressor | B | 0190E010 | 2011-02-12 | 2010-05-15 | PHBALALAOS
| 51984 | 0190-ENG-REF-NH3-COMPSR01 | PM03 | 301 | 52W Cal IS Comp 5D3-TT-011 | Chiller Compressor | B | 0190E010 | 2021-06-03 | 2014-12-04 | PHILAGANAN
| 51982 | 0190-ENG-REF-NH3-COMPSR01 | PM03 | 301 | 52W Cal IS Chiller 5D3-HMI-T011 | Chiller Compressor | B | 0190E010 | 2021-06-03 | 2014-12-04 | PHILAGANAN
| 55241 | 0190-ENG-REF-NH3-COWLNE01 | PM03 | 301 | 1Y PLANNED CALIBRATION NH3_TG-01 | Ammonia Cooling Water Line | C | 0190E011 | 2021-06-03 | 2010-12-24 | PHILAGANAN
| 55241 | 0190-ENG-REF-NH3-COWLNE01 | PM03 | 301 | 1Y PLANNED CALIBRATION NH3_TG-02 | Ammonia Cooling Water Line | C | 0190E011 | 2021-06-03 | 2010-12-24 | PHILAGANAN
| 55240 | 0190-ENG-REF-NH3-COWLNE01 | PM03 | 301 | 1Y PLANNED CALIBRATION NH3_PG-03 | Ammonia Cooling Water Line | C | 0190E011 | 2021-06-03 | 2010-12-24 | PHILAGANAN
| 55240 | 0190-ENG-REF-NH3-COWLNE01 | PM03 | 301 | 1Y PLANNED CALIBRATION NH3_PG-04 | Ammonia Cooling Water Line | C | 0190E011 | 2021-06-03 | 2010-12-24 | PHILAGANAN
| 33443 | 0190-ENG-REF-NH3-ORPUMP01 | PM03 | 303 | 3M REF LUBRICATION MAINTENANCE | Ammonia Oil Recirculating pump | B | 0190E010 | 2011-01-22 | 2008-07-03 | PHBALALAOS
| 51984 | 0190-ENG-REF-NH3-ORPUMP01 | PM03 | 301 | 52W Cal NH3 (IS) Oil Sep 5D5-TE-013 | Ammonia Oil Recirculating pump | B | 0190E010 | 2021-06-03 | 2014-09-10 | PHILAGANAN
| 55241 | 0190-ENG-REF-NH3-ORPUMP01 | PM03 | 301 | 52W Cal Milk Ammonia 5C1_TG-05.08/02 | Ammonia Oil Recirculating pump | B | 0190E010 | 2021-06-03 | 2014-09-10 | PHILAGANAN
| 33443 | 0190-ENG-REF-REC-REPUMP01 | PM03 | 303 | 3M REF LUBRICATION MAINTENANCE | Chilled Water Recirculation Pump No 1 | C | 0190E010 | 2011-01-22 | 2008-07-03 | PHBALALAOS
| 33443 | 0190-ENG-REF-REC-REPUMP02 | PM03 | 303 | 3M REF LUBRICATION MAINTENANCE | Chilled Water Recirculation Pump No 2 | C | 0190E010 | 2011-01-22 | 2008-07-03 | PHBALALAOS
| 50946 | 0190-ENG-REF-REC-REPUMP02 | PM03 |  | 3W PdMs ChilledH20 re-circulation pump 2 | Chilled Water Recirculation Pump No 2 | C | 0190E010 | 2010-07-27 | 2010-07-24 | PHBALALAOS
| 33443 | 0190-ENG-REF-REC-REPUMP03 | PM03 | 303 | 3M REF LUBRICATION MAINTENANCE | Chilled Water Recirculation Pump No 3 | C | 0190E010 | 2011-01-22 | 2008-07-03 | PHBALALAOS
| 33443 | 0190-ENG-REF-REC-REPUMP04 | PM03 | 303 | 3M REF LUBRICATION MAINTENANCE | Chilled Water Recirculation Pump No 4 | C | 0190E010 | 2011-01-22 | 2008-07-03 | PHBALALAOS
| 55240 | 0190-ENG-REF-REC-REPUMP05 | PM03 | 301 | 1Y PLANNED CALIBRATION CHR_PG-02 | Chilled Water Recirculation Pump No 5 | C | 0190E011 | 2021-06-03 | 2010-12-24 | PHILAGANAN
| 55240 | 0190-ENG-REF-REC-REPUMP06 | PM03 | 301 | 1Y PLANNED CALIBRATION CHR_PG-03 | Chilled Water Recirculation Pump No 6 | C | 0190E011 | 2021-06-03 | 2010-12-24 | PHILAGANAN
| 55240 | 0190-ENG-REF-REC-REPUMP06 | PM03 | 301 | 1Y PLANNED CALIBRATION CHR_PG-04 | Chilled Water Recirculation Pump No 6 | C | 0190E011 | 2021-06-03 | 2010-12-24 | PHILAGANAN
| 33443 | 0190-ENG-REF-SUP-SUPUMP01 | PM03 | 303 | 3M REF LUBRICATION MAINTENANCE | Chilled Water Supply Pump No 1 | C | 0190E010 | 2011-01-22 | 2008-07-03 | PHBALALAOS
| 33443 | 0190-ENG-REF-SUP-SUPUMP02 | PM03 | 303 | 3M REF LUBRICATION MAINTENANCE | Chilled Water Supply Pump No 2 | C | 0190E010 | 2011-01-22 | 2008-07-03 | PHBALALAOS
| 33443 | 0190-ENG-REF-SUP-SUPUMP03 | PM03 | 303 | 3M REF LUBRICATION MAINTENANCE | Chilled Water Supply Pump No 3 | C | 0190E010 | 2011-01-22 | 2008-07-03 | PHBALALAOS
| 33443 | 0190-ENG-REF-SUP-SUPUMP04 | PM03 | 303 | 3M REF LUBRICATION MAINTENANCE | Chilled Water Supply Pump No 4 | C | 0190E010 | 2011-01-22 | 2008-07-03 | PHBALALAOS
| 45801 | 0190-ENG-REF-SUP-SUTANK01 | PM03 | 302 | 3M PLANNED IR SCANNING-CHLLDH20 PLCPNL | Chilled Water Tank (COLD Tank) | B | 0190E011 | 2011-06-20 | 2009-11-14 | PHFUTALARA
| 55241 | 0190-ENG-REF-SUP-SUTANK01 | PM03 | 301 | 1Y PLANNED CALIBRATION COL_TG-02 | Chilled Water Tank (COLD Tank) | B | 0190E011 | 2021-06-03 | 2010-12-24 | PHILAGANAN
| 55241 | 0190-ENG-REF-SUP-SUTANK01 | PM03 | 301 | 1Y PLANNED CALIBRATION COL_TG-03 | Chilled Water Tank (COLD Tank) | B | 0190E011 | 2021-06-03 | 2010-12-24 | PHILAGANAN
| 55240 | 0190-ENG-REF-VAC-CHILER01 | PM03 | 301 | 1Y PLANNED CALIBRATION VAM_PG-03 | Vapor Absorption Chiller | C | 0190E011 | 2021-06-03 | 2010-12-24 | PHILAGANAN
| 55240 | 0190-ENG-REF-VAC-CHILER01 | PM03 | 301 | 1Y PLANNED CALIBRATION VAM_PG-04 | Vapor Absorption Chiller | C | 0190E011 | 2021-06-03 | 2010-12-24 | PHILAGANAN
| 55241 | 0190-ENG-REF-VAC-CHILER01 | PM03 | 301 | 1Y PLANNED CALIBRATION VAM_TG-03 | Vapor Absorption Chiller | C | 0190E011 | 2021-06-03 | 2010-12-24 | PHILAGANAN
| 55241 | 0190-ENG-REF-VAC-CHILER01 | PM03 | 301 | 1Y PLANNED CALIBRATION VAM_TG-04 | Vapor Absorption Chiller | C | 0190E011 | 2021-06-03 | 2010-12-24 | PHILAGANAN
| 412405 | 0190-ENG-REF-VAC-CHILER01 | PM03 | 304 | 52WK Permit to Operate Renewal | Vapor Absorption Chiller | C | 0190E010 | 2021-06-03 | 2014-09-24 | PHILAGANAN
| 55241 | 0190-ENG-REF-VAC-COWLNE01 | PM03 | 301 | 1Y PLANNED CALIBRATION VAM_TG-01 | VAC Cooling Water line | C | 0190E011 | 2021-06-03 | 2010-12-24 | PHILAGANAN
| 55241 | 0190-ENG-REF-VAC-COWLNE01 | PM03 | 301 | 1Y PLANNED CALIBRATION VAM_TG-02 | VAC Cooling Water line | C | 0190E011 | 2021-06-03 | 2010-12-24 | PHILAGANAN
| 55240 | 0190-ENG-REF-VAC-COWLNE01 | PM03 | 301 | 1Y Cal Cooling Water Pres 5C3_PG-035 | VAC Cooling Water line | C | 0190E010 | 2021-06-03 | 2014-09-09 | PHILAGANAN
| 55240 | 0190-ENG-REF-VAC-HHTGEN01 | PM03 | 301 | 1Y PLANNED CALIBRATION VAM_PG-11 | High Heating Generator | C | 0190E011 | 2021-06-03 | 2010-12-24 | PHILAGANAN
| 55240 | 0190-ENG-REF-VAC-HHTGEN01 | PM03 | 301 | 1Y PLANNED CALIBRATION VAM_PG-12 | High Heating Generator | C | 0190E011 | 2021-06-03 | 2010-12-24 | PHILAGANAN
| 33383 | 0190-ENG-REF-VAC-MCCPNL01 | PM03 | 302 | 3M VAM PANEL THERMAL SCANNING | VAC Motor Control Center | C | 0190E011 | 2009-10-18 | 2008-07-02 | PHSERINAEM
| 415218 | 0190-ENG-REF-VAC-MCCPNL01 | PM03 | 307 | 1Y PLC/SLC/CLX PM & Data Back Ups VAM | VAC Motor Control Center | C | 0190E011 | 2015-11-24 | 2014-05-20 | PHILAGANAN
| 33443 | 0190-ENG-REF-VAC-PURPMP01 | PM03 | 303 | 3M REF LUBRICATION MAINTENANCE | VAC Vacuum Pump | C | 0190E010 | 2011-01-22 | 2008-07-03 | PHBALALAOS
| 33443 | 0190-ENG-REF-VAC-REFPMP01 | PM03 | 303 | 3M REF LUBRICATION MAINTENANCE | VAC Refrigerant Pump | C | 0190E010 | 2011-01-22 | 2008-07-03 | PHBALALAOS
| 55240 | 0190-ENG-REF-VAC-STMLNE01 | PM03 | 301 | 1Y PLANNED CALIBRATION VAM_PG-08 | VAC Steam Line | C | 0190E010 | 2021-06-03 | 2010-12-24 | PHILAGANAN
| 55240 | 0190-ENG-REF-VAC-STMLNE01 | PM03 | 301 | 1Y PLANNED CALIBRATION VAM_PG-09 | VAC Steam Line | C | 0190E011 | 2021-06-03 | 2010-12-24 | PHILAGANAN
| 51986 | 0190-ENG-REF-VAC-STMLNE01 | PM03 | 301 | 52W Cal VAM Steam Header 5C2-FIT-001 | VAC Steam Line | C | 0190E010 | 2021-06-03 | 2014-09-02 | PHILAGANAN
| 51985 | 0190-ENG-REF-VAC-STMLNE01 | PM03 | 301 | 1Y Cal VAM Stm Sup to HTG 5C2_HMI-T06.02 | VAC Steam Line | C | 0190E010 | 2021-06-03 | 2014-09-03 | PHILAGANAN
| 61179 | 0190-ENG-REF-VAC-STMLNE01 | PM03 | 301 | 52W Cal VAM Steam Header 5C2-PT-001 | VAC Steam Line | C | 0190E010 | 2021-06-03 | 2014-09-03 | PHILAGANAN
| 33443 | 0190-ENG-SCG-BIO-BLTCVY01 | PM03 | 303 | 3M SCG LUBRICATION MAINTENANCE | Biomass Belt Conveyor 01 | C | 0190E012 | 2010-11-02 | 2008-07-03 | PHBALALAOS
| 33443 | 0190-ENG-SCG-BIO-BLTCVY02 | PM03 | 303 | 3M SCG LUBRICATION MAINTENANCE | Biomass Belt Conveyor 02 | C | 0190E012 | 2010-11-02 | 2008-07-03 | PHBALALAOS
| 33443 | 0190-ENG-SCG-BIO-BLTCVY03 | PM03 | 303 | 3M SCG LUBRICATION MAINTENANCE | Biomass Belt Conveyor 03 | C | 0190E012 | 2010-11-02 | 2008-07-03 | PHBALALAOS
| 45801 | 0190-ENG-SCG-BIO-CTLPNL01 | PM03 | 302 | 3M Thermography Scan BIOMASS Elect'l Pnl | Conveyor Control Panel 01 | B | 0190E011 | 2012-01-30 | 2011-12-10 | PHFUTALARA
| 45801 | 0190-ENG-SCG-BIO-FACILITY | PM03 | 302 | 3M Thermography Scan Biomass Elec Panels | Biomas Facility | X | 0190E012 | 2012-05-26 | 2012-01-30 | PHFUTALARA
| 33443 | 0190-ENG-SCG-BIO-SHEDER01 | PM03 | 303 | 3M SCG LUBRICATION MAINTENANCE | Shredder HAndy Saber 7.5HP | X | 0190E012 | 2011-04-04 | 2008-07-03 | PHBALALAOS
| 33443 | 0190-ENG-SCG-BIO-SKIDER01 | PM03 | 303 | 26WK SCG Lubrication | Loader Skidder Caterpillar(Bobcat) | C | 0190E012 | 2020-10-26 | 2008-07-03 | PHBALALAOS
| 45801 | 0190-ENG-SCG-BIO-TIPHPR01 | PM03 | 302 | 3M Thermal Scan Biomass Hopper Pnls | Biomass Tipping Hopper | C | 0190E011 | 2012-08-18 | 2009-11-13 | PHFUTALARA
| 33443 | 0190-ENG-SCG-BIO-TSCFDR01 | PM03 | 303 | 3M SCG LUBRICATION MAINTENANCE | Biomas Twin feeder 01 | C | 0190E012 | 2010-11-02 | 2008-07-03 | PHBALALAOS
| 33443 | 0190-ENG-SCG-BIO-TSCFDR02 | PM03 | 303 | 3M SCG LUBRICATION MAINTENANCE | Biomas Twin Feeder 02 | C | 0190E012 | 2010-11-02 | 2008-07-03 | PHBALALAOS
| 33443 | 0190-ENG-SCG-CHW-CWPPMP01 | PM03 | 303 | 3M SCG LUBRICATION MAINTENANCE | Coloured Water Pit Pump No 1 | C | 0190E012 | 2010-10-21 | 2008-07-02 | PHBALALAOS
| 33443 | 0190-ENG-SCG-CHW-CWPPMP02 | PM03 | 303 | 3M SCG LUBRICATION MAINTENANCE | Coloured Water Pit Pump No 2 | C | 0190E012 | 2010-10-21 | 2008-07-02 | PHBALALAOS
| 51986 | 0190-ENG-SCG-CHW-DECNTR01 | PM03 | 301 | 52W Cal Lurgi Decanter 5A3-FIT-11.06 | Decanter No 1 | C | 0190E012 | 2021-06-03 | 2014-09-02 | PHILAGANAN
| 51986 | 0190-ENG-SCG-CHW-DECNTR01 | PM03 | 301 | 1Y Cal Lurgi Decanter_Flow 5A3-FS-11.06 | Decanter No 1 | C | 0190E012 | 2021-06-03 | 2014-09-03 | PHILAGANAN
| 45801 | 0190-ENG-SCG-CHW-DECNTR02 | PM03 | 302 | 3M Thermal Scan Decanter02 Ctrl Pnl | Decanter No 2 | C | 0190E011 | 2012-11-17 | 2009-11-13 | PHFUTALARA
| 51986 | 0190-ENG-SCG-CHW-DECNTR02 | PM03 | 301 | 52W Cal CW to Decanter 5A4-FIT-07.10 | Decanter No 2 | C | 0190E012 | 2021-06-03 | 2014-09-02 | PHILAGANAN
| 45801 | 0190-ENG-SCG-CHW-DECNTR03 | PM03 | 302 | 3M Thermal Scan Decanter03 Ctrl Pnl | Coffee Oil Decanter #3 | B | 0190E012 | 2012-11-17 | 2009-11-13 | PHFUTALARA
| 56961 | 0190-ENG-SCG-CHW-DFDPMP02 | PM03 | 303 | 3M SCG LUBRICATION MAINTENANCE | CWW Decanter Feed Pump P 2 | C | 0190E012 | 2013-11-04 | 2008-07-02 | PHBALALAOS
| 56961 | 0190-ENG-SCG-CHW-SFDPMP17 | PM03 | 303 | 3M SCG LUBRICATION MAINTENANCE | CWW Separator Feed Pump P 17 | C | 0190E012 | 2013-11-04 | 2008-07-03 | PHBALALAOS
| 56961 | 0190-ENG-SCG-CHW-TNKMXR14 | PM03 | 303 | 3M SCG LUBRICATION MAINTENANCE | CWW Tank Mixer T 14 | C | 0190E012 | 2013-11-04 | 2008-07-03 | PHBALALAOS
| 49964 | 0190-ENG-SCG-CHW-UCLTNK06 | PM03 | 302 | 4W PdMS MONITORING | Unclarified CWW Tank T 6 | C | 0190E012 | 2010-06-14 | 2010-05-15 | PHMAJESTRA
| 33443 | 0190-ENG-SCG-COE-CLARFR01 | PM03 | 303 | 3M SCG LUBRICATION MAINTENANCE | Coffee Oil Clarifier/Separator S 1 | C | 0190E012 | 2010-11-02 | 2008-07-03 | PHBALALAOS
| 45801 | 0190-ENG-SCG-COE-CLARFR01 | PM03 | 302 | 3M Thermal Scan Oil Separator S1 | Coffee Oil Clarifier/Separator S 1 | C | 0190E011 | 2012-11-17 | 2009-11-13 | PHFUTALARA
| 33443 | 0190-ENG-SCG-COE-CLARFR02 | PM03 | 303 | 3M SCG LUBRICATION MAINTENANCE | Coffee Oil Clarifier/Separator S 2 | C | 0190E012 | 2010-11-02 | 2008-07-03 | PHBALALAOS
| 45801 | 0190-ENG-SCG-COE-CLARFR02 | PM03 | 302 | 3M Thermal Scan Oil Separator S2 | Coffee Oil Clarifier/Separator S 2 | C | 0190E012 | 2012-11-17 | 2009-11-13 | PHFUTALARA
| 56961 | 0190-ENG-SCG-COE-CWAGIT01 | PM03 | 303 | 3M SCG LUBRICATION MAINTENANCE | Colored Press Water Tank Agitator (FBB) | C | 0190E012 | 2013-11-04 | 2008-07-03 | PHBALALAOS
| 56961 | 0190-ENG-SCG-COE-CWPUMP01 | PM03 | 303 | 3M SCG LUBRICATION MAINTENANCE | Colored Press water Pump (FBB to TNo3) | C | 0190E012 | 2013-11-04 | 2008-07-03 | PHBALALAOS
| 55240 | 0190-ENG-SCG-COE-CWPUMP01 | PM03 | 301 | 52W Cal AFBB Press Wtr Tnk 5A1-PG-04.03 | Colored Press water Pump (FBB to TNo3) | C | 0190E017 | 2021-06-03 | 2014-12-03 | PHILAGANAN
| 56961 | 0190-ENG-SCG-COE-TRFPMP05 | PM03 | 303 | 3M SCG LUBRICATION MAINTENANCE | Transfer Pump No 5 | C | 0190E012 | 2013-11-04 | 2008-07-03 | PHBALALAOS
| 56961 | 0190-ENG-SCG-COE-TRFPMP05 | PM03 | 303 | 3M SCG LUBRICATION MAINTENANCE | Transfer Pump No 5 | C | 0190E012 | 2013-11-04 | 2008-07-03 | PHBALALAOS
| 55241 | 0190-ENG-SCG-COE-TUBHTR01 | PM03 | 301 | 1Y Cal CWWE_Tubular Heater 5A4_TG-002 | Tubular Heater No 1 | C | 0190E012 | 2021-06-03 | 2014-09-10 | PHILAGANAN
| 51982 | 0190-ENG-SCG-CWE-ACIDTK10 | PM03 | 301 | 52W Cal CWW Tank No.10 5A4-LIT-15.07 | Acid Tank T 10 | C | 0190E012 | 2021-06-03 | 2014-09-03 | PHILAGANAN
| 51982 | 0190-ENG-SCG-CWE-ACIDTK10 | PM03 | 301 | 1Y Cal CWWE Tank No.10 5A4-HMI-L15.07 | Acid Tank T 10 | C | 0190E012 | 2021-06-03 | 2014-09-03 | PHILAGANAN
| 56961 | 0190-ENG-SCG-CWE-CIPUMP14 | PM03 | 303 | 3M SCG LUBRICATION MAINTENANCE | CWW CIP Pump P 14 | C | 0190E012 | 2013-11-04 | 2008-07-03 | PHBALALAOS
| 56961 | 0190-ENG-SCG-CWE-CNDPMP09 | PM03 | 303 | 3M SCG LUBRICATION MAINTENANCE | CWW Steam Condensate Pump P 9A | C | 0190E012 | 2013-11-04 | 2008-07-03 | PHBALALAOS
| 51984 | 0190-ENG-SCG-CWE-CNDRTK04 | PM03 | 301 | 1Y Calibration CWWE TIC 137 | Surface Condenser Tank SC 04 | C | 0190E011 | 2021-06-03 | 2011-12-20 | PHILAGANAN
| 56961 | 0190-ENG-SCG-CWE-CNTRTP10 | PM03 | 303 | 3M SCG LUBRICATION MAINTENANCE | CWW Concentrate Pump P 10 | C | 0190E012 | 2013-11-04 | 2008-07-03 | PHBALALAOS
| 51982 | 0190-ENG-SCG-CWE-CONDTK13 | PM03 | 301 | 52W Cal Colord H2O Tnk Lvl 5A4-LIT-07.02 | CWW Condensate Tank T 13 | C | 0190E012 | 2021-06-03 | 2014-09-03 | PHILAGANAN
| 55240 | 0190-ENG-SCG-CWE-CONDTK13 | PM03 | 301 | 52W Cal CWWE Steam Cond 5A4_PG-034 | CWW Condensate Tank T 13 | C | 0190E012 | 2021-06-03 | 2014-09-04 | PHILAGANAN
| 49964 | 0190-ENG-SCG-CWE-CONTNK08 | PM03 | 302 | 4W PdMS MONITORING | Cond Collection Tank T 8 | C | 0190E012 | 2010-06-14 | 2010-05-15 | PHMAJESTRA
| 56961 | 0190-ENG-SCG-CWE-CREPMP08 | PM03 | 303 | 3M SCG LUBRICATION MAINTENANCE | Clarified CWW Recirculation Pump P 8 | C | 0190E012 | 2013-11-04 | 2008-07-03 | PHBALALAOS
| 56961 | 0190-ENG-SCG-CWE-CTNKMX05 | PM03 | 303 | 3M SCG LUBRICATION MAINTENANCE | Concentrate Tank Mixer T 5 | C | 0190E012 | 2013-11-04 | 2008-07-03 | PHBALALAOS
| 51982 | 0190-ENG-SCG-CWE-CTNKMX05 | PM03 | 301 | 52W Cal Acid Conc Tank 5A4-LIT-25.04 | Concentrate Tank Mixer T 5 | C | 0190E012 | 2021-06-03 | 2014-09-03 | PHILAGANAN
| 56961 | 0190-ENG-SCG-CWE-DRNPMP15 | PM03 | 303 | 3M SCG LUBRICATION MAINTENANCE | CWW Drain Pump P 15A | C | 0190E012 | 2013-11-04 | 2008-07-03 | PHBALALAOS
| 51984 | 0190-ENG-SCG-CWE-EFFCTV01 | PM03 | 301 | 52W Cal First Effect Evap 5A4-TT-22.30 | 1st Effect Evaporator Vessel | C | 0190E012 | 2021-06-03 | 2014-09-03 | PHILAGANAN
| 51984 | 0190-ENG-SCG-CWE-EFFCTV01 | PM03 | 301 | 1Y Cal Evap 1st Effect 5A4-TE-22.30 | 1st Effect Evaporator Vessel | C | 0190E012 | 2021-06-03 | 2014-09-03 | PHILAGANAN
| 61179 | 0190-ENG-SCG-CWE-EFFCTV01 | PM03 | 301 | 52W Cal Calandria E01 5F3-PT-22.24 | 1st Effect Evaporator Vessel | C | 0190E012 | 2021-06-03 | 2014-09-03 | PHILAGANAN
| 51984 | 0190-ENG-SCG-CWE-EFFCTV01 | PM03 | 301 | 18M Cal CWWE Evap Pre-Htr 5A4-TE-21.07 | 1st Effect Evaporator Vessel | C | 0190E012 | 2021-06-03 | 2014-09-17 | PHILAGANAN
| 51982 | 0190-ENG-SCG-CWE-EFFCTV03 | PM03 | 301 | 52W Cal CWW_Sep S03 5A4-LIT-22.26 | 3rd Effect Evaporator Vessel | C | 0190E012 | 2021-06-03 | 2014-09-03 | PHILAGANAN
| 51984 | 0190-ENG-SCG-CWE-EFFCTV03 | PM03 | 301 | 1Y Cal Evap 3rd Effect 5A4_TE-22.28 | 3rd Effect Evaporator Vessel | C | 0190E012 | 2021-06-03 | 2014-09-03 | PHILAGANAN
| 51984 | 0190-ENG-SCG-CWE-EFFCTV04 | PM03 | 301 | 52W Cal Fourth Effect Evap 5A4-TT-22.27 | 4th Effect Evaporator Vessel | C | 0190E012 | 2021-06-03 | 2014-09-03 | PHILAGANAN
| 51984 | 0190-ENG-SCG-CWE-EFFCTV04 | PM03 | 301 | 1Y Cal Evap 4th Effect 5A4-TE-22.27 | 4th Effect Evaporator Vessel | C | 0190E012 | 2021-06-03 | 2014-09-03 | PHILAGANAN
| 51984 | 0190-ENG-SCG-CWE-EFFCTV04 | PM03 | 301 | 1Y Cal Evap 4th Effect 5A4-TE-22.27 | 4th Effect Evaporator Vessel | C | 0190E012 | 2021-06-03 | 2014-09-03 | PHILAGANAN
| 45801 | 0190-ENG-SCG-CWE-ELECRM01 | PM03 | 302 | 3M THERMOGRAPHY SCAN CWWE PANELS | CWWE Electrical Room | B | 0190E011 | 2012-05-23 | 2011-03-26 | PHFUTALARA
| 56961 | 0190-ENG-SCG-CWE-FEDPMP07 | PM03 | 303 | 3M SCG LUBRICATION MAINTENANCE | CWW Evaporator Feed Pump P 7 | C | 0190E012 | 2013-11-04 | 2008-07-03 | PHBALALAOS
| 45503 | 0190-ENG-SCG-CWE-FEDPMP07 | PM03 | 305 | 6M Pump and Motor PM SCG - CWE | CWW Evaporator Feed Pump P 7 | C | 0190E012 | 2011-05-07 | 2009-10-13 | PHBALALAOS
| 51986 | 0190-ENG-SCG-CWE-FEDPMP07 | PM03 | 301 | 52W Cal CWWE Feed Evap 5A4-FIT-21.07 | CWW Evaporator Feed Pump P 7 | C | 0190E012 | 2021-06-03 | 2014-09-02 | PHILAGANAN
| 51982 | 0190-ENG-SCG-CWE-NAOHTK11 | PM03 | 301 | 52W Cal Concentrate Tnk 5A4-LIT-27.10 | Caustic Tank T 11 | C | 0190E012 | 2021-06-03 | 2014-09-03 | PHILAGANAN
| 56961 | 0190-ENG-SCG-CWE-PITPMP01 | PM03 | 303 | 3M SCG LUBRICATION MAINTENANCE | CWW Small Pit Pump With Float Switch | C | 0190E012 | 2013-11-04 | 2008-07-03 | PHBALALAOS
| 51984 | 0190-ENG-SCG-CWE-PREHTR01 | PM03 | 301 | 1Y Calibration CWWE TIC 140 | Pre Heater H05 | C | 0190E011 | 2021-06-03 | 2011-12-20 | PHILAGANAN
| 61179 | 0190-ENG-SCG-CWE-PREHTR01 | PM03 | 301 | 52W Cal Heater H05 5A4-PIT-21.12 | Pre Heater H05 | C | 0190E012 | 2021-06-03 | 2014-09-03 | PHILAGANAN
|  | 0190-ENG-SCG-CWE-RCNDPT01 | PM03 |  | 104WK Pump and Motor Servicing | Recovery Condensate Pit | C | 0190E012 | 2020-11-11 | 2009-10-13 | PHBALALAOS
| 51984 | 0190-ENG-SCG-CWE-RCNTNK02 | PM03 | 301 | 78W Cal Cooling H2O Lvng Cond 5A4-TT-137 | Recovery Condensate Tank No 2 | C | 0190E012 | 2021-06-03 | 2014-09-17 | PHILAGANAN
| 49964 | 0190-ENG-SCG-CWE-RWCTNK09 | PM03 | 302 | 4W PdMS MONITORING | Rinse Water Collection Tank T 9 | C | 0190E012 | 2010-06-14 | 2010-05-15 | PHMAJESTRA
| 51984 | 0190-ENG-SCG-CWE-RWCTNK09 | PM03 | 301 | 78W Cal Rinse Water Tank 5A4-LIT-20.09 | Rinse Water Collection Tank T 9 | C | 0190E012 | 2021-06-03 | 2014-09-03 | PHILAGANAN
| 61179 | 0190-ENG-SCG-CWE-STMLNE01 | PM03 | 301 | 52W Cal Steam Heater Pres 5A4-PIT-139 | Steam Supply Line To Evaporator | C | 0190E012 | 2021-06-03 | 2014-09-03 | PHILAGANAN
| 56961 | 0190-ENG-SCG-CWE-STNKMX02 | PM03 | 303 | 3M SCG LUBRICATION MAINTENANCE | Coffee Oil Surge Tank Mixer T 2 | C | 0190E012 | 2013-11-04 | 2008-07-03 | PHBALALAOS
| 51984 | 0190-ENG-SCG-CWE-TUBHTR01 | PM03 | 301 | 78W Cal CWWE Tub Heater no.1 5A4-TT-135 | CWW Tubular Heater No 1 B 11 | C | 0190E012 | 2021-06-03 | 2014-09-03 | PHILAGANAN
| 55241 | 0190-ENG-SCG-CWE-TUBHTR02 | PM03 | 301 | 52W Cal Tubular H2O Heater 5A4_TG-014 | CWW Tubular Heater No 2 | C | 0190E012 | 2021-06-03 | 2014-09-02 | PHILAGANAN
| 51984 | 0190-ENG-SCG-CWE-VACPMP01 | PM03 | 301 | 52W Cal CWWE Liq Ring Vacuum 5A4-TT-014 | CWWE Liqiud Ring Vacuum Pump | C | 0190E012 | 2021-06-03 | 2014-09-03 | PHILAGANAN
| 51984 | 0190-ENG-SCG-CWE-VACPMP01 | PM03 | 301 | 1Y Cal CWWE Liq Ring Vacuum 5A4-TE-14 | CWWE Liqiud Ring Vacuum Pump | C | 0190E012 | 2021-06-03 | 2014-09-03 | PHILAGANAN
| 33443 | 0190-ENG-SCG-PCH-RALVLV02 | PM03 | 303 | 6M SCG LUBRICATION MAINTENANCE | Rotary Air Lock Valve No 2(SCGDump pit) | C | 0190E012 | 2013-11-04 | 2008-07-03 | PHBALALAOS
|  | 0190-ENG-SCG-PCH-RTBLWR01 | PM03 | 303 | 3M SCG LUBRICATION MAINTENANCE | PSCG Roots Blower No 1(LURGI) | C | 0190E012 | 2011-04-11 | 2008-07-03 | PHBALALAOS
| 33443 | 0190-ENG-SCG-PCH-RTBLWR01 | PM03 | 303 | 52WK Lubrication | PSCG Roots Blower No 1(LURGI) | C | 0190E012 | 2020-11-11 | 2008-07-03 | PHBALALAOS
| 33443 | 0190-ENG-SCG-PCH-RTBLWR04 | PM03 | 303 | 6M SCG LUBRICATION MAINTENANCE | Rotary Piston Blower No 4 (M614 Dumppit) | C | 0190E012 | 2013-11-04 | 2008-07-03 | PHBALALAOS
| 33443 | 0190-ENG-SCG-PCH-SCWFDR01 | PM03 | 303 | 6M SCG LUBRICATION MAINTENANCE | Screw Feeder (Dumping Pit) | C | 0190E012 | 2013-11-04 | 2008-07-03 | PHBALALAOS
| 33443 | 0190-ENG-SCG-PCH-TBLFDR01 | PM03 | 303 | 6M SCG LUBRICATION MAINTENANCE | Dump Pit Table Feeder 01 | B | 0190E012 | 2013-11-04 | 2008-07-03 | PHBALALAOS
| 33443 | 0190-ENG-SCG-PCH-TBLFDR02 | PM03 | 303 | 6M SCG LUBRICATION MAINTENANCE | Dump Pit Table Feeder 02 (Dumpimg Pit) | C | 0190E012 | 2013-11-04 | 2008-07-03 | PHBALALAOS
| 51986 | 0190-ENG-SCG-PCH-TBLFDR02 | PM03 | 301 | 1Y Cal CWW Sump Pit 5A1-FS-211 | Dump Pit Table Feeder 02 (Dumpimg Pit) | C | 0190E012 | 2021-06-03 | 2014-10-29 | PHILAGANAN
| 49546 | 0190-ENG-STM-BHS-FCTY | PM03 | 307 | 2W PLANNED INSPECTION LIGHTING JTB/CWWE | Boiler House Facilities | C | 0190E017 | 2011-05-25 | 2011-01-25 | PHFUTALARA
| 63137 | 0190-ENG-STM-BHS-FCTY | PM03 | 307 | 1W Machine Checklist- Masayon | Boiler House Facilities | C | 0190E012 | 2013-05-10 | 2012-04-11 | PHBALALAOS
| 63137 | 0190-ENG-STM-BHS-FCTY | PM03 | 307 | 1W CDM Checklist - FEALBIS | Boiler House Facilities | C | 0190E012 | 2012-07-10 | 2012-04-11 | PHBALALAOS
| 59747 | 0190-ENG-STM-EGF-STACKS04 | PM03 | 307 | 52WK Cleaning ChimneyChimney | Chimney | B | 0190E010 | 2017-06-06 | 2011-12-06 | PHBALALAOS
| 51984 | 0190-ENG-STM-ESP-FCLTY01 | PM03 | 301 | 18M Cal AFBB ESP Flue Gas 5A1-TE-19.04 | ESP Facility | C | 0190E012 | 2021-06-03 | 2014-09-17 | PHILAGANAN
| 51984 | 0190-ENG-STM-ESP-HPRRAV01 | PM03 | 301 | 52W Cal AFBB ESP Hopper1 5A1-TT-41A | ESP Hopper RAV No. 1 | B | 0190E012 | 2021-06-03 | 2014-09-10 | PHILAGANAN
| 45801 | 0190-ENG-STM-ESP-TFRREC01 | PM03 | 302 | 3M THERMOGRAPHY SCAN ESP TRANSFORMER01 | Transformer Rectifier Unit No1 | B | 0190E011 | 2012-05-23 | 2011-03-26 | PHFUTALARA
| 45801 | 0190-ENG-STM-ESP-TFRREC02 | PM03 | 302 | 3M THERMOGRAPHY SCAN ESP TRANSFORMER02 | Transformer Rectifier Unit No2 | B | 0190E012 | 2012-05-23 | 2011-03-26 | PHFUTALARA
| 45801 | 0190-ENG-STM-ESP-TFRREC03 | PM03 | 302 | 3M THERMOGRAPHY SCAN ESP TRANSFORMER03 | Transformer Rectifier Unit No3 | B | 0190E012 | 2012-05-23 | 2011-03-26 | PHFUTALARA
| 33383 | 0190-ENG-STM-FBB-AFBBLR01 | PM03 | 302 | 3M FBB PANEL THERMAL SCANNING | Atmospheric Fluidized Bed Boiler | A | 0190E011 | 2009-10-18 | 2008-07-02 | PHSERINAEM
| 33414 | 0190-ENG-STM-FBB-AFBBLR01 | PM03 | 302 | 3W FBB EI PLANNED SERVICE MAINTENANCE | Atmospheric Fluidized Bed Boiler | A | 0190E011 | 2009-10-17 | 2008-06-30 | PHSERINAEM
| 18945 | 0190-ENG-STM-FBB-AFBBLR01 | PM03 | 301 | 1Y STEAM RELIEF VALVE VALVE CALIBRATION | Atmospheric Fluidized Bed Boiler | A | 0190E012 | 2021-06-03 | 2008-11-20 | PHILAGANAN
| 52264 | 0190-ENG-STM-FBB-AFBBLR01 | PM03 | 301 | 1Y Calibration 4B_PRV-004 | Atmospheric Fluidized Bed Boiler | A | 0190E012 | 2021-06-03 | 2011-12-20 | PHILAGANAN
| 51986 | 0190-ENG-STM-FBB-AFBBLR01 | PM03 | 301 | 1Y Cal AFBB Sup Air 5A1-FS-01.07 | Atmospheric Fluidized Bed Boiler | A | 0190E012 | 2021-06-03 | 2014-09-09 | PHILAGANAN
| 51984 | 0190-ENG-STM-FBB-AFBBLR01 | PM03 | 301 | 18M Cal AFBB Chamber 1 5A1-TE-01.08/01 | Atmospheric Fluidized Bed Boiler | A | 0190E012 | 2021-06-03 | 2014-09-17 | PHILAGANAN
| 51984 | 0190-ENG-STM-FBB-AFBBLR01 | PM03 | 301 | 18M Cal AFBB Chamber 2 5A1-TE-01.08/02 | Atmospheric Fluidized Bed Boiler | A | 0190E012 | 2021-06-03 | 2014-09-17 | PHILAGANAN
| 51984 | 0190-ENG-STM-FBB-AFBBLR01 | PM03 | 301 | 1Y Cal AFBB Cham1 Temp 5A1-TE-01.08/01 | Atmospheric Fluidized Bed Boiler | A | 0190E012 | 2021-06-03 | 2014-09-11 | PHILAGANAN
| 51984 | 0190-ENG-STM-FBB-AFBBLR01 | PM03 | 301 | 1Y Cal AFBB Cham2 Temp 5A1-TE-01.08/02 | Atmospheric Fluidized Bed Boiler | A | 0190E012 | 2021-06-03 | 2014-09-11 | PHILAGANAN
| 51984 | 0190-ENG-STM-FBB-AFBBLR01 | PM03 | 301 | 1Y Cal AFBB Cham3 Temp 5A1-TE-01.08/03 | Atmospheric Fluidized Bed Boiler | A | 0190E012 | 2021-06-03 | 2014-09-11 | PHILAGANAN
| 51984 | 0190-ENG-STM-FBB-AFBBLR01 | PM03 | 301 | 1Y Cal AFBB Cham4 Temp 5A1-TE-01.08/04 | Atmospheric Fluidized Bed Boiler | A | 0190E012 | 2021-06-03 | 2014-09-11 | PHILAGANAN
| 51984 | 0190-ENG-STM-FBB-AFBBLR01 | PM03 | 301 | 18M Cal AFBB Chamber 3 5A1-TE-01.08/03 | Atmospheric Fluidized Bed Boiler | A | 0190E012 | 2021-06-03 | 2014-09-17 | PHILAGANAN
| 51984 | 0190-ENG-STM-FBB-AFBBLR01 | PM03 | 301 | 18M Cal AFBB Chamber 4 5A1-TE-01.08/04 | Atmospheric Fluidized Bed Boiler | A | 0190E012 | 2021-06-03 | 2014-09-17 | PHILAGANAN
| 33412 | 0190-ENG-STM-FBB-AFBBLR01 | PM03 | 307 | 3W Planned Maintenance JT Boiler 1 | Atmospheric Fluidized Bed Boiler | A | 0190E012 | 2017-12-08 | 2016-06-28 | PHILAGANAN
| 51984 | 0190-ENG-STM-FBB-AFBBLR01-TE006 | PM03 | 301 | 52W Cal AFBB Bed1 Pt 2 Temp 5A1-TE-006 | Atmospheric Fluidized Bed Boiler-TE006 | B | 0190E017 | 2021-06-03 | 2014-09-03 | PHILAGANAN
| 33443 | 0190-ENG-STM-FBB-ASHCON01 | PM03 | 303 | 26WK AFBB Lubrication | Ash Conveyor No.1 (C1) | C | 0190E012 | 2019-04-08 | 2008-07-04 | PHBALALAOS
| 33443 | 0190-ENG-STM-FBB-ASHCON02 | PM03 | 303 | 26WK AFBB Lubrication | Ash Conveyor No.2 (C2) | C | 0190E012 | 2019-04-08 | 2008-07-04 | PHBALALAOS
|  | 0190-ENG-STM-FBB-ASHCON02 | PM03 |  | 1Y Planned Servicing Ash Conveyor | Ash Conveyor No.2 (C2) | C | 0190E012 | 2011-12-26 | 2011-12-26 | PHBALALAOS
| 33443 | 0190-ENG-STM-FBB-ASHCON03 | PM03 | 303 | 26WK AFBB Lubrication | Ash Conveyor No.3 (C3) | C | 0190E012 | 2019-04-08 | 2008-07-04 | PHBALALAOS
| 33443 | 0190-ENG-STM-FBB-ASHCON04 | PM03 | 303 | 26WK AFBB Lubrication | Ash Conveyor No.4 (C4) | C | 0190E012 | 2019-04-08 | 2008-07-04 | PHBALALAOS
| 33443 | 0190-ENG-STM-FBB-ASHCON05 | PM03 | 303 | 26WK AFBB Lubrication | Ash Conveyor No.5 (C5) | C | 0190E012 | 2019-04-08 | 2008-07-04 | PHBALALAOS
| 33443 | 0190-ENG-STM-FBB-ASHCON05 | PM03 | 303 | 26WK AFBB Lubrication | Ash Conveyor No.5 (C5) | C | 0190E012 | 2019-04-08 | 2008-07-04 | PHBALALAOS
| 55240 | 0190-ENG-STM-FBB-BURNER01 | PM03 | 301 | 1Y Cal AFBB Start -up 5A1-PG-03.04 | Start-up Burner | B | 0190E012 | 2021-06-03 | 2014-12-03 | PHILAGANAN
| 33527 | 0190-ENG-STM-FBB-COMMON01 | PM03 | 305 | 3M SERVICE AFBB ELECTRICAL ROOM | AFBB Common Facilities | C | 0190E011 | 2011-05-02 | 2010-11-27 | PHFUTALARA
| 51986 | 0190-ENG-STM-FBB-ECOFAC01 | PM03 | 301 | 52W Cal AFBB Feed Wtr 5A1-FIT-07.14 | Economizer Facilities | C | 0190E012 | 2021-06-03 | 2014-09-02 | PHILAGANAN
| 51984 | 0190-ENG-STM-FBB-ECOFAC01 | PM03 | 301 | 1Y Cal AFBB Deaerator Stm 5A1-TE-02.06 | Economizer Facilities | C | 0190E012 | 2021-06-03 | 2014-09-11 | PHILAGANAN
| 51984 | 0190-ENG-STM-FBB-ECOFAC01 | PM03 | 301 | 1Y Cal AFBB Flue Gas 5A1-TE-10.05 | Economizer Facilities | C | 0190E012 | 2021-06-03 | 2014-09-11 | PHILAGANAN
| 51984 | 0190-ENG-STM-FBB-ECOFAC01 | PM03 | 301 | 1Y Cal AFBB Economizer 5A1-TE-12.02 | Economizer Facilities | C | 0190E012 | 2021-06-03 | 2014-09-11 | PHILAGANAN
| 51984 | 0190-ENG-STM-FBB-ECOFAC01 | PM03 | 301 | 1Y Cal AFBB ESP Flue Gas 5A1-TE-19.04 | Economizer Facilities | C | 0190E012 | 2021-06-03 | 2014-09-11 | PHILAGANAN
| 51984 | 0190-ENG-STM-FBB-ECOFAC01 | PM03 | 301 | 18M Cal AFBB Flue Gas 5A1-TE-10.05 | Economizer Facilities | C | 0190E012 | 2021-06-03 | 2014-09-17 | PHILAGANAN
| 51984 | 0190-ENG-STM-FBB-ECOFAC01 | PM03 | 301 | 18M Cal AFBB Flue Gas 5A1-TE-12.02 | Economizer Facilities | C | 0190E012 | 2021-06-03 | 2014-09-17 | PHILAGANAN
| 62404 | 0190-ENG-STM-FBB-ECOFAC01 | PM03 | 306 | 52WK Inspection - Boiler Pressure Parts | Economizer Facilities | C | 0190E012 | 2021-06-03 | 2017-06-06 | PHILAGANAN
| 55241 | 0190-ENG-STM-FBB-FGRFAN01 | PM03 | 301 | 52W Cal AFBB_Flue Gas ESP 5A1-TG-15.02 | Flue Gas Recirculation Fan | C | 0190E012 | 2021-06-03 | 2014-09-02 | PHILAGANAN
| 55241 | 0190-ENG-STM-FBB-FGRFAN01 | PM03 | 301 | 52W Cal Flue Gas ESP 5A1-TG-005 | Flue Gas Recirculation Fan | C | 0190E012 | 2021-06-03 | 2014-09-02 | PHILAGANAN
| 51984 | 0190-ENG-STM-FBB-FGRFAN01 | PM03 | 301 | 18M Cal AFBB ESP Flue 5A1-TE-17.04 | Flue Gas Recirculation Fan | C | 0190E012 | 2021-06-03 | 2014-10-29 | PHILAGANAN
| 51984 | 0190-ENG-STM-FBB-FGRFAN01 | PM03 | 301 | 18M Cal AFBB ESP Flue 5A1-HMI-T17.04 | Flue Gas Recirculation Fan | C | 0190E012 | 2021-06-03 | 2014-10-29 | PHILAGANAN
| 49531 | 0190-ENG-STM-FBB-FRCDFN01 | PM03 | 302 | 1W PdMS Scheduled Condition Monitoring a | Force Draft Fan Assembly | C | 0190E012 | 2010-07-01 | 2010-05-15 | PHBALALAOS
| 49531 | 0190-ENG-STM-FBB-INDFAN01 | PM03 | 302 | 1W PdMS Scheduled Condition Monitoring a | Induced Draft Fan Assembly | C | 0190E012 | 2010-07-01 | 2010-05-15 | PHBALALAOS
| 51986 | 0190-ENG-STM-FBB-INDFAN01 | PM03 | 301 | 52W Cal Steam IDF 5A3-FT-003 | Induced Draft Fan Assembly | C | 0190E012 | 2021-06-03 | 2014-09-11 | PHILAGANAN
| 55240 | 0190-ENG-STM-FBB-SDSRAV01 | PM03 | 301 | 104W Cal AFBB Sand Silo 5A1-PG-191 | Sand Silo RAV No. 1 | C | 0190E012 | 2021-06-03 | 2014-09-02 | PHILAGANAN
| 51984 | 0190-ENG-STM-FBB-STMDRM01 | PM03 | 301 | 52W Cal AFBB Steam Drum 5A1-TT-09.11 | Fluidized Bed Boiler Steam Drum | C | 0190E012 | 2021-06-03 | 2014-09-03 | PHILAGANAN
| 51984 | 0190-ENG-STM-FBB-STMDRM01 | PM03 | 301 | 1Y Cal AFBB Steam Drum 5A1-TE-09.11 | Fluidized Bed Boiler Steam Drum | C | 0190E012 | 2021-06-03 | 2014-09-03 | PHILAGANAN
| 51986 | 0190-ENG-STM-FBB-STMLNE01 | PM03 | 301 | 52W Cal AFBB Steam Header2 5A1-FIT-01.19 | AFBB Steam Distribution Line | C | 0190E012 | 2021-06-03 | 2014-09-02 | PHILAGANAN
| 51986 | 0190-ENG-STM-FBB-STMLNE01 | PM03 | 301 | 52W Cal AFBB Stm Head1 5A1-FIT-01.41/ 01 | AFBB Steam Distribution Line | C | 0190E012 | 2021-06-03 | 2014-09-02 | PHILAGANAN
| 51986 | 0190-ENG-STM-FBB-STMLNE01 | PM03 | 301 | 52W Cal AFBB Stm Head2 5A1-FIT-01.41/02 | AFBB Steam Distribution Line | C | 0190E012 | 2021-06-03 | 2014-09-02 | PHILAGANAN
| 51986 | 0190-ENG-STM-FBB-STMLNE01 | PM03 | 301 | 1Y Cal AFBB Steam Header2 5A1-HMI-F01.17 | AFBB Steam Distribution Line | C | 0190E012 | 2021-06-03 | 2014-09-03 | PHILAGANAN
| 51986 | 0190-ENG-STM-FBB-STMLNE01 | PM03 | 301 | 1Y Cal AFBB Steam Header2 5A1-FS-01.17 | AFBB Steam Distribution Line | C | 0190E012 | 2021-06-03 | 2014-09-03 | PHILAGANAN
| 51986 | 0190-ENG-STM-FBB-STMLNE01 | PM03 | 301 | 1Y Cal AFBB Steam Header2 5A1-FS-01.19 | AFBB Steam Distribution Line | C | 0190E012 | 2021-06-03 | 2014-09-03 | PHILAGANAN
| 51985 | 0190-ENG-STM-FBB-STMLNE01 | PM03 | 301 | 52W Cal AFBB Deaerator Stm 5A1-TCV-102 | AFBB Steam Distribution Line | C | 0190E012 | 2021-06-03 | 2014-09-03 | PHILAGANAN
| 45801 | 0190-ENG-STM-FBB-VFDPNL01 | PM03 | 302 | 3M THERMOGRAPHY SCAN AFBB VFDPANEL01 | AFBB Feedwater 1 VFD | B | 0190E011 | 2012-05-23 | 2011-03-26 | PHFUTALARA
| 45801 | 0190-ENG-STM-FBB-VFDPNL02 | PM03 | 302 | 3M THERMOGRAPHY SCAN AFBB VFDPANEL02 | AFBB Feedwater 2 VFD | B | 0190E011 | 2012-05-23 | 2011-03-26 | PHFUTALARA
| 45801 | 0190-ENG-STM-FBB-VFDPNL03 | PM03 | 302 | 3M THERMOGRAPHY SCAN AFBB VFDPANEL03 | AFBB Induce Draft Fan VFD | B | 0190E011 | 2012-05-23 | 2011-03-26 | PHFUTALARA
| 45801 | 0190-ENG-STM-FBB-VFDPNL04 | PM03 | 302 | 3M THERMOGRAPHY SCAN AFBB VFDPANEL04 | AFBB Hydraulic Press VFD | B | 0190E011 | 2012-05-23 | 2011-03-26 | PHFUTALARA
| 45801 | 0190-ENG-STM-FBB-XFRMER01 | PM03 | 302 | 3M THERMOGRAPH SCAN AFBB AUX TRANSFORMER | AFBB Auxillary Transformer | B | 0190E011 | 2012-05-23 | 2011-03-26 | PHFUTALARA
| 45801 | 0190-ENG-STM-FBB-XFRMER02 | PM03 | 302 | 3M THERMOGRAPH SCAN AFBB ACU TRANSFORMER | AFBB Aircon Transformer | B | 0190E011 | 2012-05-23 | 2011-03-26 | PHFUTALARA
| 45801 | 0190-ENG-STM-FBB-XFRMER03 | PM03 | 302 | 3M THERMOGRAPH SCAN AFBB UPS TRANSFORMER | AFBB UPS Transformer | B | 0190E011 | 2012-05-23 | 2011-03-26 | PHFUTALARA
| 52264 | 0190-ENG-STM-FHF-CPBTNK03 | PM03 | 301 | 52W Cal CAH Fuel Day Tnk 5B5-PRV-29.33 | Coffee Air Heater Daytank | C | 0190E012 | 2021-06-03 | 2014-09-10 | PHILAGANAN
| 55240 | 0190-ENG-STM-FHF-WHBTNK02 | PM03 | 301 | 1Y Cal Day Tank Fuel Oil 5A3_PG-007 | Lurgi Day Tank Fuel Oil | C | 0190E012 | 2021-06-03 | 2014-09-09 | PHILAGANAN
| 51986 | 0190-ENG-STM-FHF-WHBTNK02 | PM03 | 301 | 1Y Cal Lurgi Day Tnk Fuel 5A3_FIQ-006 | Lurgi Day Tank Fuel Oil | C | 0190E012 | 2021-06-03 | 2014-09-09 | PHILAGANAN
| 55241 | 0190-ENG-STM-FHF-WHBTNK02 | PM03 | 301 | 1Y Cal Lurgi_Fuel Day Tank 5A3-TG-21.03 | Lurgi Day Tank Fuel Oil | C | 0190E012 | 2021-06-03 | 2014-09-09 | PHILAGANAN
| 55240 | 0190-ENG-STM-FHF-WHBTNK02 | PM03 | 301 | 52W Cal Lurgi_Fuel Day Tank 5A3_PG-009 | Lurgi Day Tank Fuel Oil | C | 0190E012 | 2021-06-03 | 2014-09-10 | PHILAGANAN
| 33383 | 0190-ENG-STM-JT1-ELCTPN01 | PM03 | 302 | 3M JTB01 PANEL THERMAL SCANNING | Electrical Panel | C | 0190E012 | 2009-10-18 | 2008-07-02 | PHSERINAEM
| 52621 | 0190-ENG-STM-JT1-FUELPM01 | PM03 | 307 | 3W INSPECTION | JT 1 Boiler Fuel Supply Pump No 1 | C | 0190E012 | 2010-11-26 | 2010-11-26 | PHBALALAOS
| 33408 | 0190-ENG-STM-JT1-JTBOILR01 | PM03 | 305 | 3WK PLANNED SERVICING OF BOILER | JT Boiler No 1 | A | 0190E012 | 2010-10-11 | 2008-06-27 | PHBALALAOS
| 52264 | 0190-ENG-STM-JT1-JTBOILR01 | PM03 | 301 | 1Y Calibration 4F_PRV-003 | JT Boiler No 1 | A | 0190E012 | 2021-06-03 | 2011-12-20 | PHILAGANAN
| 51982 | 0190-ENG-STM-JT1-STMDRM01 | PM03 | 301 | 52W Cal JT1 Stm Drm 5A2-LIT-34.33/ 01 | JT 1 Boiler Steam Drum | C | 0190E012 | 2021-06-03 | 2014-09-03 | PHILAGANAN
| 51986 | 0190-ENG-STM-JT1-STMLNE01 | PM03 | 301 | 18M Cal JT Boiler 1 Steam 5A2-FS-34.15 | JT Boiler No 1 Steam Distribution Line | C | 0190E012 | 2021-06-03 | 2014-09-04 | PHILAGANAN
| 60112 | 0190-ENG-STM-JT2-BURNER01 | PM03 | 307 | 6MON Maintenance | JT Boiler 2 Burner | C | 0190E012 | 2017-08-31 | 2011-10-21 | PHBALALAOS
| 55241 | 0190-ENG-STM-JT2-BURNER01 | PM03 | 301 | 1Y Cal JT 2 Burner Press 5A2-TG-005 | JT Boiler 2 Burner | C | 0190E012 | 2016-05-05 | 2014-09-09 | PHILAGANAN
| 33412 | 0190-ENG-STM-JT2-ELCTPN01 | PM03 | 302 | 3W JTB02 EI PLANNED SERVICE MAINTENANCE | Electrical Panel | A | 0190E011 | 2009-10-17 | 2008-06-30 | PHSERINAEM
| 33383 | 0190-ENG-STM-JT2-ELCTPN01 | PM03 | 302 | 3M JTB02 PANEL THERMAL SCANNING | Electrical Panel | A | 0190E011 | 2009-10-18 | 2008-07-02 | PHSERINAEM
| 55240 | 0190-ENG-STM-JT2-FUELPM02 | PM03 | 301 | 52W Cal JT2 Fuel 5A2-PG-024 | JT 2 Boiler Fuel Supply Pump No 2 | C | 0190E012 | 2021-06-03 | 2014-09-02 | PHILAGANAN
| 33408 | 0190-ENG-STM-JT2-JTBOILR02 | PM03 | 305 | 3WK PLANNED SERVICING OF BOILER | JT Boiler No 2 | A | 0190E012 | 2010-10-11 | 2008-06-27 | PHBALALAOS
| 52264 | 0190-ENG-STM-JT2-JTBOILR02 | PM03 | 301 | 1Y Calibration 4F_PRV-006 | JT Boiler No 2 | A | 0190E012 | 2021-06-03 | 2011-12-20 | PHILAGANAN
| 33412 | 0190-ENG-STM-JT2-JTBOILR02 | PM03 | 307 | 3W Planned Maintenance JT Boiler 1 | JT Boiler No 2 | A | 0190E012 | 2017-12-08 | 2016-06-28 | PHILAGANAN
| 51986 | 0190-ENG-STM-JT2-STMLNE01 | PM03 | 301 | 18M Cal JT Boiler 2 Steam 5A2-FS-34.22 | JT Boiler No 2 Steam Distribution Line | B | 0190E012 | 2021-06-03 | 2014-09-04 | PHILAGANAN
| 49964 | 0190-ENG-STM-RCN-CNDPMP04 | PM03 | 302 | 1MON PdMS Monitoring | Condensate Pump No 4 Bhse No 2 | C | 0190E012 | 2010-10-21 | 2010-05-15 | PHBALALAOS
| 49964 | 0190-ENG-STM-RCN-CNDPMP05 | PM03 | 302 | 1MON PdMS Monitoring | Condensate Pump No 5 Bhse No 2 | C | 0190E012 | 2010-10-21 | 2010-05-15 | PHBALALAOS
| 49964 | 0190-ENG-STM-RCN-CNDPMP06 | PM03 | 302 | 1MON PdMS Monitoring | Condensate Pump No 6 Bhse No 2 | C | 0190E012 | 2010-10-21 | 2010-05-15 | PHBALALAOS
| 54914 | 0190-ENG-STM-RCN-CNDPMP08 | PM03 | 305 | 1Y Planned Service/Overhauling | Condensate Pump No 2 - FBB | C | 0190E012 | 2010-12-20 | 2010-12-07 | PHBALALAOS
| 51984 | 0190-ENG-STM-RCN-CNDTNK02 | PM03 | 301 | 52W Cal Third Effect Evap 5A4-TT-22.28 | Return Condensate Tank 2 (Bhse2) | C | 0190E012 | 2021-06-03 | 2014-09-03 | PHILAGANAN
| 55240 | 0190-ENG-STM-WHB-BURNER01 | PM03 | 301 | 1Y Cal Lurgi 5A3-PG-014* | SAACKE Burner | C | 0190E012 | 2015-10-16 | 2014-09-02 | PHILAGANAN
| 51984 | 0190-ENG-STM-WHB-BURNER01 | PM03 | 301 | 1Y Cal Lurgi Saacke Burner 5A3_TT-036 | SAACKE Burner | C | 0190E012 | 2016-05-05 | 2014-09-09 | PHILAGANAN
| 55240 | 0190-ENG-STM-WHB-BURNER01 | PM03 | 301 | 2Y Cal Lurgi_Saacke Burner 5A4_PG-010 | SAACKE Burner | C | 0190E012 | 2016-05-19 | 2014-09-10 | PHILAGANAN
| 51986 | 0190-ENG-STM-WHB-CAIRFN01 | PM03 | 301 | 1Y Cal Lurgi Comb Air 5A3_FT-022 | Combustion Air Fan M102 | C | 0190E012 | 2016-05-05 | 2014-09-09 | PHILAGANAN
| 55240 | 0190-ENG-STM-WHB-CAIRLNE01 | PM03 | 301 | 1Y Cal Lurgi 5A3-PG-011 | Compressed Air Line | C | 0190E012 | 2015-10-16 | 2014-09-02 | PHILAGANAN
| 55240 | 0190-ENG-STM-WHB-CAIRLNE01 | PM03 | 301 | 1Y Cal Lurgi 5A3-PG-012 | Compressed Air Line | C | 0190E012 | 2015-10-16 | 2014-09-02 | PHILAGANAN
| 55240 | 0190-ENG-STM-WHB-CAIRLNE01 | PM03 | 301 | 1Y Cal Lurgi_CompAir Reg 5A3-PG-004 | Compressed Air Line | C | 0190E012 | 2016-05-05 | 2014-09-09 | PHILAGANAN
| 55240 | 0190-ENG-STM-WHB-CAIRLNE01 | PM03 | 301 | 104W Cal Lurgi_CompAir Reg 5A3_PG-002 | Compressed Air Line | C | 0190E012 | 2017-03-08 | 2014-09-09 | PHILAGANAN
| 55240 | 0190-ENG-STM-WHB-CAIRLNE01 | PM03 | 301 | 104W Cal Lurgi_CompAir Reg 5A3_PG-003 | Compressed Air Line | C | 0190E012 | 2017-03-08 | 2014-09-09 | PHILAGANAN
| 55240 | 0190-ENG-STM-WHB-FGRFAN01 | PM03 | 301 | 2Y Cal Lurgi FG Draft Fan 5A3-PG-001 | Flue Gas Recirculation Fan M104 | C | 0190E012 | 2016-05-19 | 2014-09-10 | PHILAGANAN
| 55241 | 0190-ENG-STM-WHB-FUELPM01 | PM03 | 301 | 1Y Cal Fuel Oil Pump 5A3_TG-004 | Fuel Oil Pump | C | 0190E012 | 2021-06-03 | 2014-09-09 | PHILAGANAN
| 33383 | 0190-ENG-STM-WHB-LURGIB01 | PM03 | 302 | 3M LURGI PANEL THERMAL SCANNING | Waste Heat Boiler Lurgi | A | 0190E011 | 2009-10-18 | 2008-07-02 | PHSERINAEM
| 33394 | 0190-ENG-STM-WHB-LURGIB01 | PM03 | 305 | 1Y LURGI EI PLANNED SERVICE MAINTENANCE | Waste Heat Boiler Lurgi | A | 0190E012 | 2009-10-17 | 2008-07-02 | PHSERINAEM
| 45801 | 0190-ENG-STM-WHB-LURGIB01 | PM03 | 302 | 3M PLANNED IR SCANNING-WHB MCC PERIPH | Waste Heat Boiler Lurgi | A | 0190E012 | 2011-05-06 | 2009-11-13 | PHFUTALARA
| 45801 | 0190-ENG-STM-WHB-LURGIB01 | PM03 | 302 | 3M PLANNED IR SCANNING-WHB LIGHTINGPANEL | Waste Heat Boiler Lurgi | A | 0190E012 | 2011-05-06 | 2009-11-13 | PHFUTALARA
| 45801 | 0190-ENG-STM-WHB-LURGIB01 | PM03 | 302 | 3M PLANNED IR SCANNING-WHB LIGHTINGPNL02 | Waste Heat Boiler Lurgi | A | 0190E011 | 2011-05-06 | 2009-11-14 | PHFUTALARA
| 33527 | 0190-ENG-STM-WHB-LURGIB01 | PM03 | 305 | 3M SERVICE LURGI ELECTRICAL ROOM | Waste Heat Boiler Lurgi | A | 0190E011 | 2011-05-02 | 2010-11-27 | PHFUTALARA
| 62396 | 0190-ENG-STM-WHB-LURGIB01 | PM03 | 305 | 2M Cleaning Lurgi Electrical Room | Waste Heat Boiler Lurgi | A | 0190E011 | 2015-12-09 | 2010-11-27 | PHILAGANAN
| 45705 | 0190-ENG-STM-WHB-LURGIB01 | PM03 | 305 | 1M SERVICE CLEANING LURGI BURNER CTRLPNL | Waste Heat Boiler Lurgi | A | 0190E011 | 2011-05-04 | 2011-03-26 | PHFUTALARA
| 61058 | 0190-ENG-STM-WHB-LURGIB01 | PM03 | 304 | 1Y Boiler Hydrostatic Test/Renewal Permi | Waste Heat Boiler Lurgi | A | 0190E012 | 2015-08-26 | 2011-12-10 | PHBALALAOS
| 52264 | 0190-ENG-STM-WHB-LURGIB01 | PM03 | 301 | 1Y Calibration 4A_PRV-002 | Waste Heat Boiler Lurgi | A | 0190E012 | 2012-07-28 | 2011-12-20 | PHFUTALARA
| 60742 | 0190-ENG-STM-WHB-LURGIB01 | PM03 | 304 | 2Y NDT TEST -BOILER | Waste Heat Boiler Lurgi | A | 0190E012 | 2015-10-19 | 2013-03-22 | PHBALALAOS
| 61179 | 0190-ENG-STM-WHB-LURGIB01 | PM03 | 301 | 1Y Cal Lurgi Stm Header Pres 5A3-PT-9.42 | Waste Heat Boiler Lurgi | A | 0190E012 | 2015-10-16 | 2014-09-03 | PHILAGANAN
| 55241 | 0190-ENG-STM-WHB-LURGIB01 | PM03 | 301 | 1Y Cal SC Reuse Control Pmp 5A3_TG-001 | Waste Heat Boiler Lurgi | A | 0190E012 | 2015-10-16 | 2014-09-09 | PHILAGANAN
| 51984 | 0190-ENG-STM-WHB-LURGIB01 | PM03 | 301 | 18M Cal Lurgi Post Comb 5A3-HMI-T09.02 | Waste Heat Boiler Lurgi | A | 0190E012 | 2016-05-19 | 2014-09-10 | PHILAGANAN
| 51984 | 0190-ENG-STM-WHB-LURGIB01 | PM03 | 301 | 18M Cal Lurgi Post Comb 5A3-TE-09.02 | Waste Heat Boiler Lurgi | A | 0190E012 | 2016-05-19 | 2014-09-10 | PHILAGANAN
| 51984 | 0190-ENG-STM-WHB-LURGIB01 | PM03 | 301 | 18M Cal Lurgi Post Comb 5A3-TE-T9904K | Waste Heat Boiler Lurgi | A | 0190E012 | 2016-05-19 | 2014-09-10 | PHILAGANAN
| 51984 | 0190-ENG-STM-WHB-LURGIB01 | PM03 | 301 | 18M Cal Lurgi Post Comb 5A3-TIC-9904K | Waste Heat Boiler Lurgi | A | 0190E012 | 2016-05-19 | 2014-09-10 | PHILAGANAN
| 51984 | 0190-ENG-STM-WHB-LURGIB01 | PM03 | 301 | 18M Cal Lurgi Post Comb 5A3-TT-09.02 | Waste Heat Boiler Lurgi | A | 0190E012 | 2016-05-19 | 2014-09-10 | PHILAGANAN
| 415218 | 0190-ENG-STM-WHB-MCCDRV01 | PM03 | 307 | 52W PLC/SLC/CLX PM & Data Backups Lurgi | Lurgi Drive MCC Panel | C | 0190E011 | 2020-12-03 | 2014-05-20 | PHBALALAOS
| 415218 | 0190-ENG-STM-WHB-MCCPRL01 | PM03 | 307 | 52W PLC/SLC/CLX PM & Data Backup Lurgi P | Lurgi Pheriperal Control Panel | C | 0190E011 | 2020-12-03 | 2014-05-20 | PHBALALAOS
| 51984 | 0190-ENG-STM-WHB-MHFNCE07 | PM03 | 301 | 18M Cal Lurgi Heart No7 5A3_TT 01.02/07 | Multi Hearth Furnace 7 | C | 0190E014 | 2016-05-19 | 2014-09-09 | PHILAGANAN
| 51984 | 0190-ENG-STM-WHB-MHFNCE07 | PM03 | 301 | 18M Cal Lurgi Heart No7 5A3-TE-01.02/07 | Multi Hearth Furnace 7 | C | 0190E014 | 2016-05-19 | 2014-09-09 | PHILAGANAN
| 51984 | 0190-ENG-STM-WHB-MHFNCE08 | PM03 | 301 | 18M Cal Lurgi Heart No8 5A3-TE-01.02/08 | Multi Hearth Furnace 8 | C | 0190E012 | 2016-05-19 | 2014-09-09 | PHILAGANAN
| 51984 | 0190-ENG-STM-WHB-MHFNCE08 | PM03 | 301 | 78W Cal Lurgi Heart No8 5A3-TT-01.02/08 | Multi Hearth Furnace 8 | C | 0190E012 | 2016-05-19 | 2014-09-09 | PHILAGANAN
| 51986 | 0190-ENG-STM-WHB-SCRBPM01 | PM03 | 301 | 1Y Cal Lurgi Scrubber Pump 5A3_FT-021 | Scrubber Pump No 1 M203 | C | 0190E012 | 2016-05-05 | 2014-09-09 | PHILAGANAN
| 51982 | 0190-ENG-STM-WHB-STMLNE01 | PM03 | 301 | 52W Cal Lurgi Stm Header 5A3-PT-130R | WH Boiler Steam Distribution Line | C | 0190E012 | 2021-06-03 | 2014-09-10 | PHILAGANAN
| 51982 | 0190-ENG-STM-WHB-STMLNE01 | PM03 | 301 | 1Y Cal Lurgi Stm Flow 5A3-FIT-10.04 | WH Boiler Steam Distribution Line | C | 0190E012 | 2021-06-03 | 2014-12-04 | PHILAGANAN
| 61153 | 0190-ENG-STM-WTF-DAERTR01 | PM03 | 306 | 1Y Tank Inspection and Cleaning | FWT Daerator CPB | C | 0190E010 | 2014-08-27 | 2011-12-16 | PHBALALAOS
| 51986 | 0190-ENG-STM-WTF-DAERTR03 | PM03 | 301 | 52W Cal AFBB Wter Dearator 5A1-FIT-26.03 | FWT Daerator - FBB | C | 0190E012 | 2021-06-03 | 2014-09-02 | PHILAGANAN
| 51986 | 0190-ENG-STM-WTF-DAERTR03 | PM03 | 301 | 1Y Cal AFBB Dearator 5A1-FS-26.03 | FWT Daerator - FBB | C | 0190E012 | 2021-06-03 | 2014-09-03 | PHILAGANAN
| 51984 | 0190-ENG-STM-WTF-DAERTR03 | PM03 | 301 | 18M Cal AFBB Deaerator Stm 5A1-TE-02.06 | FWT Daerator - FBB | C | 0190E012 | 2021-06-03 | 2014-09-17 | PHILAGANAN
| 51982 | 0190-ENG-STM-WTF-FWTANK02 | PM03 | 301 | 1Y Cal Lurgi Feed Wtr Tnk 5A3-LIT-25.03 | Feedwater Tank 2 BOSCH ex LURGI | C | 0190E012 | 2021-06-03 | 2014-09-03 | PHILAGANAN
| 55241 | 0190-ENG-STM-WTF-FWTANK02 | PM03 | 301 | 1Y Cal Lurgi_Feed Wtr Tnk 5A3-TG-25.02 | Feedwater Tank 2 BOSCH ex LURGI | C | 0190E012 | 2021-06-03 | 2014-09-09 | PHILAGANAN
| 51984 | 0190-ENG-STM-WTF-FWTANK02 | PM03 | 301 | 1Y Cal Feed Water Tank2 5A3-TE-045 | Feedwater Tank 2 BOSCH ex LURGI | C | 0190E012 | 2021-06-03 | 2014-09-09 | PHILAGANAN
| 51984 | 0190-ENG-STM-WTF-FWTANK02 | PM03 | 301 | 1Y Cal Feed Water Tank2 5A3-TT-045 | Feedwater Tank 2 BOSCH ex LURGI | C | 0190E012 | 2021-06-03 | 2014-09-09 | PHILAGANAN
| 55240 | 0190-ENG-STM-WTF-FWTANK02 | PM03 | 301 | 104W Cal Lurg Feed Wtr 5A3_PG-015 | Feedwater Tank 2 BOSCH ex LURGI | C | 0190E012 | 2021-06-03 | 2014-09-09 | PHILAGANAN
| 51982 | 0190-ENG-STM-WTF-FWTANK02 | PM03 | 301 | 18M Cal LURGI Steam Drum 5A3-LIT-10.22 | Feedwater Tank 2 BOSCH ex LURGI | C | 0190E012 | 2021-06-03 | 2014-09-10 | PHILAGANAN
| 51982 | 0190-ENG-STM-WTF-FWTANK02 | PM03 | 301 | 18M Cal Lurgi Feed Wtr Tnk 5A3-PIT-25.11 | Feedwater Tank 2 BOSCH ex LURGI | C | 0190E012 | 2021-06-03 | 2014-09-10 | PHILAGANAN
| 51984 | 0190-ENG-STM-WTF-FWTANK02 | PM03 | 301 | 18M Cal Lurgi Feed Wtr Tnk 5A3-LCV-23.10 | Feedwater Tank 2 BOSCH ex LURGI | C | 0190E012 | 2021-06-03 | 2014-12-04 | PHILAGANAN
| 51984 | 0190-ENG-STM-WTF-FWTANK03 | PM03 | 301 | 18M Cal AFBB Feed Water 5A1-HMI-L05.05 | Feedwater Tank 3 - FBB | C | 0190E012 | 2021-06-03 | 2014-10-29 | PHILAGANAN
| 33870 | 0190-ENG-STM-WTF-FWTPMP01 | PM03 | 305 | 3M FEEDWATER PUMP MAINTENANCE | Boiler Feedwater Pump No 3 WHB03 | C | 0190E010 | 2011-02-08 | 2008-07-23 | PHBALALAOS
| 49531 | 0190-ENG-STM-WTF-FWTPMP01 | PM03 | 302 | 4WK Condition Monitoring | Boiler Feedwater Pump No 3 WHB03 | C | 0190E010 | 2015-12-21 | 2010-05-15 | PHBALALAOS
| 49531 | 0190-ENG-STM-WTF-FWTPMP01 | PM03 | 302 | 1W PdMS Scheduled Condition Monitoring a | Boiler Feedwater Pump No 3 WHB03 | C | 0190E010 | 2010-07-01 | 2010-05-15 | PHBALALAOS
| 51986 | 0190-ENG-STM-WTF-FWTPMP01 | PM03 | 301 | 1Y Cal Lurgi Feed Wtr Flow 5A3_FT-043 | Boiler Feedwater Pump No 3 WHB03 | C | 0190E010 | 2021-06-03 | 2014-09-09 | PHILAGANAN
| 55241 | 0190-ENG-STM-WTF-FWTPMP01 | PM03 | 301 | 1Y Cal Lurgi_Boiler Drum 5A3-TG-10.09 | Boiler Feedwater Pump No 3 WHB03 | C | 0190E012 | 2021-06-03 | 2014-09-09 | PHILAGANAN
| 55240 | 0190-ENG-STM-WTF-FWTPMP01 | PM03 | 301 | 2Y Cal Lurgi Boiler Feedwater 5A3-PG-014 | Boiler Feedwater Pump No 3 WHB03 | C | 0190E010 | 2021-06-03 | 2014-09-10 | PHILAGANAN
| 33870 | 0190-ENG-STM-WTF-FWTPMP02 | PM03 | 305 | 3M FEEDWATER PUMP MAINTENANCE | Boiler Feedwater Pump No 4 WHB04 | C | 0190E010 | 2011-02-08 | 2008-07-23 | PHBALALAOS
| 49531 | 0190-ENG-STM-WTF-FWTPMP02 | PM03 | 302 | 4WK Condition Monitoring | Boiler Feedwater Pump No 4 WHB04 | C | 0190E010 | 2015-12-21 | 2010-05-15 | PHBALALAOS
| 55241 | 0190-ENG-STM-WTF-FWTPMP02 | PM03 | 301 | 1Y Cal Lurgi_Boiler Drum 5A3-TG-10.12 | Boiler Feedwater Pump No 4 WHB04 | C | 0190E010 | 2021-06-03 | 2014-09-09 | PHILAGANAN
| 55240 | 0190-ENG-STM-WTF-FWTPMP02 | PM03 | 301 | 2Y Cal Lurgi Boiler Feedwater 5A3-PG-016 | Boiler Feedwater Pump No 4 WHB04 | C | 0190E010 | 2021-06-03 | 2014-09-10 | PHILAGANAN
| 33870 | 0190-ENG-STM-WTF-FWTPMP05 | PM03 | 305 | 3M FEEDWATER PUMP MAINTENANCE | Boiler FeedWater Pump No 5 WHB01 | C | 0190E012 | 2011-02-08 | 2008-07-23 | PHBALALAOS
| 33870 | 0190-ENG-STM-WTF-FWTPMP06 | PM03 | 305 | 3M FEEDWATER PUMP MAINTENANCE | Boiler FeedWater Pump No 6 WHB02 | C | 0190E012 | 2011-02-08 | 2008-07-23 | PHBALALAOS
| 33870 | 0190-ENG-STM-WTF-FWTPMP07 | PM03 | 305 | 3M FEEDWATER PUMP MAINTENANCE | Boiler FeedWater Pump No 7 JTB101 | C | 0190E012 | 2011-02-08 | 2008-07-23 | PHBALALAOS
| 51985 | 0190-ENG-STM-WTF-FWTPMP07 | PM03 |  | 52W Cal JT1 Feed Wtr 5A2-FCV-34.11 | Boiler FeedWater Pump No 7 JTB101 | C | 0190E012 | 2021-03-18 | 2014-09-03 | PHILAGANAN
| 33870 | 0190-ENG-STM-WTF-FWTPMP08 | PM03 | 305 | 3M FEEDWATER PUMP MAINTENANCE | Boiler FeedWater Pump No 8 JTB102 | C | 0190E012 | 2011-02-08 | 2008-07-23 | PHBALALAOS
| 33870 | 0190-ENG-STM-WTF-FWTPMP09 | PM03 | 305 | 3M FEEDWATER PUMP MAINTENANCE | Boiler FeedWater Pump No 9 JTB201 | C | 0190E012 | 2011-02-08 | 2008-07-23 | PHBALALAOS
| 33870 | 0190-ENG-STM-WTF-FWTPMP10 | PM03 | 305 | 3M FEEDWATER PUMP MAINTENANCE | Boiler FeedWater Pump No 10 JTB202 | C | 0190E012 | 2011-02-08 | 2008-07-23 | PHBALALAOS
| 33870 | 0190-ENG-STM-WTF-FWTPMP11 | PM03 | 305 | 3M FEEDWATER PUMP MAINTENANCE | Boiler FeedWater Pump No 11 - FBB | C | 0190E012 | 2011-02-08 | 2008-07-23 | PHBALALAOS
| 51982 | 0190-ENG-STM-WTF-FWTPMP11 | PM03 | 301 | 52W Cal Feed Water Pump 1 5A1_PIT-028 | Boiler FeedWater Pump No 11 - FBB | C | 0190E012 | 2021-06-03 | 2014-09-10 | PHILAGANAN
| 51984 | 0190-ENG-STM-WTF-FWTPMP11 | PM03 | 301 | 1Y Cal AFBB Feed Water Out 5A1-TE-104 | Boiler FeedWater Pump No 11 - FBB | C | 0190E012 | 2021-06-03 | 2014-09-11 | PHILAGANAN
| 51984 | 0190-ENG-STM-WTF-FWTPMP11 | PM03 | 301 | 18M Cal AFBB Feed Water Out 5A1-TE-104 | Boiler FeedWater Pump No 11 - FBB | C | 0190E012 | 2021-06-03 | 2014-09-17 | PHILAGANAN
| 33383 | 0190-ENG-WTR-CMN-COMMON | PM03 | 302 | 3M DW PANEL THERMAL SCANNING | Water Facilities Common | C | 0190E011 | 2009-10-18 | 2008-07-02 | PHSERINAEM
| 33383 | 0190-ENG-WTR-CMN-COMMON | PM03 | 302 | 3M DEEPWELL PANEL THERMAL SCANNING | Water Facilities Common | C | 0190E011 | 2009-10-18 | 2008-07-02 | PHSERINAEM
| 63137 | 0190-ENG-WTR-CMN-COMMON | PM03 | 307 | 1W Machine Checklist -Allera | Water Facilities Common | C | 0190E012 | 2014-09-01 | 2012-03-30 | PHBALALAOS
| 63137 | 0190-ENG-WTR-CMN-COMMON | PM03 | 307 | 1W CDM Checklist - PBDACILLO | Water Facilities Common | C | 0190E016 | 2013-02-21 | 2012-03-30 | PHBALALAOS
| 45503 | 0190-ENG-WTR-CW2-C0LPMP01 | PM03 | 305 | 6M Pump and Motor PM WTR - CW2 | Cooling Water Pump No 1 | C | 0190E012 | 2010-12-22 | 2009-10-13 | PHBALALAOS
|  | 0190-ENG-WTR-CW2-C0LPMP01 | PM03 | 302 | 1 MON PdMS cooling water pump 1 | Cooling Water Pump No 1 | C | 0190E012 | 2010-07-26 | 2010-07-26 | PHBALALAOS
| 51202 | 0190-ENG-WTR-CW2-C0LPMP01 | PM03 | 303 | 3MON LUBRICATION COOLING WATER PUMP | Cooling Water Pump No 1 | C | 0190E012 | 2012-05-15 | 2010-08-09 | PHBALALAOS
| 45503 | 0190-ENG-WTR-CW2-C0LPMP02 | PM03 | 305 | 6M Pump and Motor PM WTR - CW2 | Cooling Water Pump No 2 | C | 0190E012 | 2010-12-22 | 2009-10-13 | PHBALALAOS
| 50993 | 0190-ENG-WTR-CW2-C0LPMP02 | PM03 |  | 1 MON PdMS cooling water pump 2 | Cooling Water Pump No 2 | C | 0190E012 | 2010-07-27 | 2010-07-26 | PHBALALAOS
| 55240 | 0190-ENG-WTR-CW2-C0LPMP02 | PM03 | 301 | 104W Cal Cooling Water Pump 2 5E1_PG-032 | Cooling Water Pump No 2 | C | 0190E012 | 2021-06-03 | 2014-09-02 | PHILAGANAN
| 45503 | 0190-ENG-WTR-CW2-C0LPMP03 | PM03 | 305 | 6M Pump and Motor PM WTR - CW2 | Cooling Water Pump No 3 | C | 0190E012 | 2010-12-22 | 2009-10-13 | PHBALALAOS
| 45503 | 0190-ENG-WTR-CW2-C0LPMP04 | PM03 | 305 | 6M Pump and Motor PM WTR -CW2 1-5 | Cooling Water Pump No 4 | C | 0190E012 | 2010-12-22 | 2009-10-13 | PHBALALAOS
| 55240 | 0190-ENG-WTR-CW2-C0LPMP05 | PM03 | 301 | 104W Cal Cooling Wtr Pump 5 5E2-PG-068 | Cooling Water Pump No 5 | C | 0190E012 | 2021-06-03 | 2014-09-02 | PHILAGANAN
| 51015 | 0190-ENG-WTR-CW2-C0LPMP06 | PM03 | 302 | 1 MON PdMS cooling water pump | Cooling Water Pump No 6 | C | 0190E012 | 2010-11-03 | 2010-07-27 | PHBALALAOS
| 55240 | 0190-ENG-WTR-CW2-C0LPMP06 | PM03 | 301 | 104W Cal Cooling Water Pump 6 5E2_PG-069 | Cooling Water Pump No 6 | C | 0190E012 | 2021-06-03 | 2014-09-02 | PHILAGANAN
| 55240 | 0190-ENG-WTR-CW2-C0LPMP08 | PM03 | 301 | 104W Cal Cooling Water Pump 8 5E2_PG-071 | Cooling Water Pump No 8 | C | 0190E012 | 2021-06-03 | 2014-09-02 | PHILAGANAN
| 55189 | 0190-ENG-WTR-CW2-C0LPMP10 | PM03 | 307 | 1Y INSPECTION | Cooling Water Pump No 10 | C | 0190E012 | 2010-12-22 | 2010-12-22 | PHBALALAOS
| 55240 | 0190-ENG-WTR-CW2-C0LPMP12 | PM03 | 301 | 104W Cal Cooling Wtr Pump 12 5E2-PG-065 | Cooling Water Pump No 12 | C | 0190E012 | 2021-06-03 | 2014-09-02 | PHILAGANAN
| 55240 | 0190-ENG-WTR-CW2-C0LPMP13 | PM03 | 301 | 104W Cal Cooling Wtr Pump 13 5E2_PG-066 | Cooling Water Pump No 13 | C | 0190E012 | 2021-06-03 | 2014-09-02 | PHILAGANAN
| 33383 | 0190-ENG-WTR-CW2-C0MMON | PM03 | 302 | 3M CTWR PANEL THERMAL SCANNING | Circuit 2 Common | C | 0190E011 | 2009-10-18 | 2008-07-02 | PHSERINAEM
| 51986 | 0190-ENG-WTR-CW2-C0MMON | PM03 | 301 | 1Y Cal Cooling Tower Cir 2 5E6_FIQ-014 | Circuit 2 Common | C | 0190E012 | 2021-06-03 | 2014-09-11 | PHILAGANAN
| 51986 | 0190-ENG-WTR-CW2-C0MMON | PM03 | 301 | 52W Cal Cooling Tower Cir 2 5E6_FIQ-015 | Circuit 2 Common | C | 0190E012 | 2021-06-03 | 2014-09-11 | PHILAGANAN
| 49964 | 0190-ENG-WTR-CW2-COLTWR01 | PM03 | 302 | 4W PdMS MONITORING | Cooling Tower Fan No. 1 | C | 0190E012 | 2010-09-15 | 2010-05-15 | PHBALALAOS
| 49964 | 0190-ENG-WTR-CW2-COLTWR02 | PM03 | 302 | 4W PdMS MONITORING | Cooling Tower Fan No. 2 | C | 0190E012 | 2010-09-15 | 2010-05-15 | PHBALALAOS
| 49964 | 0190-ENG-WTR-CW2-COLTWR03 | PM03 | 302 | 4W PdMS MONITORING | Cooling Tower Fan No. 3 | C | 0190E012 | 2010-09-15 | 2010-05-15 | PHBALALAOS
| 49964 | 0190-ENG-WTR-CW2-COLTWR04 | PM03 | 302 | 4W PdMS MONITORING | Cooling Tower Fan No. 4 | C | 0190E012 | 2010-09-15 | 2010-05-15 | PHBALALAOS
| 51215 | 0190-ENG-WTR-CW2-COLTWR05 | PM03 | 302 | 1 MON PdMS Cooling Tower Fan | Cooling Tower Fan No. 5 | C | 0190E012 | 2010-10-20 | 2010-08-10 | PHBALALAOS
| 51986 | 0190-ENG-WTR-CW2-COLTWR05 | PM03 | 301 | 1Y Cal AFBB_CT 5 5E1_FIQ-010 | Cooling Tower Fan No. 5 | C | 0190E012 | 2021-06-03 | 2014-09-09 | PHILAGANAN
| 55189 | 0190-ENG-WTR-CW2-COLTWR08 | PM03 | 307 | 1Y Inspection Cooling Fan | Cooling Tower Fan No. 8 | C | 0190E012 | 2014-08-27 | 2010-12-18 | PHBALALAOS
| 45801 | 0190-ENG-WTR-CW2-MCCPNL02 | PM03 | 302 | 3M Thermal Scan CT CW2 MCC Panel2 | Cooling Tower 2 MCC Panel 02 | C | 0190E011 | 2012-08-21 | 2009-11-13 | PHFUTALARA
| 45801 | 0190-ENG-WTR-CW2-MCCPNL03 | PM03 | 302 | 3M Thermal Scan CT CW2 MCC Panel3 | Cooling Tower 2 MCC Panel 03 | C | 0190E011 | 2012-08-21 | 2009-11-13 | PHFUTALARA
| 45801 | 0190-ENG-WTR-CW2-MCCPNL04 | PM03 | 302 | 3M Thermal Scan CT CW2 MCC Panel4 | Cooling Tower 2 MCC Panel 04 | C | 0190E011 | 2012-08-21 | 2009-11-13 | PHFUTALARA
| 45801 | 0190-ENG-WTR-CW2-MCCPNL05 | PM03 | 302 | 3M Thermal Scan CT CW2 MCC Panel5 | Cooling Tower 2 MCC Panel 05 | C | 0190E011 | 2012-08-21 | 2009-11-13 | PHFUTALARA
| 45801 | 0190-ENG-WTR-CW2-PLCPNL01 | PM03 | 302 | 3M Thermal Scan CT CW2 PLC Panel1 | Cooling Tower 2 PLC Panel | C | 0190E011 | 2012-08-21 | 2009-11-13 | PHFUTALARA
| 51986 | 0190-ENG-WTR-CW2-TWRBSN01 | PM03 | 301 | 1Y Cal AFBB_CT Basin 01 5E1_FIQ-009 | Cooling Tower Basin 01 - Circuit 2 | C | 0190E012 | 2021-06-03 | 2014-09-09 | PHILAGANAN
| 45801 | 0190-ENG-WTR-CW2-WLDPNL01 | PM03 | 302 | 3M Thermal Scan CT CW2 Welding Panel | Cooling Tower 2 Welding Panel | C | 0190E011 | 2012-08-21 | 2009-11-13 | PHFUTALARA
| 51986 | 0190-ENG-WTR-DWF-CLDZPM01 | PM03 | 301 | 1Y Cal CW Chlorination Dosing 5E1_FT-003 | DW Chlorination Dozing Pump 01 | C | 0190E010 | 2021-06-03 | 2014-09-09 | PHILAGANAN
| 51987 | 0190-ENG-WTR-DWF-CLDZPM01 | PM03 | 301 | 13W Cal Chlorine Ana 5E5_AIT-050 | DW Chlorination Dozing Pump 01 | C | 0190E010 | 2021-06-03 | 2014-10-29 | PHILAGANAN
| 51986 | 0190-ENG-WTR-DWF-COMMON01 | PM03 | 301 | 1Y Cal Drinking Water 5E6_FIQ-013 | Drinking Water Facilities Common | C | 0190E012 | 2021-06-03 | 2014-09-11 | PHILAGANAN
| 51986 | 0190-ENG-WTR-DWF-COMMON01 | PM03 | 301 | 1Y Cal Drinking Water Main 5E6_FIQ-019 | Drinking Water Facilities Common | C | 0190E012 | 2021-06-03 | 2014-09-11 | PHILAGANAN
| 55240 | 0190-ENG-WTR-ROF-ROSPMP01 | PM03 | 301 | 104W Cal RO Feedwater Pump1 5E2_PG-075 | R.O. Water Supply Pump No 1 | C | 0190E012 | 2021-06-03 | 2014-12-04 | PHILAGANAN
| 45801 | 0190-ENG-WTR-ROF-WBTNK01 | PM03 | 302 | 3M Thermal Scan RO H20 MMC Panels | R.O. Water Booster Tank | C | 0190E011 | 2012-08-21 | 2009-11-13 | PHFUTALARA
| 51982 | 0190-ENG-WTR-ROF-WBTNK01 | PM03 | 301 | 52W Cal RO Tank 5E4-LIT-04.02 | R.O. Water Booster Tank | C | 0190E012 | 2021-06-03 | 2014-09-03 | PHILAGANAN
| 51982 | 0190-ENG-WTR-ROF-WBTNK01 | PM03 | 301 | 1Y Cal RO Tank Level 5E4-HMI-L04.02 | R.O. Water Booster Tank | C | 0190E012 | 2021-06-03 | 2014-09-03 | PHILAGANAN
| 51986 | 0190-ENG-WTR-ROF-WTRFLM01 | PM03 | 301 | 1Y Cal CW RO Make up Flow 5E1_FT-001 | R.O. Water Line Flowmeter | C | 0190E012 | 2021-06-03 | 2014-09-09 | PHILAGANAN
| 51986 | 0190-ENG-WTR-ROF-WTRRES03 | PM03 | 301 | 1Y Cal Condensate Tank (R.O) 5E6-FIQ-021 | Water Reservoir No 3 (RO Water Storage) | C | 0190E012 | 2021-06-03 | 2014-09-11 | PHILAGANAN
|  | 0190-ENG-WTR-RWF-COMMON01 | PM03 |  | 1Y PLC/SLC/CLX PM & Data Back Ups | Raw Water Common Facilities | C | 0190E011 | 2014-05-20 | 2014-05-20 | PHILAGANAN
| 51986 | 0190-ENG-WTR-RWF-COMMON01 | PM03 | 301 | 1Y Cal Raw Wtr to Wtr Soft 5E6_FIQ-009 | Raw Water Common Facilities | C | 0190E012 | 2021-06-03 | 2014-09-11 | PHILAGANAN
| 51986 | 0190-ENG-WTR-RWF-COMMON01 | PM03 | 301 | 52W Cal Raw water to R.O 5E6_FIQ-011 | Raw Water Common Facilities | C | 0190E012 | 2021-06-03 | 2014-09-11 | PHILAGANAN
| 51986 | 0190-ENG-WTR-RWF-COMMON01 | PM03 | 301 | 1Y Cal R.O Main Supply Out 5E6_FIQ-012 | Raw Water Common Facilities | C | 0190E012 | 2021-06-03 | 2014-09-11 | PHILAGANAN
| 51986 | 0190-ENG-WTR-RWF-DEWPMP01 | PM03 | 301 | 1Y Cal Deep Well Pump No.1 5E5_FS-044 | DeepWell Pump No 1 | C | 0190E012 | 2021-06-03 | 2014-09-09 | PHILAGANAN
| 45801 | 0190-ENG-WTR-RWF-DEWPMP02 | PM03 | 302 | 3M Thermal Scan DeepWell Electric Pnl02 | DeepWell Pump No 2 | C | 0190E011 | 2012-08-18 | 2011-02-18 | PHFUTALARA
| 32133 | 0190-ENG-WTR-RWF-DEWPMP03 | PM03 | 305 | 1Y Deepwell pump #3 PM | DeepWell Pump No 3 | C | 0190E012 | 2010-12-28 | 2008-04-02 | PHBALALAOS
| 45801 | 0190-ENG-WTR-RWF-DEWPMP03 | PM03 | 302 | 3M Thermal Scan DeepWell Electric Pnl02 | DeepWell Pump No 3 | C | 0190E011 | 2012-08-18 | 2011-02-18 | PHFUTALARA
| 33383 | 0190-ENG-WTR-RWF-WTRRES02 | PM03 | 302 | 3M RAW WATER PANEL THERMAL SCANNING | Water Reservoir No 2 | C | 0190E011 | 2009-10-18 | 2008-07-02 | PHSERINAEM
| 45801 | 0190-ENG-WTR-RWF-WTRRES02 | PM03 | 302 | 3M Thermal Scan Raw H20 MMC Panels | Water Reservoir No 2 | C | 0190E011 | 2012-08-21 | 2011-02-18 | PHFUTALARA
| 60830 | 0190-ENG-WTR-SWF-BRNTNK01 | PM03 | 307 | 52WK Tank Inspection & Cleaning | SW - Brine Tank | C | 0190E012 | 2020-11-11 | 2011-12-08 | PHBALALAOS
| 45503 | 0190-ENG-WTR-SWF-PWPUMP01 | PM03 | 305 | 6M Pump and Motor PM WTR - ROF | Water Potable | C | 0190E012 | 2014-05-07 | 2009-10-13 | PHBALALAOS
| 55240 | 0190-ENG-WTR-SWF-SOFPMP03 | PM03 | 301 | 1Y Cal Fuel Oil Pump2 FBB | Softener Feed Pump 03 | C | 0190E012 | 2021-06-03 | 2014-09-09 | PHILAGANAN
| 4414 | 0190-ENG-WTR-SWF-SOFTNR01 | PM03 | 306 | 6M Tank Internal Check-up | Water Softener Column/Exchanger No 1 | B | 0190E012 | 2021-06-03 | 2008-06-21 | PHILAGANAN
| 4414 | 0190-ENG-WTR-SWF-SOFTNR02 | PM03 | 306 | 6M Tank Internal check-up | Water Softener Column/Exchanger No 2 | B | 0190E012 | 2021-06-03 | 2008-09-10 | PHILAGANAN
| 55240 | 0190-ENG-WTR-SWF-SWBTNK01 | PM03 | 301 | 52W Cal Lurgi_Sftnr Bffr Tnk1 5A4_PG-006 | Softened Water Process Tank 1 | C | 0190E012 | 2021-06-03 | 2014-09-10 | PHILAGANAN
| 55240 | 0190-ENG-WTR-SWF-SWBTNK01 | PM03 | 301 | 52W Cal Lurgi_Sftnr Bffr Tnk1 5A4_PG-007 | Softened Water Process Tank 1 | C | 0190E012 | 2021-06-03 | 2014-09-10 | PHILAGANAN
| 55240 | 0190-ENG-WTR-SWF-SWBTNK01 | PM03 | 301 | 52W Cal Lurgi_Sftnr Bffr Tnk1 5A4_PG-008 | Softened Water Process Tank 1 | C | 0190E012 | 2021-06-03 | 2014-09-10 | PHILAGANAN
| 55240 | 0190-ENG-WTR-SWF-SWBTNK01 | PM03 | 301 | 52W Cal Lurgi_Sftnr Bffr Tnk1 5A4_PG-009 | Softened Water Process Tank 1 | C | 0190E012 | 2021-06-03 | 2014-09-10 | PHILAGANAN
| 51986 | 0190-ENG-WTR-SWF-WTRFLM01 | PM03 | 301 | 52W Cal Softwater Supply 5E6_FIQ-003 | Softened Water Line Flowmeter | C | 0190E012 | 2021-06-03 | 2014-09-11 | PHILAGANAN
| 51986 | 0190-ENG-WTR-SWF-WTRFLM01 | PM03 | 301 | 1Y Cal Softwater Out 5E6_FIQ-010 | Softened Water Line Flowmeter | C | 0190E012 | 2021-06-03 | 2014-09-11 | PHILAGANAN
| 33443 | 0190-ENG-WWT-AER-AERTOR01 | PM03 | 303 | 26WK WWTP Lubrication | Aeration Tank Aerator No 1 | C | 0190E016 | 2017-08-25 | 2008-07-03 | PHBALALAOS
| 51717 | 0190-ENG-WWT-AER-AERTOR01 | PM03 | 302 | 8WK Condition Monitoring WWTP | Aeration Tank Aerator No 1 | C | 0190E016 | 2017-08-25 | 2010-09-16 | PHBALALAOS
| 33443 | 0190-ENG-WWT-AER-AERTOR02 | PM03 | 303 | 26WK WWTP Lubrication | Aeration Tank Aerator No 2 | C | 0190E016 | 2017-08-25 | 2008-07-03 | PHBALALAOS
| 51717 | 0190-ENG-WWT-AER-AERTOR02 | PM03 | 302 | 8WK Condition Monitoring WWTP | Aeration Tank Aerator No 2 | C | 0190E016 | 2017-08-25 | 2010-09-16 | PHBALALAOS
| 33443 | 0190-ENG-WWT-AER-AERTOR03 | PM03 | 303 | 26WK WWTP Lubrication | Aeration Tank Aerator No 3 | C | 0190E016 | 2017-08-25 | 2008-07-03 | PHBALALAOS
| 51717 | 0190-ENG-WWT-AER-AERTOR03 | PM03 | 302 | 8WK Condition Monitoring WWTP | Aeration Tank Aerator No 3 | C | 0190E016 | 2017-08-25 | 2010-09-16 | PHBALALAOS
| 33443 | 0190-ENG-WWT-AER-AERTOR04 | PM03 | 303 | 26WK WWTP Lubrication | Aeration Tank Aerator No 4 | C | 0190E016 | 2017-08-25 | 2008-07-03 | PHBALALAOS
| 51717 | 0190-ENG-WWT-AER-AERTOR04 | PM03 | 302 | 8WK Condition Monitoring WWTP | Aeration Tank Aerator No 4 | C | 0190E016 | 2017-08-25 | 2010-09-16 | PHBALALAOS
| 33443 | 0190-ENG-WWT-AER-AERTOR05 | PM03 | 303 | 26WK WWTP Lubrication | Aeration Tank Aerator No 5 | C | 0190E016 | 2017-08-25 | 2008-07-03 | PHBALALAOS
| 33443 | 0190-ENG-WWT-AER-AERTOR05 | PM03 | 303 | 3M WWTP LUBRICATION MAINTENANCE | Aeration Tank Aerator No 5 | C | 0190E016 | 2010-11-11 | 2008-07-03 | PHBALALAOS
| 51717 | 0190-ENG-WWT-AER-AERTOR05 | PM03 | 302 | 8WK Condition Monitoring WWTP | Aeration Tank Aerator No 5 | C | 0190E016 | 2017-08-25 | 2010-09-16 | PHBALALAOS
| 33443 | 0190-ENG-WWT-AER-AERTOR06 | PM03 | 303 | 26WK WWTP Lubrication | Aeration Tank Aerator No 6 | C | 0190E016 | 2017-08-25 | 2008-07-03 | PHBALALAOS
| 51717 | 0190-ENG-WWT-AER-AERTOR06 | PM03 | 302 | 8WK Condition Monitoring WWTP | Aeration Tank Aerator No 6 | C | 0190E016 | 2017-08-25 | 2010-09-16 | PHBALALAOS
| 33443 | 0190-ENG-WWT-AER-AERTOR07 | PM03 | 303 | 26WK WWTP Lubrication | Aeration Tank Aerator No 7 | C | 0190E016 | 2017-08-25 | 2008-07-03 | PHBALALAOS
| 51717 | 0190-ENG-WWT-AER-AERTOR07 | PM03 | 302 | 8WK Condition Monitoring WWTP | Aeration Tank Aerator No 7 | C | 0190E016 | 2017-08-25 | 2010-09-16 | PHBALALAOS
| 33443 | 0190-ENG-WWT-AER-ROTBLW01 | PM03 | 303 | 26WK WWTP Lubrication | Roots Blower No 1 | C | 0190E016 | 2020-11-11 | 2008-07-03 | PHBALALAOS
| 51717 | 0190-ENG-WWT-AER-ROTBLW01 | PM03 | 302 | 1MON PdMS MONITORING | Roots Blower No 1 | C | 0190E016 | 2014-09-10 | 2010-09-16 | PHBALALAOS
| 51717 | 0190-ENG-WWT-AER-ROTBLW02 | PM03 | 302 | 1MON PdMS MONITORING | Aeration Tank Blower -Atlas Copco 2 | C | 0190E016 | 2014-09-10 | 2010-09-16 | PHBALALAOS
| 51717 | 0190-ENG-WWT-AER-ROTBLW03 | PM03 | 302 | 1MON PdMS MONITORING | Roots Blower no.3 | C | 0190E012 | 2014-09-10 | 2010-09-16 | PHBALALAOS
| 45801 | 0190-ENG-WWT-AUX-ELCPNL01 | PM03 | 302 | 3M Thermography Scan Milks Waste Pit Pnl | Milks Area Waste Pit Electrical Panel | A | 0190E011 | 2012-05-23 | 2011-03-26 | PHFUTALARA
|  | 0190-ENG-WWT-AUX-ELCPNL02 | PM03 |  | 4M PLANNED ELECTRICAL PANEL THERM | Lurgi Area Waste Pit Electrical Panel | A | 0190E011 | 2010-07-06 | 2008-06-23 | PHBALALAOS
| 45801 | 0190-ENG-WWT-AUX-ELCPNL03 | PM03 | 302 | 3M Thermography Scan E45 Waste Pit Panel | Ext.45 Area Waste Pit Panel | A | 0190E011 | 2012-05-23 | 2011-03-26 | PHFUTALARA
| 45801 | 0190-ENG-WWT-AUX-ELCPNL04 | PM03 | 302 | 3M Thermography SBlock Waste Pit Panel | Social Block Mix Waste Pit ElectricPanel | A | 0190E011 | 2012-05-23 | 2011-03-26 | PHFUTALARA
| 33392 | 0190-ENG-WWT-AUX-MTRCTR01 | PM03 | 302 | 2W WWTP EI PLANNED SERVICE MAINTENANCE | WWTP Motor Control Center | C | 0190E011 | 2009-10-18 | 2008-06-30 | PHSERINAEM
| 33527 | 0190-ENG-WWT-AUX-MTRCTR01 | PM03 | 305 | 3M SERVICE WWTP ELECTRICL ROOM | WWTP Motor Control Center | C | 0190E011 | 2011-05-02 | 2008-07-13 | PHFUTALARA
| 45801 | 0190-ENG-WWT-AUX-MTRCTR01 | PM03 | 302 | 3M THERMOGRAPHY SCAN WWTP DRIVE PANEL | WWTP Motor Control Center | C | 0190E011 | 2012-08-18 | 2009-11-13 | PHFUTALARA
| 45801 | 0190-ENG-WWT-AUX-MTRCTR01 | PM03 | 302 | 3M THERMOGRAPHY SCAN WWTP DIST. PANEL | WWTP Motor Control Center | C | 0190E011 | 2012-08-18 | 2009-11-13 | PHFUTALARA
| 33383 | 0190-ENG-WWT-CMN-FCLTY | PM03 | 302 | 3M WWTP PANEL THERMAL SCANNING | WAste Water Treatment Plant Facility | C | 0190E016 | 2009-10-18 | 2008-07-02 | PHSERINAEM
| 45705 | 0190-ENG-WWT-CMN-FCLTY | PM03 | 305 | 1M CLEANING WWTP ELECTRICAL ROOM | WAste Water Treatment Plant Facility | C | 0190E011 | 2011-06-06 | 2010-11-27 | PHFUTALARA
| 49638 | 0190-ENG-WWT-CMN-FCLTY | PM03 | 307 | 6M INSPECTION PEE WWTP | WAste Water Treatment Plant Facility | C | 0190E013 | 2011-05-10 | 2011-04-16 | PHFUTALARA
| 63137 | 0190-ENG-WWT-CMN-FCLTY | PM03 | 307 | 1W CDM Checklist - RJMARIN | WAste Water Treatment Plant Facility | C | 0190E016 | 2012-09-20 | 2012-04-11 | PHBALALAOS
| 412405 | 0190-ENG-WWT-CMN-FCLTY | PM03 | 304 | 52WK Permit to Operate Renewal | WAste Water Treatment Plant Facility | C | 0190E016 | 2021-06-03 | 2014-03-04 | PHILAGANAN
| 51986 | 0190-ENG-WWT-MBR-BLWPMP01 | PM03 | 301 | 52W Cal MBR Aeration Blwer 5E3-FIT-29.06 | Aeration Blower Pump Skid | C | 0190E016 | 2021-06-03 | 2014-09-02 | PHILAGANAN
| 51986 | 0190-ENG-WWT-MBR-BLWPMP01 | PM03 | 301 | 1Y Cal MBR_Aeratn Blowr Pmp 5E3-FS-29.06 | Aeration Blower Pump Skid | C | 0190E016 | 2021-06-03 | 2014-09-03 | PHILAGANAN
| 51986 | 0190-ENG-WWT-MBR-BLWPMP01 | PM03 | 301 | 1Y Cal MBR_Aeratn Blowr 5E3-HMI-F29.06 | Aeration Blower Pump Skid | C | 0190E016 | 2021-06-03 | 2014-09-03 | PHILAGANAN
| 51986 | 0190-ENG-WWT-MBR-CIRPMP01 | PM03 | 301 | 1Y Cal MBR_Circ Fed Pmp 5E3_FS-10.09/01 | Circulation Feed Pump 1 | C | 0190E016 | 2021-06-03 | 2014-09-03 | PHILAGANAN
| 51986 | 0190-ENG-WWT-MBR-CIRPMP01 | PM03 | 301 | 1Y Cal MBRCirc Fed Pmp 5E3_HMI-F10.09/01 | Circulation Feed Pump 1 | C | 0190E016 | 2021-06-03 | 2014-09-03 | PHILAGANAN
| 51986 | 0190-ENG-WWT-MBR-CIRPMP02 | PM03 | 301 | 1Y Calibration MBR Circ FP2 Flowmeter | Circulation Feed Pump 2 | C | 0190E017 | 2021-06-03 | 2011-04-08 | PHILAGANAN
| 51986 | 0190-ENG-WWT-MBR-CIRPMP02 | PM03 | 301 | 1Y Cal MBR_Circ Fed Pmp 5E3_FS-10.09/02 | Circulation Feed Pump 2 | C | 0190E016 | 2021-06-03 | 2014-09-03 | PHILAGANAN
| 51986 | 0190-ENG-WWT-MBR-CIRPMP03 | PM03 | 301 | 1Y Cal MBRCirc Fed Pmp 5E3_HMI-F10.09/03 | Circulation Feed Pump 3 | C | 0190E016 | 2021-06-03 | 2014-09-03 | PHILAGANAN
| 51982 | 0190-ENG-WWT-MBR-CIRPMP03 | PM03 | 301 | 52W Cal MBR_Circu Fd Pmp3 5E3_HMI-P10.15 | Circulation Feed Pump 3 | C | 0190E016 | 2021-06-03 | 2014-09-10 | PHILAGANAN
| 45801 | 0190-ENG-WWT-MBR-PLCPNL01 | PM03 | 302 | 3M Thermograph Scan MBR PLC Panel | Membrane Reactor PLC Panel 01 | C | 0190E011 | 2011-12-10 | 2011-03-19 | PHFUTALARA
| 51987 | 0190-ENG-WWT-PRP-BALANK01 | PM03 | 301 | 3M Calibration pH 005 WWTP Balance Tank | Balancing Tank No 1 | C | 0190E017 | 2021-06-03 | 2010-10-01 | PHILAGANAN
| 33443 | 0190-ENG-WWT-PRP-BALPUM01 | PM03 | 303 | 3M WWTP LUBRICATION MAINTENANCE | Bal Tank sub-pump to Aeration Tank No 1 | C | 0190E016 | 2010-11-11 | 2008-07-03 | PHBALALAOS
| 33443 | 0190-ENG-WWT-PRP-CLARIF01 | PM03 | 303 | 3M WWTP LUBRICATION MAINTENANCE | Old Clarifier | C | 0190E016 | 2010-11-11 | 2008-07-03 | PHBALALAOS
| 33443 | 0190-ENG-WWT-PRP-DILPUM01 | PM03 | 303 | 3M WWTP LUBRICATION MAINTENANCE | Dilution No 1 Sub-Pump to Balancing tank | C | 0190E016 | 2010-11-11 | 2008-07-03 | PHBALALAOS
| 33443 | 0190-ENG-WWT-PRP-DILPUM03 | PM03 | 303 | 6M WWTP LUBRICATION MAINTENANCE | Dilution No 2 Pump to Balancing Tank | C | 0190E016 | 2013-03-15 | 2008-07-03 | PHBALALAOS
| 33443 | 0190-ENG-WWT-PRP-FLOATG01 | PM03 | 303 | 6M WWTP LUBRICATION MAINTENANCE | Dilution No 2 Floating Aerator | C | 0190E016 | 2013-03-15 | 2008-07-03 | PHBALALAOS
| 33443 | 0190-ENG-WWT-PRP-FLOATG02 | PM03 | 303 | 6M WWTP LUBRICATION MAINTENANCE | Balancing Tank Floating Aerator | C | 0190E016 | 2013-03-15 | 2008-07-03 | PHBALALAOS
| 33443 | 0190-ENG-WWT-PRP-MIXPUM01 | PM03 | 303 | 3M WWTP LUBRICATION MAINTENANCE | Milks Waste Pit Sub-Pump to Dil No 2 | C | 0190E016 | 2010-11-11 | 2008-07-03 | PHBALALAOS
| 33443 | 0190-ENG-WWT-PRP-MIXPUM01 | PM03 | 303 | 3M WWTP LUBRICATION MAINTENANCE | Milks Waste Pit Sub-Pump to Dil No 2 | C | 0190E016 | 2010-11-11 | 2008-07-03 | PHBALALAOS
| 51987 | 0190-ENG-WWT-PRP-MIXWST01 | PM03 | 301 | 3M CALIBRATION pH 010 WWTP MLKWSTPIT | Mix Waste Pit No 1 (Milks area) | C | 0190E017 | 2021-06-03 | 2010-10-01 | PHILAGANAN
| 60830 | 0190-ENG-WWT-PRP-MIXWST03 | PM03 | 307 | 52WK Tank Inspection & Cleaning | Mix Waste Pit No 3 (back at Ext. 45) | C | 0190E016 | 2021-03-19 | 2011-12-08 | PHILAGANAN
| 60830 | 0190-ENG-WWT-PRP-MIXWST03 | PM03 | 307 | 52WK Tank Inspection & Cleaning | Mix Waste Pit No 3 (back at Ext. 45) | C | 0190E016 | 2021-03-19 | 2011-12-08 | PHILAGANAN
| 60830 | 0190-ENG-WWT-PRP-MIXWST04 | PM03 | 307 | 52WK Tank Inspection & Cleaning | Mix Waste Pit No 4 (Ash Thickener) | C | 0190E016 | 2021-03-19 | 2011-12-08 | PHILAGANAN
| 33443 | 0190-ENG-WWT-PRP-NEUPUM01 | PM03 | 303 | 3M WWTP LUBRICATION MAINTENANCE | Neutra Tank Sub-Pump to Clarifier No 1 | C | 0190E016 | 2010-11-11 | 2008-07-03 | PHBALALAOS
| 45801 | 0190-ENG-WWT-PTF-DECANT04 | PM03 | 302 | 3M Thermal Scan Decanter 4 Ctrl Pnl | Decanter No. 04 -WWTP | C | 0190E011 | 2012-11-17 | 2012-03-03 | PHFUTALARA
| 51987 | 0190-ENG-WWT-PTF-MIXGTK02 | PM03 | 301 | 3M Calibration pH 004 WWTP Mixing Pit | Mixing Pit No 2 | C | 0190E017 | 2021-06-03 | 2010-10-16 | PHILAGANAN
| 33443 | 0190-ENG-WWT-PTF-MIXPUM02 | PM03 | 303 | 6M WWTP LUBRICATION MAINTENANCE | Mixing Pit Pump No 2 to Sprinkler System | C | 0190E016 | 2013-03-15 | 2008-07-03 | PHBALALAOS
| 33443 | 0190-ENG-WWT-PTF-MIXPUM03 | PM03 | 303 | 6M WWTP LUBRICATION MAINTENANCE | Mixing Pit Pump No 3 to Sprinkler System | C | 0190E016 | 2013-03-15 | 2008-07-03 | PHBALALAOS
| 33443 | 0190-ENG-WWT-PTF-MIXPUM04 | PM03 | 303 | 6M WWTP LUBRICATION MAINTENANCE | Mixing Pit Pump No 4 to Balancing Tank | C | 0190E016 | 2013-03-15 | 2008-07-03 | PHBALALAOS
| 33443 | 0190-ENG-WWT-PTF-MIXPUM05 | PM03 | 303 | 3M WWTP LUBRICATION MAINTENANCE | Mixing Pit Pump No 5 for Washing | C | 0190E016 | 2013-03-15 | 2008-07-03 | PHBALALAOS
| 33443 | 0190-ENG-WWT-PTF-SCMPIT01 | PM03 | 303 | 3M WWTP LUBRICATION MAINTENANCE | Scum Pit No 1 | C | 0190E016 | 2010-11-11 | 2008-07-03 | PHBALALAOS
| 33443 | 0190-ENG-WWT-PTF-SCMPUM01 | PM03 | 303 | 3M WWTP LUBRICATION MAINTENANCE | Scum Pit Sub-Pump No 1 | C | 0190E016 | 2010-11-11 | 2008-07-03 | PHBALALAOS
| 67513 | 0190-MLK-FNP-COM-AHU05 | PM03 | 301 | 12M Pressure Gauge Calibration AHU FR1 | SINTECO AHU MILKS FILLING ROOM 1 | B | 0190E007 | 2021-06-03 | 2014-09-02 | PHILAGANAN
| 411274 | 0190-MLK-FNP-COM-AHU05 | PM03 | 301 | 12M TemperatureGauge Calibration AHU FR1 | SINTECO AHU MILKS FILLING ROOM 1 | B | 0190E007 | 2021-06-03 | 2014-09-02 | PHILAGANAN
| 61179 | 0190-MLK-FNP-COM-AHU05 | PM03 | 301 | 12M Pressure Switch Calibration AHU FR1 | SINTECO AHU MILKS FILLING ROOM 1 | B | 0190E007 | 2021-06-03 | 2014-09-02 | PHILAGANAN
| 36405 | 0190-MLK-FNP-COM-AHU05 | PM03 | 301 | 12M Temp Transmitter Calibration AHU FR1 | SINTECO AHU MILKS FILLING ROOM 1 | B | 0190E007 | 2021-06-03 | 2014-09-02 | PHILAGANAN
| 67513 | 0190-MLK-FNP-COM-BLKFIL01 | PM03 | 301 | 12M Pressure Gauge Calibration BF Room | Common Bulk Filling Lines 11, 12 & 14 | C | 0190E007 | 2021-06-03 | 2014-09-05 | PHILAGANAN
| 52539 | 0190-MLK-FNP-COM-MLKFPAL01 | PM03 | 305 | 1Y MES APPLICATIONS SUPPORT MILKS F/P | Milks Filling & Packing Common All Lines | C | 0190E007 | 2011-08-18 | 2011-08-16 | PHFUTALARA
| 52538 | 0190-MLK-FNP-COM-MLKFPAL01 | PM03 | 305 | 1Y FFMW APPLICATION SUPPORT MILKS F/P | Milks Filling & Packing Common All Lines | C | 0190E017 | 2011-08-18 | 2011-08-16 | PHFUTALARA
| 4433 | 0190-MLK-FNP-COM-MLKFPAL01 | PM03 | 301 | 12M Instrument Calibration FR 1/2 | Milks Filling & Packing Common All Lines | C | 0190E007 | 2021-06-03 | 2014-09-08 | PHILAGANAN
| 52103 | 0190-MLK-FNP-HSF-RTRUCK01 | PM03 | 302 | 1W F/L & R/T Battery Servicing | Milks F/P Reachtruck No 1- Toyota | C | 0190E013 | 2011-11-22 | 2010-10-14 | PHINTINGMA
| 52103 | 0190-MLK-FNP-HSF-RTRUCK02 | PM03 | 302 | 1W F/L & R/T Battery Servicing | Milks F/P Reachtruck No 02 - Toyota | C | 0190E013 | 2011-11-22 | 2010-10-14 | PHINTINGMA
| 52103 | 0190-MLK-FNP-HSF-RTRUCK03 | PM03 | 302 | 1W Battery Solution re-filling | Milks F/P Reachtruck No 3 - Toyota | C | 0190E013 | 2010-10-28 | 2010-10-28 | PHINTINGMA
| 52103 | 0190-MLK-FNP-HSF-RTRUCK08 | PM03 | 302 | 1W Battery Solution re-filling | Milks F/P Reachtruck No 8- Toyota | C | 0190E013 | 2010-10-28 | 2010-10-28 | PHINTINGMA
| 34418 | 0190-MLK-FNP-L01-CASWGH02 | PM03 | 301 | 18M ANRITSU Case CW Calibration L1 | ANRITSU Case Checkweigher Line 1 | A | 0190E008 | 2021-06-03 | 2008-10-13 | PHILAGANAN
| 4441 | 0190-MLK-FNP-L01-FILLER01 | PM03 | 301 | 1Y Annual Calibration of Temperature Con | Filling Machine Wolf 1a Line 1 | A | 0190E008 | 2021-06-03 | 2005-09-23 | PHILAGANAN
| 4441 | 0190-MLK-FNP-L01-FILLER01 | PM03 | 301 | 18M Temp Controller Calibration W1A | Filling Machine Wolf 1a Line 1 | A | 0190E008 | 2021-06-03 | 2006-02-20 | PHILAGANAN
| 56375 | 0190-MLK-FNP-L01-FILLER01 | PM03 | 307 | 4W FM Inspection/Retighten & Lubrication | Filling Machine Wolf 1a Line 1 | A | 0190E007 | 2017-02-21 | 2011-02-18 | PHOROSCOFE
| 4441 | 0190-MLK-FNP-L01-FILLER01 | PM03 | 301 | 1Y FM Temp Controller Calibration W1A | Filling Machine Wolf 1a Line 1 | A | 0190E007 | 2021-06-03 | 2013-10-21 | PHILAGANAN
| 4441 | 0190-MLK-FNP-L01-FILLER02 | PM03 | 301 | 1Y Annual Calibration of Temperature Con | Filling Machine Wolf 1b Line 1 | A | 0190E008 | 2021-06-03 | 2008-07-30 | PHILAGANAN
| 56375 | 0190-MLK-FNP-L01-FILLER02 | PM03 | 307 | 4W FM Inspection/Retighten & Lubrication | Filling Machine Wolf 1b Line 1 | A | 0190E007 | 2017-02-21 | 2011-02-18 | PHOROSCOFE
| 4441 | 0190-MLK-FNP-L01-FILLER02 | PM03 | 301 | 1Y FM Temp Controller Calibration W1B | Filling Machine Wolf 1b Line 1 | A | 0190E007 | 2021-06-03 | 2013-10-21 | PHILAGANAN
| 4441 | 0190-MLK-FNP-L01-FILLER02 | PM03 | 301 | 18M Temp Controller Calibration W1B | Filling Machine Wolf 1b Line 1 | A | 0190E007 | 2021-06-03 | 2014-07-17 | PHILAGANAN
| 4441 | 0190-MLK-FNP-L01-FILLER03 | PM03 | 301 | 1Y Annual Calibration of Temperature Con | Filling Machine Wolf 1c Line 1 | A | 0190E008 | 2021-06-03 | 2008-07-30 | PHILAGANAN
| 56375 | 0190-MLK-FNP-L01-FILLER03 | PM03 | 307 | 4W FM Inspection/Retighten & Lubrication | Filling Machine Wolf 1c Line 1 | A | 0190E007 | 2017-02-21 | 2011-02-18 | PHOROSCOFE
| 4441 | 0190-MLK-FNP-L01-FILLER03 | PM03 | 301 | 1Y FM Temp Controller Calibration W1C | Filling Machine Wolf 1c Line 1 | A | 0190E007 | 2021-06-03 | 2013-10-21 | PHILAGANAN
| 4441 | 0190-MLK-FNP-L01-FILLER03 | PM03 | 301 | 18M Temp Controller Calibration W1C | Filling Machine Wolf 1c Line 1 | A | 0190E008 | 2021-06-03 | 2014-07-17 | PHILAGANAN
| 4441 | 0190-MLK-FNP-L01-FILLER04 | PM03 | 301 | 1Y Annual Calibration of Temperature Con | Filling Machine Wolf 1d Line 1 | A | 0190E008 | 2021-06-03 | 2008-07-30 | PHILAGANAN
| 56375 | 0190-MLK-FNP-L01-FILLER04 | PM03 | 307 | 4W FM Inspection/Retighten & Lubrication | Filling Machine Wolf 1d Line 1 | A | 0190E007 | 2017-02-21 | 2011-02-18 | PHOROSCOFE
| 4441 | 0190-MLK-FNP-L01-FILLER04 | PM03 | 301 | 1Y FM Temp Controller Calibration W1D | Filling Machine Wolf 1d Line 1 | A | 0190E007 | 2021-06-03 | 2013-10-21 | PHILAGANAN
| 4441 | 0190-MLK-FNP-L01-FILLER04 | PM03 | 301 | 18M Temp Controller Calibration W1D | Filling Machine Wolf 1d Line 1 | A | 0190E007 | 2021-06-03 | 2014-07-17 | PHILAGANAN
| 4441 | 0190-MLK-FNP-L02-FILLER01 | PM03 | 301 | 1Y Annual Calibration of Temperature Con | Filling Machine Wolf 2a Line 2 | A | 0190E008 | 2021-06-03 | 2008-07-30 | PHILAGANAN
| 4441 | 0190-MLK-FNP-L02-FILLER01 | PM03 | 301 | 18M Temp Controller Calibration W2A | Filling Machine Wolf 2a Line 2 | A | 0190E008 | 2021-06-03 | 2014-07-17 | PHILAGANAN
| 4441 | 0190-MLK-FNP-L02-FILLER02 | PM03 | 301 | 1Y Annual Calibration of Temperature Con | Filling Machine Wolf 2b Line 2 | A | 0190E008 | 2021-06-03 | 2008-07-30 | PHILAGANAN
| 4441 | 0190-MLK-FNP-L02-FILLER02 | PM03 | 301 | 18M Temp Controller Calibration W2B | Filling Machine Wolf 2b Line 2 | A | 0190E008 | 2021-06-03 | 2014-07-17 | PHILAGANAN
| 4441 | 0190-MLK-FNP-L02-FILLER03 | PM03 | 301 | 1Y Annual Calibration of Temperature Con | Filling Machine Wolf 2c Line 2 | A | 0190E008 | 2021-06-03 | 2008-07-30 | PHILAGANAN
| 4441 | 0190-MLK-FNP-L02-FILLER03 | PM03 | 301 | 18M Temp Controller Calibration W2C | Filling Machine Wolf 2c Line 2 | A | 0190E008 | 2021-06-03 | 2014-07-17 | PHILAGANAN
| 4441 | 0190-MLK-FNP-L02-FILLER04 | PM03 | 301 | 1Y Annual Calibration of Temperature Con | Filling Machine Wolf 2d Line 2 | A | 0190E008 | 2021-06-03 | 2008-07-30 | PHILAGANAN
| 4441 | 0190-MLK-FNP-L02-FILLER04 | PM03 | 301 | 18M Temp Controller Calibration W2D | Filling Machine Wolf 2d Line 2 | A | 0190E008 | 2021-06-03 | 2014-07-17 | PHILAGANAN
| 15710 | 0190-MLK-FNP-L02-STAPER02 | PM03 | 307 | 2W SIAT TS Inspection/Retighten&Lubn L2 | SIAT Tape Sealer Line 2B | B | 0190E007 | 2019-02-12 | 2013-08-08 | PHONGGE
| 4441 | 0190-MLK-FNP-L03-FILLER03 | PM03 | 301 | 1Y Annual Calibration of Temperature Con | Filling Machine Rovema 3A Line 3 | A | 0190E008 | 2021-06-03 | 2008-07-30 | PHILAGANAN
| 44062 | 0190-MLK-FNP-L03-FILLER03 | PM03 | 302 | 26W Thermal Scanning of Electrical Panel | Filling Machine Rovema 3A Line 3 | A | 0190E014 | 2017-07-24 | 2010-05-31 | PHOROSCOFE
| 56375 | 0190-MLK-FNP-L03-FILLER03 | PM03 | 307 | 2W FM Inspection/Retighten & Lubrication | Filling Machine Rovema 3A Line 3 | A | 0190E007 | 2015-05-11 | 2011-02-18 | PHOROSCOFE
| 62889 | 0190-MLK-FNP-L03-FILLER03 | PM03 | 307 | 1Y PLC/SLC CPU Battery Replacement 7A | Filling Machine Rovema 3A Line 3 | A | 0190E007 | 2012-12-14 | 2012-05-16 | PHOROSCOFE
| 4441 | 0190-MLK-FNP-L03-FILLER04 | PM03 | 301 | 1Y Annual Calibration of Temperature Con | Filling Machine Rovema 3B Line 3 | A | 0190E008 | 2021-06-03 | 2008-07-30 | PHILAGANAN
| 44062 | 0190-MLK-FNP-L03-FILLER04 | PM03 | 302 | 26W Thermal Scanning of Electrical Panel | Filling Machine Rovema 3B Line 3 | A | 0190E014 | 2017-07-24 | 2010-05-31 | PHOROSCOFE
| 56375 | 0190-MLK-FNP-L03-FILLER04 | PM03 | 307 | 2W FM Inspection/Retighten & Lubrication | Filling Machine Rovema 3B Line 3 | A | 0190E007 | 2015-05-11 | 2011-02-18 | PHOROSCOFE
| 62889 | 0190-MLK-FNP-L03-FILLER04 | PM03 | 307 | 1Y PLC/SLC CPU Battery Replacement 7B | Filling Machine Rovema 3B Line 3 | A | 0190E007 | 2012-12-14 | 2012-05-16 | PHOROSCOFE
| 67993 | 0190-MLK-FNP-L03-SIFDFS01 | PM03 | 305 | 52W Sifter Screen Replacement DFS L3 | NUCON Sifter Conveyor DF Silo L3 | C | 0190E007 | 2018-11-26 | 2015-05-15 | PHOROSCOFE
| 43006 | 0190-MLK-FNP-L03-XRAYMA01 | PM03 | 301 | 1Y X-Ray Machine Validation | Smiths Eagle Pack X-Ray Machine Line 3 | A | 0190E008 | 2021-06-03 | 2006-02-21 | PHILAGANAN
| 34418 | 0190-MLK-FNP-L04-CASWGH02 | PM03 | 301 | 1Y Yearly Calibration of Anritsu Case CW | ISHIDA DACS Case Checkweigher Line 4 | A | 0190E008 | 2021-06-03 | 2011-09-10 | PHILAGANAN
| 4441 | 0190-MLK-FNP-L04-FILLER02 | PM03 | 301 | 18M Temp Controller Calibration W4A | Filling Machine 4A WOLF VCI180 Line 4 | A | 0190E008 | 2021-12-06 | 2012-01-16 | PHOROSCOFE
| 4441 | 0190-MLK-FNP-L04-FILLER02 | PM03 | 301 | 1Y FM Temp Controller Calibration W4A | Filling Machine 4A WOLF VCI180 Line 4 | A | 0190E007 | 2021-06-03 | 2013-10-21 | PHILAGANAN
| 4441 | 0190-MLK-FNP-L04-FILLER03 | PM03 | 301 | 18M Temp Controller Calibration W4B | Filling Machine 4B WOLF VCI180 Line 4 | A | 0190E008 | 2021-12-06 | 2012-01-16 | PHOROSCOFE
| 4441 | 0190-MLK-FNP-L04-FILLER03 | PM03 | 301 | 1Y FM Temp Controller Calibration W4B | Filling Machine 4B WOLF VCI180 Line 4 | A | 0190E007 | 2021-06-03 | 2013-10-21 | PHILAGANAN
| 4441 | 0190-MLK-FNP-L04-FILLER04 | PM03 | 301 | 18M Temp Controller Calibration W4C | Filling Machine 4C WOLF VCI180 Line 4 | A | 0190E008 | 2021-12-06 | 2012-01-16 | PHOROSCOFE
| 4441 | 0190-MLK-FNP-L04-FILLER04 | PM03 | 301 | 1Y FM Temp Controller Calibration W4C | Filling Machine 4C WOLF VCI180 Line 4 | A | 0190E007 | 2021-06-03 | 2013-10-21 | PHILAGANAN
| 4441 | 0190-MLK-FNP-L04-FILLER05 | PM03 | 301 | 1Y FM Temp Controller Calibration W4D | Filling Machine 4D WOLF VCI180 Line 4 | A | 0190E007 | 2021-06-03 | 2013-10-21 | PHILAGANAN
| 58184 | 0190-MLK-FNP-L04-PNLBRD01 | PM03 | 307 | 13WKS Elect Panel Cleaning/Retigthening | Line 4 Electrical Panel Board | B | 0190E008 | 2021-12-21 | 2011-06-15 | PHOROSCOFE
| 67993 | 0190-MLK-FNP-L04-SIFDFS01 | PM03 | 305 | 52W Sifter Screen Replacement DFS L4 | NUCON Sifter Conveyor DF Silo L4 | C | 0190E007 | 2018-11-26 | 2015-05-15 | PHOROSCOFE
| 4441 | 0190-MLK-FNP-L05-FILLER01 | PM03 | 301 | 1Y Annual Calibration of Temperature Con | Filling Machine Rovema 5a Line 5 | A | 0190E008 | 2021-06-03 | 2008-07-30 | PHILAGANAN
| 62889 | 0190-MLK-FNP-L05-FILLER01 | PM03 | 307 | 1Y PLC/SLC CPU Battery Replacement 5A | Filling Machine Rovema 5a Line 5 | A | 0190E007 | 2012-12-14 | 2012-05-16 | PHOROSCOFE
| 415218 | 0190-MLK-FNP-L05-FILLER01 | PM03 | 307 | 52WKS PLC/SLC/CLX&Data BackUps Rovema 5A | Filling Machine Rovema 5a Line 5 | A | 0190E008 | 2016-07-14 | 2014-05-17 | PHCABIOPE
| 4441 | 0190-MLK-FNP-L05-FILLER01 | PM03 | 301 | 18M Temp Controller Calibration R5A | Filling Machine Rovema 5a Line 5 | A | 0190E008 | 2021-06-03 | 2014-07-17 | PHILAGANAN
| 4441 | 0190-MLK-FNP-L05-FILLER02 | PM03 | 301 | 1Y Annual Calibration of Temperature Con | Filling Machine Rovema 5b Line 5 | A | 0190E008 | 2021-06-03 | 2008-07-30 | PHILAGANAN
| 62889 | 0190-MLK-FNP-L05-FILLER02 | PM03 | 307 | 1Y PLC/SLC CPU Battery Replacement 5B | Filling Machine Rovema 5b Line 5 | A | 0190E007 | 2012-12-14 | 2012-05-16 | PHOROSCOFE
| 415218 | 0190-MLK-FNP-L05-FILLER02 | PM03 | 307 | 52WKS PLC/SLC/CLX&Data BackUps Rovema 5B | Filling Machine Rovema 5b Line 5 | A | 0190E008 | 2016-07-14 | 2014-05-17 | PHCABIOPE
| 4441 | 0190-MLK-FNP-L05-FILLER02 | PM03 | 301 | 18M Temp Controller Calibration FM R5B | Filling Machine Rovema 5b Line 5 | A | 0190E008 | 2021-06-03 | 2014-07-17 | PHILAGANAN
| 34418 | 0190-MLK-FNP-L05-PCHWGH05A | PM03 | 301 | 1Y ISHIDA Pouch CW Calibration L5A | ISHIDA Pouch Checkweigher Head A | A | 0190E008 | 2021-06-03 | 2006-02-20 | PHILAGANAN
| 34418 | 0190-MLK-FNP-L05-PCHWGH05A | PM03 | 301 | 1Y Yearly Calibration of Pouch CW L5A | ISHIDA Pouch Checkweigher Head A | A | 0190E008 | 2021-06-03 | 2011-11-10 | PHILAGANAN
| 34418 | 0190-MLK-FNP-L05-PCHWGH05B | PM03 | 301 | 1Y Yearly Calibration of Pouch CW L5B | ISHIDA Pouch Checkweigher Head B | A | 0190E008 | 2021-06-03 | 2011-11-10 | PHILAGANAN
| 34418 | 0190-MLK-FNP-L05-PCHWGH05B | PM03 | 301 | 1Y ISHIDA Pouch CW Calibration L5B | ISHIDA Pouch Checkweigher Head B | A | 0190E008 | 2021-06-03 | 2014-07-15 | PHILAGANAN
| 16313 | 0190-MLK-FNP-L06-CASCVY01 | PM03 | 307 | 1M Inspection/Retighen/Lubn Conveyor L6 | Case Conveyor Line 6 | B | 0190E007 | 2014-10-11 | 2006-07-04 | PHOROSCOFE
| 34418 | 0190-MLK-FNP-L06-CASWGH01 | PM03 | 301 | 18M ANRITSU Case CW Calibration L6 | Case Checkweigher Line 6 | A | 0190E008 | 2021-06-03 | 2009-07-30 | PHILAGANAN
| 405654 | 0190-MLK-FNP-L06-CSFILR01 | PM03 | 305 | 8W PRODEC ACP Filter&Hose Replacement | PRODEC Case Filler Line 6 | B | 0190E007 | 2018-04-26 | 2015-04-28 | PHOROSCOFE
| 4441 | 0190-MLK-FNP-L06-FILLER01 | PM03 | 301 | 18M Temp Controller Calibration R6A | Filling Machine Rovema 6a Line 6 | A | 0190E008 | 2021-12-06 | 2008-07-30 | PHOROSCOFE
| 62889 | 0190-MLK-FNP-L06-FILLER01 | PM03 | 307 | 1Y PLC/SLC CPU Battery Replacement 6A | Filling Machine Rovema 6a Line 6 | A | 0190E007 | 2012-12-14 | 2012-05-16 | PHOROSCOFE
| 4441 | 0190-MLK-FNP-L06-FILLER01 | PM03 | 301 | 1Y FM Temp Controller Calibration R6A | Filling Machine Rovema 6a Line 6 | A | 0190E007 | 2021-06-03 | 2013-08-20 | PHILAGANAN
| 415218 | 0190-MLK-FNP-L06-FILLER01 | PM03 | 307 | 52WKS PLC/SLC/CLX&Data BackUps Rovema 6A | Filling Machine Rovema 6a Line 6 | A | 0190E008 | 2016-07-14 | 2014-05-17 | PHCABIOPE
| 4441 | 0190-MLK-FNP-L06-FILLER02 | PM03 | 301 | 18M Temp Controller Calibration R6B | Filling Machine Rovema 6b Line 6 | A | 0190E008 | 2021-12-06 | 2008-07-30 | PHOROSCOFE
| 62889 | 0190-MLK-FNP-L06-FILLER02 | PM03 | 307 | 1Y PLC/SLC CPU Battery Replacement 6B | Filling Machine Rovema 6b Line 6 | A | 0190E007 | 2012-12-14 | 2012-05-16 | PHOROSCOFE
| 4441 | 0190-MLK-FNP-L06-FILLER02 | PM03 | 301 | 1Y FM Temp Controller Calibration R6B | Filling Machine Rovema 6b Line 6 | A | 0190E007 | 2021-06-03 | 2013-08-20 | PHILAGANAN
| 415218 | 0190-MLK-FNP-L06-FILLER02 | PM03 | 307 | 52WKS PLC/SLC/CLX&Data BackUps Rovema 6B | Filling Machine Rovema 6b Line 6 | A | 0190E008 | 2016-07-14 | 2014-05-17 | PHCABIOPE
| 16313 | 0190-MLK-FNP-L06-PACCVY01 | PM03 | 307 | 1M Inspection/Retighen/Lubn Conveyor L6 | Packing Conveyors Line 6 | B | 0190E007 | 2014-10-11 | 2009-10-19 | PHOROSCOFE
| 34418 | 0190-MLK-FNP-L06-PCHWGH03 | PM03 | 301 | 1Y Yearly Calibration of Pouch CW L6A | ISHIDA DACS Pouch Checkweigher Line 6A | A | 0190E008 | 2021-06-03 | 2011-11-10 | PHILAGANAN
| 34418 | 0190-MLK-FNP-L06-PCHWGH04 | PM03 | 301 | 1Y Yearly Calibration of Pouch CW L6B | ISHIDA DACS Pouch Checkweigher Line 6B | A | 0190E008 | 2021-06-03 | 2011-11-10 | PHILAGANAN
| 43705 | 0190-MLK-FNP-L07-TILTST02 | PM03 | 307 | 1M Tilting Station/SifterConv Inspection | Tilting Station Line 7 | C | 0190E007 | 2012-05-11 | 2009-09-16 | PHOROSCOFE
| 34418 | 0190-MLK-FNP-L08-CASWGH02 | PM03 | 301 | 18M ANRITSU Case CW Calibration L8 | Case Checkweigher Line 8 | A | 0190E008 | 2021-06-03 | 2009-07-30 | PHILAGANAN
| 4441 | 0190-MLK-FNP-L08-FILLER03 | PM03 | 301 | 1Y Annual Calibration of Temperature Con | Filling Machine Rovema 8a Line 8 | A | 0190E008 | 2021-06-03 | 2008-07-30 | PHILAGANAN
| 62889 | 0190-MLK-FNP-L08-FILLER03 | PM03 | 307 | 1Y PLC/SLC CPU Battery Replacement 8A | Filling Machine Rovema 8a Line 8 | A | 0190E007 | 2012-12-14 | 2012-05-16 | PHOROSCOFE
| 415218 | 0190-MLK-FNP-L08-FILLER03 | PM03 | 307 | 52WKS PLC/SLC/CLX&Data BackUps Rovema 8A | Filling Machine Rovema 8a Line 8 | A | 0190E008 | 2016-07-14 | 2014-05-17 | PHCABIOPE
| 4441 | 0190-MLK-FNP-L08-FILLER03 | PM03 | 301 | 18M Temp Controller Calibration R8A | Filling Machine Rovema 8a Line 8 | A | 0190E008 | 2021-06-03 | 2014-07-17 | PHILAGANAN
| 4441 | 0190-MLK-FNP-L08-FILLER04 | PM03 | 301 | 1Y Annual Calibration of Temperature Con | Filling Machine Rovema 8b Line 8 | A | 0190E008 | 2021-06-03 | 2008-07-30 | PHILAGANAN
| 62889 | 0190-MLK-FNP-L08-FILLER04 | PM03 | 307 | 1Y PLC/SLC CPU Battery Replacement 8B | Filling Machine Rovema 8b Line 8 | A | 0190E007 | 2012-12-14 | 2012-05-16 | PHOROSCOFE
| 415218 | 0190-MLK-FNP-L08-FILLER04 | PM03 | 307 | 52WKS PLC/SLC/CLX&Data BackUps Rovema 8B | Filling Machine Rovema 8b Line 8 | A | 0190E008 | 2016-07-14 | 2014-05-17 | PHCABIOPE
| 4441 | 0190-MLK-FNP-L08-FILLER04 | PM03 | 301 | 18M Temp Controller Calibration R8B | Filling Machine Rovema 8b Line 8 | A | 0190E008 | 2021-06-03 | 2014-07-17 | PHILAGANAN
| 34418 | 0190-MLK-FNP-L09-CASWGH02 | PM03 | 301 | 18M ANRITSU Case CW Calibration L9 | Case Checkweigher Line 9 | A | 0190E008 | 2021-06-03 | 2009-07-30 | PHILAGANAN
| 4441 | 0190-MLK-FNP-L09-FILLER03 | PM03 | 301 | 18M Temp Controller Calibration R9A | Filling Machine Rovema 9a Line 9 | A | 0190E008 | 2021-12-06 | 2008-07-30 | PHOROSCOFE
| 62889 | 0190-MLK-FNP-L09-FILLER03 | PM03 | 307 | 1Y PLC/SLC CPU Battery Replacement 9A | Filling Machine Rovema 9a Line 9 | A | 0190E007 | 2012-12-14 | 2012-05-16 | PHOROSCOFE
| 4441 | 0190-MLK-FNP-L09-FILLER03 | PM03 | 301 | 1Y FM Temp Controller Calibration R9A | Filling Machine Rovema 9a Line 9 | A | 0190E007 | 2021-06-03 | 2013-08-20 | PHILAGANAN
| 415218 | 0190-MLK-FNP-L09-FILLER03 | PM03 | 307 | 52WKS PLC/SLC/CLX&Data BackUps Rovema 9A | Filling Machine Rovema 9a Line 9 | A | 0190E008 | 2016-07-14 | 2014-05-17 | PHCABIOPE
| 4441 | 0190-MLK-FNP-L09-FILLER04 | PM03 | 301 | 18M Temp Controller Calibration R9B | Filling Machine Rovema 9b Line 9 | A | 0190E008 | 2021-12-06 | 2008-07-30 | PHOROSCOFE
| 62889 | 0190-MLK-FNP-L09-FILLER04 | PM03 | 307 | 1Y PLC/SLC CPU Battery Replacement 9B | Filling Machine Rovema 9b Line 9 | A | 0190E007 | 2012-12-14 | 2012-05-16 | PHOROSCOFE
| 4441 | 0190-MLK-FNP-L09-FILLER04 | PM03 | 301 | 52WKS Temp Cont Calibration R9B | Filling Machine Rovema 9b Line 9 | A | 0190E008 | 2021-06-03 | 2013-08-20 | PHILAGANAN
| 415218 | 0190-MLK-FNP-L09-FILLER04 | PM03 | 307 | 52WKS PLC/SLC/CLX&Data BackUps Rovema 9B | Filling Machine Rovema 9b Line 9 | A | 0190E008 | 2016-07-14 | 2014-05-17 | PHCABIOPE
| 34418 | 0190-MLK-FNP-L09-PCHWGH05 | PM03 | 301 | 1Y Yearly Calibration of Pouch CW L9A | ISHIDA PouchCheckweigher Line 9 Rovema A | A | 0190E008 | 2021-06-03 | 2011-11-10 | PHILAGANAN
| 34418 | 0190-MLK-FNP-L09-PCHWGH05 | PM03 | 301 | 1Y ISHIDA Pouch CW Calibration L9A | ISHIDA PouchCheckweigher Line 9 Rovema A | A | 0190E008 | 2021-06-03 | 2014-09-05 | PHILAGANAN
| 34418 | 0190-MLK-FNP-L09-PCHWGH06 | PM03 | 301 | 1Y Yearly Calibration of Pouch CW L9B | ISHIDA PouchCheckweigher Line 9 Rovema B | A | 0190E008 | 2021-06-03 | 2011-11-10 | PHILAGANAN
| 34418 | 0190-MLK-FNP-L09-PCHWGH06 | PM03 | 301 | 1Y ISHIDA Pouch CW Calibration L9B | ISHIDA PouchCheckweigher Line 9 Rovema B | A | 0190E008 | 2021-06-03 | 2014-09-05 | PHILAGANAN
| 16313 | 0190-MLK-FNP-L10-CASCVY02 | PM03 | 307 | 1M Inspection/Retighen/Lubn Conveyor L10 | Case Conveyor Line 10 | B | 0190E007 | 2014-10-11 | 2013-07-05 | PHOROSCOFE
| 34418 | 0190-MLK-FNP-L10-CASWGH02 | PM03 | 301 | 18M ANRITSU Case CW Calibration L10 | Case Checkweigher Line 10 | A | 0190E008 | 2021-06-03 | 2009-07-30 | PHILAGANAN
| 61052 | 0190-MLK-FNP-L10-CSERTR01 | PM03 | 307 | 4W Inspection/Retightn/Lub'n CaseErector | LANTECH Case Erector Line 10 | B | 0190E007 | 2019-03-01 | 2014-09-15 | PHOROSCOFE
| 539920 | 0190-MLK-FNP-L10-CSERTR01 | PM03 | 305 | 26W CaseErectorSide Belt Replacement L10 | LANTECH Case Erector Line 10 | B | 0190E007 | 2019-03-01 | 2018-05-15 | PHOROSCOFE
| 60821 | 0190-MLK-FNP-L10-CSFILR01 | PM03 | 307 | 4W Inspection/Retighten/Lub'n DeltaCaser | PRODEC Case Filler Line 10 | B | 0190E007 | 2019-03-01 | 2014-09-30 | PHOROSCOFE
| 60822 | 0190-MLK-FNP-L10-CSFILR01 | PM03 | 307 | 8W Cleaning/Inspection/Lub'n Delta Caser | PRODEC Case Filler Line 10 | B | 0190E007 | 2019-03-01 | 2014-09-30 | PHOROSCOFE
| 60824 | 0190-MLK-FNP-L10-CSFILR01 | PM03 | 307 | 22W Inspection/Retight/Lub'n DeltaCaser | PRODEC Case Filler Line 10 | B | 0190E007 | 2019-03-01 | 2014-09-30 | PHOROSCOFE
| 405654 | 0190-MLK-FNP-L10-CSFILR01 | PM03 | 305 | 8W PRODEC ACP Filter&Hose Replacement | PRODEC Case Filler Line 10 | B | 0190E007 | 2019-03-01 | 2014-10-08 | PHOROSCOFE
| 418993 | 0190-MLK-FNP-L10-CSFILR01 | PM03 | 305 | 26W PRODEC ACP VacuumPump Servicing L10 | PRODEC Case Filler Line 10 | B | 0190E007 | 2019-03-01 | 2014-10-23 | PHOROSCOFE
| 16313 | 0190-MLK-FNP-L10-CSFILR01-BOXSPIN ASSY | PM03 | 307 | 13W L10 Case Trans Inspect/Retight/Lubn | Boxspin and Case Conveyor Assy L10 | B | 0190E007 | 2019-03-01 | 2014-10-11 | PHOROSCOFE
| 16313 | 0190-MLK-FNP-L10-CSFILR01-INFEEDCONV ASS | PM03 | 307 | 13W L10 PRODEC BC#1 Inspect/Retight/Lubn | Product Transport and Infeed Convyrs | B | 0190E007 | 2019-03-01 | 2014-10-11 | PHOROSCOFE
| 16313 | 0190-MLK-FNP-L10-CSFILR01-INFEEDCONV ASS | PM03 | 307 | 13W L10 PRODEC BC#2 Inspect/Retight/Lubn | Product Transport and Infeed Convyrs | B | 0190E007 | 2019-03-01 | 2014-10-11 | PHOROSCOFE
| 4441 | 0190-MLK-FNP-L10-FILLER05 | PM03 | 301 | 18M Temp Controller Calibration L10A | Filling Machine Wolf 10a Line 10 | A | 0190E008 | 2021-06-03 | 2006-02-12 | PHILAGANAN
| 4441 | 0190-MLK-FNP-L10-FILLER05 | PM03 | 301 | 1Y Annual Calibration of Temperature Con | Filling Machine Wolf 10a Line 10 | A | 0190E008 | 2021-06-03 | 2008-07-30 | PHILAGANAN
| 415218 | 0190-MLK-FNP-L10-FILLER05 | PM03 | 307 | 52WK PLC/SLC/CLX&Data BackUps Rovema 10A | Filling Machine Wolf 10a Line 10 | A | 0190E008 | 2016-07-14 | 2014-05-17 | PHCABIOPE
| 4441 | 0190-MLK-FNP-L10-FILLER06 | PM03 | 301 | 1Y Annual Calibration of Temperature Con | Filling Machine Wolf 10b Line 10 | A | 0190E008 | 2021-06-03 | 2008-07-30 | PHILAGANAN
| 415218 | 0190-MLK-FNP-L10-FILLER06 | PM03 | 307 | 52WK PLC/SLC/CLX&Data BackUps Rovema 10B | Filling Machine Wolf 10b Line 10 | A | 0190E008 | 2016-07-14 | 2014-05-17 | PHCABIOPE
| 4441 | 0190-MLK-FNP-L10-FILLER06 | PM03 | 301 | 18M FM Temp Controller Calibration L10B | Filling Machine Wolf 10b Line 10 | A | 0190E007 | 2021-06-03 | 2014-05-19 | PHILAGANAN
| 4441 | 0190-MLK-FNP-L10-FILLER06 | PM03 | 301 | 18M Temp Controller Calibration L10B | Filling Machine Wolf 10b Line 10 | A | 0190E008 | 2021-06-03 | 2014-07-17 | PHILAGANAN
| 415542 | 0190-MLK-FNP-L10-FTMSLV01 | PM03 | 305 | 26W Sleever Sealer Side Belt Rplcmnt L10 | PRODEC Fitment Sleever Line 10 | B | 0190E007 | 2019-03-01 | 2014-05-29 | PHOROSCOFE
| 61055 | 0190-MLK-FNP-L10-FTMSLV01 | PM03 | 307 | 26W Inspectn/Retighten/Lub'n Sleever L10 | PRODEC Fitment Sleever Line 10 | B | 0190E007 | 2019-03-01 | 2014-09-15 | PHOROSCOFE
| 61056 | 0190-MLK-FNP-L10-FTMSLV01 | PM03 | 307 | 8W Inspection/Cleaning&Lub'n Sleever L10 | PRODEC Fitment Sleever Line 10 | B | 0190E007 | 2019-03-01 | 2014-09-15 | PHOROSCOFE
| 61057 | 0190-MLK-FNP-L10-FTMSLV01 | PM03 | 307 | 22W Inspectn/Retighten/Lub'n Sleever L10 | PRODEC Fitment Sleever Line 10 | B | 0190E007 | 2019-03-01 | 2014-09-15 | PHOROSCOFE
| 16313 | 0190-MLK-FNP-L10-PACCVY02 | PM03 | 307 | 1M Inspection/Retighen/Lubn Conveyor L10 | Packing Conveyor Line 10 | B | 0190E007 | 2014-10-11 | 2013-07-05 | PHOROSCOFE
| 34418 | 0190-MLK-FNP-L10-PCHWGH01 | PM03 | 301 | 1Y Yearly Calibration of Pouch CW L10A | ISHIDA Pouch Checkweigher Line 10 Wolf A | A | 0190E008 | 2021-06-03 | 2011-11-10 | PHILAGANAN
| 34418 | 0190-MLK-FNP-L10-PCHWGH01 | PM03 | 301 | 1Y ISHIDA Pouch CW Calibration L10A | ISHIDA Pouch Checkweigher Line 10 Wolf A | A | 0190E008 | 2021-06-03 | 2014-07-15 | PHILAGANAN
| 34418 | 0190-MLK-FNP-L10-PCHWGH02 | PM03 | 301 | 1Y Yearly Calibration of Pouch CW L10B | ISHIDA Pouch Checkweigher Line 10 Wolf B | A | 0190E008 | 2021-06-03 | 2011-11-10 | PHILAGANAN
| 34418 | 0190-MLK-FNP-L10-PCHWGH02 | PM03 | 301 | 1Y ISHIDA Pouch CW Calibration L10B | ISHIDA Pouch Checkweigher Line 10 Wolf B | A | 0190E008 | 2021-06-03 | 2014-07-15 | PHILAGANAN
| 16313 | 0190-MLK-FNP-L10-TRPSYS01-INFEEDCONV01 | PM03 | 307 | 13W L10 Inf-Trap #1 Inspect/Retight/Lubn | Infeed Pouch Conveyor to Trap System A | C | 0190E007 | 2019-03-01 | 2014-10-11 | PHOROSCOFE
| 16313 | 0190-MLK-FNP-L10-TRPSYS01-INFEEDCONV02 | PM03 | 307 | 13W L10 Inf-Trap #2 Inspect/Retight/Lubn | Infeed Pouch Conveyor to Trap System B | C | 0190E007 | 2019-03-01 | 2014-10-11 | PHOROSCOFE
| 59431 | 0190-MLK-FNP-L11-METDET02 | PM03 | 301 | 26W Metal Detector Validation L11 | BF NUCON SIFTER LOMA METAL Detector L-11 | A | 0190E008 | 2021-06-03 | 2011-09-09 | PHILAGANAN
| 64380 | 0190-MLK-FNP-L11-METDET02 | PM03 | 307 | 4W Metal Detector Cleaning / Inspection | BF NUCON SIFTER LOMA METAL Detector L-11 | A | 0190E008 | 2017-02-08 | 2014-05-19 | PHOROSCOFE
| 418347 | 0190-MLK-FNP-L11-TILTST01 | PM03 | 305 | 12M ButterflyValve Seat/Assy Replacement | Tote Refilling Station Bulk Filling # 1 | B | 0190E007 | 2014-11-13 | 2009-07-22 | PHOROSCOFE
| 418347 | 0190-MLK-FNP-L11-TILTST02 | PM03 | 305 | 12M ButterflyValve Seat/Assy Replacement | Tote Refilling Station Bulk Filling # 2 | B | 0190E007 | 2014-11-13 | 2009-07-22 | PHOROSCOFE
| 59431 | 0190-MLK-FNP-L12-METDET02 | PM03 | 301 | 26W Metal Detector Validation L12 | BF NUCON SIFTER LOMA METAL Detector L-12 | A | 0190E008 | 2021-06-03 | 2011-09-09 | PHILAGANAN
| 64380 | 0190-MLK-FNP-L12-METDET02 | PM03 | 307 | 4W Metal Detector Cleaning / Inspection | BF NUCON SIFTER LOMA METAL Detector L-12 | A | 0190E008 | 2017-02-08 | 2012-06-07 | PHOROSCOFE
| 34418 | 0190-MLK-FNP-L14-CASWGH02 | PM03 | 301 | 1Y Yearly Calibration of Anritsu Case CW | ISHIDA Case Checkweigher Line 14 | A | 0190E008 | 2021-06-03 | 2012-04-07 | PHILAGANAN
| 61052 | 0190-MLK-FNP-L14-CSERTR01 | PM03 | 307 | 4W Inspection/Retightn/Lub'n CaseErector | LANTECH Case Erector Line 14&15 | B | 0190E007 | 2016-04-08 | 2013-08-08 | PHCABIOPE
| 60821 | 0190-MLK-FNP-L14-CSFILR01 | PM03 | 307 | 4W Inspection/Retighten/Lub'n DeltaCaser | PRODEC Case Filler Line 14 AB | B | 0190E007 | 2016-04-08 | 2013-08-08 | PHCABIOPE
| 60821 | 0190-MLK-FNP-L14-CSFILR02 | PM03 | 307 | 4W Inspection/Retighten/Lub'n DeltaCaser | PRODEC Case Filler Line 14 CD | B | 0190E007 | 2016-04-08 | 2013-08-08 | PHCABIOPE
| 16319 | 0190-MLK-FNP-L14-CSPRTR02 | PM03 | 307 | 4W MARKEM Case Printer Maintenance | MARKEM-IMAJE Case Printer Line 14 | B | 0190E008 | 2016-04-08 | 2012-04-07 | PHCABIOPE
| 61111 | 0190-MLK-FNP-L14-DVDCVY01 | PM03 | 307 | 4W Inspection/Retightn/Lub'n Divider CVY | LM Divider Conveyor Line 14 AB (A-1) | B | 0190E007 | 2016-04-08 | 2014-09-03 | PHCABIOPE
| 61111 | 0190-MLK-FNP-L14-DVDCVY02 | PM03 | 307 | 4W Inspection/Retightn/Lub'n Divider CVY | LM Divider Conveyor Line 14 CD (A-2) | B | 0190E007 | 2016-04-08 | 2014-09-03 | PHCABIOPE
| 56375 | 0190-MLK-FNP-L14-FILLER02 | PM03 | 307 | 4W FM Inspection/Retighten & Lubrication | Filling Machine Wolf 14A Line 14 | A | 0190E007 | 2016-04-08 | 2012-04-07 | PHCABIOPE
| 62889 | 0190-MLK-FNP-L14-FILLER02 | PM03 | 307 | 52W PLC/SLC CPU Battery Replacement 14A | Filling Machine Wolf 14A Line 14 | A | 0190E007 | 2016-09-02 | 2012-05-16 | PHCABIOPE
| 58184 | 0190-MLK-FNP-L14-FILLER02 | PM03 | 307 | 13WKS Elect Panel Cleaning/Retigthening | Filling Machine Wolf 14A Line 14 | A | 0190E008 | 2016-09-02 | 2013-03-24 | PHCABIOPE
| 417207 | 0190-MLK-FNP-L14-FILLER02 | PM03 | 307 | 13WKS MARKEM Laser Printer PM L14A | Filling Machine Wolf 14A Line 14 | A | 0190E008 | 2016-09-02 | 2014-07-31 | PHCABIOPE
| 56375 | 0190-MLK-FNP-L14-FILLER03 | PM03 | 307 | 4W FM Inspection/Retighten & Lubrication | Filling Machine Wolf 14B Line 14 | A | 0190E007 | 2016-04-08 | 2012-04-07 | PHCABIOPE
| 62889 | 0190-MLK-FNP-L14-FILLER03 | PM03 | 307 | 52W PLC/SLC CPU Battery Replacement 14B | Filling Machine Wolf 14B Line 14 | A | 0190E007 | 2016-09-02 | 2012-05-16 | PHCABIOPE
| 58184 | 0190-MLK-FNP-L14-FILLER03 | PM03 | 307 | 13WKS Elect Panel Cleaning/Retigthening | Filling Machine Wolf 14B Line 14 | A | 0190E008 | 2016-09-02 | 2013-03-24 | PHCABIOPE
| 417207 | 0190-MLK-FNP-L14-FILLER03 | PM03 | 307 | 13WKS MARKEM Laser Printer PM L14B | Filling Machine Wolf 14B Line 14 | A | 0190E008 | 2016-09-02 | 2014-07-31 | PHCABIOPE
| 56375 | 0190-MLK-FNP-L14-FILLER04 | PM03 | 307 | 4W FM Inspection/Retighten & Lubrication | Filling Machine Wolf 14C Line 14 | A | 0190E007 | 2016-04-08 | 2012-04-07 | PHCABIOPE
| 62889 | 0190-MLK-FNP-L14-FILLER04 | PM03 | 307 | 52W PLC/SLC CPU Battery Replacement 14C | Filling Machine Wolf 14C Line 14 | A | 0190E007 | 2016-09-02 | 2012-05-16 | PHCABIOPE
| 58184 | 0190-MLK-FNP-L14-FILLER04 | PM03 | 307 | 13WKS Elect Panel Cleaning/Retigthening | Filling Machine Wolf 14C Line 14 | A | 0190E008 | 2016-09-02 | 2013-03-24 | PHCABIOPE
| 417207 | 0190-MLK-FNP-L14-FILLER04 | PM03 | 307 | 13WKS MARKEM Laser Printer PM L14C | Filling Machine Wolf 14C Line 14 | A | 0190E008 | 2016-09-02 | 2014-07-31 | PHCABIOPE
| 56375 | 0190-MLK-FNP-L14-FILLER05 | PM03 | 307 | 4W FM Inspection/Retighten & Lubrication | Filling Machine Wolf 14D Line 14 | A | 0190E007 | 2016-04-08 | 2012-04-07 | PHCABIOPE
| 62889 | 0190-MLK-FNP-L14-FILLER05 | PM03 | 307 | 52W PLC/SLC CPU Battery Replacement 14D | Filling Machine Wolf 14D Line 14 | A | 0190E007 | 2016-09-02 | 2012-05-16 | PHCABIOPE
| 58184 | 0190-MLK-FNP-L14-FILLER05 | PM03 | 307 | 13WKS Elect Panel Cleaning/Retigthening | Filling Machine Wolf 14D Line 14 | A | 0190E008 | 2016-09-02 | 2013-03-24 | PHCABIOPE
| 417207 | 0190-MLK-FNP-L14-FILLER05 | PM03 | 307 | 13WKS MARKEM Laser Printer PM L14D | Filling Machine Wolf 14D Line 14 | A | 0190E008 | 2016-09-02 | 2014-07-31 | PHCABIOPE
| 16312 | 0190-MLK-FNP-L14-STAPER01 | PM03 | 307 | 4W SIAT TS Inspection/Retighten&Lubn L14 | SIAT Tape Sealer Line 14 | B | 0190E007 | 2016-04-08 | 2013-07-04 | PHCABIOPE
| 16317 | 0190-MLK-FNP-L14-XRAYMA01 | PM03 | 307 | 1M X-Ray Monthly Inspection/Servicing | X-Ray Machine Line 14 AB | A | 0190E008 | 2017-02-16 | 2011-05-06 | PHOROSCOFE
| 43006 | 0190-MLK-FNP-L14-XRAYMA01 | PM03 | 301 | 6M X-Ray Machine Validation | X-Ray Machine Line 14 AB | A | 0190E008 | 2021-06-03 | 2011-08-06 | PHILAGANAN
| 16317 | 0190-MLK-FNP-L14-XRAYMA01 | PM03 | 307 | 4W X-Ray Monthly Inspection/Servicing | X-Ray Machine Line 14 AB | A | 0190E008 | 2016-04-08 | 2012-04-07 | PHCABIOPE
| 402200 | 0190-MLK-FNP-L14-XRAYMA01 | PM03 | 305 | 26W XRay Machine Belt Conv Replacement | X-Ray Machine Line 14 AB | A | 0190E008 | 2016-04-12 | 2013-03-19 | PHCABIOPE
| 414966 | 0190-MLK-FNP-L14-XRAYMA01 | PM03 | 307 | 2W X-Ray ACU Filter Cleaning L14AB | X-Ray Machine Line 14 AB | A | 0190E008 | 2016-04-08 | 2014-05-07 | PHCABIOPE
| 16317 | 0190-MLK-FNP-L14-XRAYMA02 | PM03 | 307 | 4W X-Ray Monthly Inspection/Servicing | X-Ray Machine Line 14 CD | A | 0190E008 | 2016-04-08 | 2012-04-07 | PHCABIOPE
| 402200 | 0190-MLK-FNP-L14-XRAYMA02 | PM03 | 305 | 26W XRay Machine Belt Conv Replacement | X-Ray Machine Line 14 CD | A | 0190E008 | 2016-04-12 | 2013-03-19 | PHCABIOPE
| 414966 | 0190-MLK-FNP-L14-XRAYMA02 | PM03 | 307 | 2W X-Ray ACU Filter Cleaning L14CD | X-Ray Machine Line 14 CD | A | 0190E008 | 2016-04-08 | 2014-05-07 | PHCABIOPE
| 34418 | 0190-MLK-FNP-L15-CASWGH01 | PM03 | 301 | 1Y Yearly Calibration of Anritsu Case CW | ISHIDA Case Checkweigher Line 15 | A | 0190E008 | 2021-06-03 | 2012-04-07 | PHILAGANAN
| 16318 | 0190-MLK-FNP-L15-CASWGH01-CONTROLPANEL | PM03 | 307 | 4W Case CW Inspection/Servicing | Case Checkweigher Control Panel Line 15 | A | 0190E008 | 2020-12-14 | 2014-05-19 | PHONGGE
| 16318 | 0190-MLK-FNP-L15-CASWGH01-INFEEDCONVEYOR | PM03 | 307 | 4W Case CW Inspection/Servicing | Case Infeed Conveyor Line 15 | A | 0190E008 | 2020-12-14 | 2014-05-19 | PHONGGE
| 56375 | 0190-MLK-FNP-L15-FILLER01 | PM03 | 307 | 2W FM Inspection/Retighten & Lubrication | Filling Machine Wolf 15A | A | 0190E007 | 2012-04-14 | 2012-04-07 | PHOROSCOFE
| 56375 | 0190-MLK-FNP-L15-FILLER02 | PM03 | 307 | 2W FM Inspection/Retighten & Lubrication | Filling Machine Wolf 15B | A | 0190E007 | 2012-04-14 | 2012-04-07 | PHOROSCOFE
| 416710 | 0190-MLK-FNP-L16-DVDCVY01 | PM03 | 305 | 52W LM Diverter CylinderReplacemnt L16CD | LM Divider Conveyor Line 16AB | B | 0190E008 | 2020-04-29 | 2015-02-11 | PHOROSCOFE
| 56375 | 0190-MLK-FNP-L16-FILLER03-MAINDRIVE | PM03 | 307 | 4W FM Inspection/Retighten & Lubrication | Filling Machine Wolf 16A Main Drive | A | 0190E007 | 2020-12-08 | 2014-05-19 | PHONGGE
| 56375 | 0190-MLK-FNP-L16-FILLER03-VERT SEALER A | PM03 | 307 | 4W FM Inspection/Retighten & Lubrication | FillingMachine Wolf16A VerticalSeal Assy | A | 0190E007 | 2020-12-08 | 2014-05-19 | PHONGGE
| 56375 | 0190-MLK-FNP-L16-FILLER04-HORIZONTALSEAL | PM03 | 307 | 4W FM Inspection/Retighten & Lubrication | Filling Machine Wolf 16B Horizontal Seal | A | 0190E007 | 2020-12-08 | 2014-05-19 | PHONGGE
| 56375 | 0190-MLK-FNP-L16-FILLER04-MAINDRIVE | PM03 | 307 | 4W FM Inspection/Retighten & Lubrication | Filling Machine Wolf 16B Main Drive | A | 0190E007 | 2020-12-08 | 2014-05-19 | PHONGGE
| 56375 | 0190-MLK-FNP-L16-FILLER04-VERT SEALER B | PM03 | 307 | 4W FM Inspection/Retighten & Lubrication | Vertical Sealing Assembly L16B | A | 0190E007 | 2020-12-08 | 2014-05-19 | PHONGGE
| 16318 | 0190-MLK-FNP-L17-CASWGH02-CONTROLPANEL | PM03 | 307 | 4W Case CW Inspection/Servicing | ISHIDA CCW Control Panel Line 17AB | A | 0190E008 | 2020-12-14 | 2014-05-19 | PHONGGE
| 16318 | 0190-MLK-FNP-L17-CASWGH02-WEIGHCONVEYOR | PM03 | 307 | 4W Case CW Inspection/Servicing | ISHIDA Weighing Conveyor Line 17AB | A | 0190E008 | 2020-12-14 | 2014-05-19 | PHONGGE
| 56375 | 0190-MLK-FNP-L17-FILLER01-HORSEAL ASSY A | PM03 | 307 | 4W FM Inspection/Retighten & Lubrication | FillingMachine Wolf 17A HorizSealer Assy | A | 0190E007 | 2020-12-08 | 2014-05-19 | PHONGGE
| 56375 | 0190-MLK-FNP-L17-FILLER01-LASERPRINTER | PM03 | 307 | 4W FM Inspection/Retighten & Lubrication | Filling Machine W17A MARKEM LaserPrinter | A | 0190E007 | 2020-12-08 | 2014-05-19 | PHONGGE
| 56375 | 0190-MLK-FNP-L17-FILLER01-MAINDRIVE | PM03 | 307 | 4W FM Inspection/Retighten & Lubrication | Filling Machine Wolf 17A Main Drive | A | 0190E007 | 2020-12-08 | 2014-05-19 | PHONGGE
| 56375 | 0190-MLK-FNP-L17-FILLER01-VERT SEALER A | PM03 | 307 | 4W FM Inspection/Retighten & Lubrication | FillingMachine Wolf17A VerticalSeal Assy | A | 0190E007 | 2020-12-08 | 2014-05-19 | PHONGGE
| 56375 | 0190-MLK-FNP-L17-FILLER02-HORSEAL ASSY B | PM03 | 307 | 4W FM Inspection/Retighten & Lubrication | FillingMachine Wolf 17B HorizSealer Assy | A | 0190E007 | 2020-12-08 | 2014-05-19 | PHONGGE
| 56375 | 0190-MLK-FNP-L17-FILLER02-LASERPRINTER | PM03 | 307 | 4W FM Inspection/Retighten & Lubrication | Filling Machine W17B MARKEM LaserPrinter | A | 0190E007 | 2020-12-08 | 2014-05-19 | PHONGGE
| 56375 | 0190-MLK-FNP-L17-FILLER02-MAINDRIVE | PM03 | 307 | 4W FM Inspection/Retighten & Lubrication | Filling Machine Wolf 17B Main Drive | A | 0190E007 | 2020-12-08 | 2014-05-19 | PHONGGE
| 56375 | 0190-MLK-FNP-L17-FILLER02-VERT SEALER B | PM03 | 307 | 4W FM Inspection/Retighten & Lubrication | FillingMachine Wolf17B VerticalSeal Assy | A | 0190E007 | 2020-12-08 | 2014-05-19 | PHONGGE
| 34194 | 0190-MLK-FNP-SCW-STWRAP01 | PM03 | 303 | 13W Stretch Wrap #1 Inspect/Retight/Lubn | Milks Stretch Carton Wrapper No 1 | C | 0190E007 | 2021-08-15 | 2008-08-31 | PHOROSCOFE
| 62208 | 0190-MLK-FNP-SCW-STWRAP01 | PM03 | 305 | 104W Stretch Wrapping Machine Servicing | Milks Stretch Carton Wrapper No 1 | C | 0190E007 | 2021-08-15 | 2012-01-31 | PHOROSCOFE
| 415216 | 0190-MLK-FNP-SCW-STWRAP01 | PM03 | 307 | 52W DC Drives PM STW#1 | Milks Stretch Carton Wrapper No 1 | C | 0190E008 | 2021-08-15 | 2014-05-16 | PHOROSCOFE
| 415544 | 0190-MLK-FNP-SCW-STWRAP01 | PM03 | 305 | 26WKS LANTECH Drive V-Belt Replacement | Milks Stretch Carton Wrapper No 1 | C | 0190E007 | 2021-08-15 | 2014-05-29 | PHOROSCOFE
| 34194 | 0190-MLK-FNP-SCW-STWRAP02 | PM03 | 303 | 1M Inspectn/Retighten/Lub'n Milks SCW | Milks Stretch Carton Wrapper No 2 | C | 0190E007 | 2015-02-20 | 2008-08-31 | PHOROSCOFE
| 62208 | 0190-MLK-FNP-SCW-STWRAP02 | PM03 | 305 | 2Y Stretch Wrapping Machine Servicing | Milks Stretch Carton Wrapper No 2 | C | 0190E007 | 2015-02-20 | 2012-01-31 | PHOROSCOFE
| 415216 | 0190-MLK-FNP-SCW-STWRAP02 | PM03 | 307 | 1Y DC Drives PreventiveMaintenance STW#2 | Milks Stretch Carton Wrapper No 2 | C | 0190E007 | 2015-02-20 | 2014-05-16 | PHOROSCOFE
| 416425 | 0190-MLK-FNP-SCW-STWRAP02 | PM03 | 305 | 1Y StretchWrap #2 Drive Motor Replacemnt | Milks Stretch Carton Wrapper No 2 | C | 0190E007 | 2015-02-24 | 2014-07-01 | PHOROSCOFE
| 416425 | 0190-MLK-FNP-SCW-STWRAP03 | PM03 | 305 | 1Y StretchWrap #3 Drive Motor Replacemnt | Milks Stretch Carton Wrapper No 3 | C | 0190E007 | 2015-02-24 | 2014-07-01 | PHOROSCOFE
| 401335 | 0190-MLK-FNP-WSF-FCLTIS01 | PM03 | 307 | 1W MLK FP Line/Machine Monitoring RABM | Milks FP Workshop Facilities | C | 0190E007 | 2014-09-09 | 2013-02-06 | PHOROSCOFE
| 62893 | 0190-MLK-FNP-WSF-FCLTIS01 | PM03 | 307 | 1W Machine Condition Check Milks FP RABM | Milks FP Workshop Facilities | C | 0190E007 | 2014-09-09 | 2013-02-11 | PHOROSCOFE
| 101 | 0190-MLK-PRO-AHB-AIRHTR01 | PM03 | 302 | 1M PLANNED SERVICE AB1H MAINTENANCE | Milk Air Heater B1 | A | 0190E011 | 2009-10-17 | 2008-06-26 | PHSERINAEM
| 33383 | 0190-MLK-PRO-AHB-AIRHTR01 | PM03 | 302 | 4M ELECTRICAL PANEL THERMAL SCANNING | Milk Air Heater B1 | A | 0190E014 | 2009-10-17 | 2008-06-26 | PHSERINAEM
| 102 | 0190-MLK-PRO-AHB-AIRHTR01 | PM03 | 305 | 1Y EI PLANNED SERVICE AH MAINTENANCE | Milk Air Heater B1 | A | 0190E011 | 2009-10-17 | 2008-06-27 | PHSERINAEM
| 100 | 0190-MLK-PRO-AHB-AIRHTR01 | PM03 | 302 | 1YR EI PLANNED SERVICE AH CALIBRATION | Milk Air Heater B1 | A | 0190E011 | 2009-10-17 | 2008-06-27 | PHSERINAEM
| 40713 | 0190-MLK-PRO-AHB-AIRHTR01 | PM03 | 302 | 1YR Hot duct inspection and Cleaning | Milk Air Heater B1 | A | 0190E010 | 2012-08-18 | 2009-04-23 | PHBALALAOS
| 55241 | 0190-MLK-PRO-AHB-AIRHTR01-TG020 | PM03 | 301 | 52W Cal MAH B1 Eco Flue Gas 5B1-TG-020 | Milk Air Heater B1-TG020 | C | 0190E017 | 2021-06-03 | 2014-09-02 | PHILAGANAN
| 51984 | 0190-MLK-PRO-AHB-AIRHTR01-TT010702 | PM03 | 301 | 78W Cal MAH B2 Econ In 5B2-TT-01.07/02 | Milk Air Heater B1-TT010702 | B | 0190E017 | 2021-06-03 | 2014-09-03 | PHILAGANAN
| 29636 | 0190-MLK-PRO-AHB-AIRHTR02 | PM03 | 304 | 1Y Burner Motor Maintenance | Milk Air Heater B2 | A | 0190E010 | 2021-06-03 | 2008-06-21 | PHILAGANAN
| 100 | 0190-MLK-PRO-AHB-AIRHTR02 | PM03 | 302 | 1W EI PLANNED SERVICE AHB2 MAINTENANCE | Milk Air Heater B2 | A | 0190E011 | 2009-10-17 | 2008-06-27 | PHSERINAEM
| 101 | 0190-MLK-PRO-AHB-AIRHTR02 | PM03 | 304 | 1M PLANNED SERVICE AB2H MAINTENANCE | Milk Air Heater B2 | A | 0190E011 | 2021-06-03 | 2008-06-27 | PHILAGANAN
| 33383 | 0190-MLK-PRO-AHB-AIRHTR02 | PM03 | 302 | 4M ELECTRICAL PANEL AHB THERMAL SCANNING | Milk Air Heater B2 | A | 0190E014 | 2009-10-17 | 2008-06-27 | PHSERINAEM
| 102 | 0190-MLK-PRO-AHB-AIRHTR02 | PM03 | 305 | 1Y EI PLANNED SERVICE AHB2 MAINTENANCE | Milk Air Heater B2 | A | 0190E011 | 2009-10-17 | 2008-06-27 | PHSERINAEM
| 127 | 0190-MLK-PRO-AHB-AIRHTR02 | PM03 | 301 | 1YR EI PLANNED SERVICE AHB2 CALIBRATION | Milk Air Heater B2 | A | 0190E011 | 2021-06-03 | 2008-06-27 | PHILAGANAN
| 40713 | 0190-MLK-PRO-AHB-AIRHTR02 | PM03 | 302 | 1YR Hot duct inspection and Cleaning | Milk Air Heater B2 | A | 0190E010 | 2012-08-18 | 2009-04-23 | PHBALALAOS
| 56765 | 0190-MLK-PRO-AHB-BURNER01 | PM03 | 305 | 4WK Servicing Burner Nozzle | Weishaupt Burner B1 | A | 0190E010 | 2020-10-05 | 2011-03-26 | PHBALALAOS
| 55240 | 0190-MLK-PRO-AHB-BURNER01 | PM03 | 301 | 104W Cal Air heater Weishaupt 5B4-PG-003 | Weishaupt Burner B1 | A | 0190E010 | 2021-06-03 | 2014-09-10 | PHILAGANAN
| 61179 | 0190-MLK-PRO-AHB-BURNER01-PS011401 | PM03 | 301 | 52W Cal MAH B1 Burner Fn 5B1-PS-01.14/01 | Weishaupt Burner B1-PS011401 | B | 0190E017 | 2021-06-03 | 2014-09-03 | PHILAGANAN
| 55241 | 0190-MLK-PRO-AHB-BURNER01-TG005 | PM03 | 301 | 52W Cal MAH B1 Burner Fuel 5B1-TG-005 | Weishaupt Burner B1-TG005 | C | 0190E017 | 2021-06-03 | 2014-09-02 | PHILAGANAN
| 55240 | 0190-MLK-PRO-AHB-BURNER02-PG004 | PM03 | 301 | 104W Cal Air heater Weishaupt 5B4-PG-004 | Weishaupt Burner B2 PG-004 | C | 0190E017 | 2021-06-03 | 2014-09-10 | PHILAGANAN
| 61179 | 0190-MLK-PRO-AHB-BURNER02-PS011402 | PM03 | 301 | 52W Cal MAH B2 Burner Fn 5B2-PS-01.14/02 | Weishaupt Burner B2-PS011402 | B | 0190E017 | 2021-06-03 | 2014-09-03 | PHILAGANAN
| 55241 | 0190-MLK-PRO-AHB-BURNER02-TG008 | PM03 | 301 | 52W Cal MAH B2 Burner Fuel 5B2-TG-008 | Weishaupt Burner B2-TG008 | C | 0190E017 | 2021-06-03 | 2014-09-02 | PHILAGANAN
| 102 | 0190-MLK-PRO-AHB-COMMON | PM03 | 305 | 1Y AHB EI PLANNED SERVICE MAINTENANCE | Milks Air Heater B Common | C | 0190E011 | 2009-10-17 | 2008-06-28 | PHSERINAEM
| 127 | 0190-MLK-PRO-AHB-COMMON | PM03 | 301 | 1Y AHB EI PLANNED SERVICE CALIBRATION | Milks Air Heater B Common | C | 0190E011 | 2021-06-03 | 2008-06-28 | PHILAGANAN
| 33383 | 0190-MLK-PRO-AHB-COMMON | PM03 | 302 | 3M AHB PANEL THERMAL SCANNING | Milks Air Heater B Common | C | 0190E014 | 2009-10-18 | 2008-06-28 | PHSERINAEM
| 33383 | 0190-MLK-PRO-AHB-COMMON | PM03 | 302 | 3M PAFB PANEL THERMAL SCANNING | Milks Air Heater B Common | C | 0190E005 | 2009-10-18 | 2008-07-02 | PHSERINAEM
| 45801 | 0190-MLK-PRO-AHB-FHTPNL01 | PM03 | 302 | 3M Thermal Scan MAH Fuel Station Pnl | Milk Air Heater Fuel Heating Stn Panel | C | 0190E006 | 2012-09-10 | 2011-06-11 | PHFUTALARA
| 45801 | 0190-MLK-PRO-AHB-PLCPNL02 | PM03 | 302 | 3M Thermal Scan MAHB2 Burner Panel | Milk Air Heater Lb2 PLC Panel | A | 0190E011 | 2012-09-10 | 2009-11-13 | PHFUTALARA
| 45801 | 0190-MLK-PRO-AHB-PLCPNL03 | PM03 | 302 | 3M Thermal Scan MAHB1 Burner Panel | Milk Air Heater Lb1 PLC Panel | A | 0190E011 | 2012-09-10 | 2009-11-13 | PHFUTALARA
| 45801 | 0190-MLK-PRO-AHB-PNLBRD03 | PM03 | 302 | 3M Thermal Scan MAHB PAF Panel | Milk Primary Air Fan Lb PLC MCC | A | 0190E011 | 2012-09-10 | 2009-11-13 | PHFUTALARA
| 52638 | 0190-MLK-PRO-AHB-PRIFAN01 | PM03 | 305 | 1Y Fan Motor Maintenance | Milk Air Heater B Primary Air Fan No 1 | C | 0190E010 | 2011-09-28 | 2008-06-21 | PHBALALAOS
| 51181 | 0190-MLK-PRO-AHB-PRIFAN01 | PM03 | 303 | 13WK MLK AH LUBRICATION | Milk Air Heater B Primary Air Fan No 1 | C | 0190E010 | 2020-11-12 | 2010-08-07 | PHBALALAOS
| 51984 | 0190-MLK-PRO-AHB-PRIFAN01 | PM03 | 301 | 78W Cal MAH C PAF1 Outlet 5B3-PT-01.48/0 | Milk Air Heater B Primary Air Fan No 1 | C | 0190E010 | 2021-06-03 | 2014-09-03 | PHILAGANAN
| 51984 | 0190-MLK-PRO-AHB-PRIFAN01 | PM03 | 301 | 1Y Cal MAH B1 PAF1 B1 5B1-TE-01.42/01 | Milk Air Heater B Primary Air Fan No 1 | C | 0190E010 | 2021-06-03 | 2014-09-09 | PHILAGANAN
| 51984 | 0190-MLK-PRO-AHB-PRIFAN01 | PM03 | 301 | 1Y Cal MAH B1 PAF1 5B1-HMI-T01.42/01 | Milk Air Heater B Primary Air Fan No 1 | C | 0190E010 | 2021-06-03 | 2014-09-09 | PHILAGANAN
| 49531 | 0190-MLK-PRO-AHB-PRIFAN02 | PM03 | 302 | 1W PdMS Scheduled Condition Monitoring a | Milk Air Heater B Primary Air Fan No 2 | C | 0190E010 | 2010-05-21 | 2010-05-15 | PHMAJESTRA
| 51181 | 0190-MLK-PRO-AHB-PRIFAN02 | PM03 | 303 | 13WK MLK AH LUBRICATION | Milk Air Heater B Primary Air Fan No 2 | C | 0190E010 | 2020-11-12 | 2010-08-07 | PHBALALAOS
| 51982 | 0190-MLK-PRO-AHB-PRIFAN02 | PM03 | 301 | 1Y CALIBRATION MAHB PAF2 PI 99.19 | Milk Air Heater B Primary Air Fan No 2 | C | 0190E017 | 2021-06-03 | 2011-06-01 | PHILAGANAN
| 51984 | 0190-MLK-PRO-AHB-PRIFAN02 | PM03 | 301 | 1Y Cal MAH B1 PAF2 5B1-TE-01.42/03 | Milk Air Heater B Primary Air Fan No 2 | C | 0190E010 | 2021-06-03 | 2014-09-09 | PHILAGANAN
| 100 | 0190-MLK-PRO-AHC-AIRHTR01 | PM03 | 304 | 1W EI PLANNED SERVICE AHC MAINTENANCE | Milk Air Heater C1 | A | 0190E011 | 2021-06-03 | 2008-06-27 | PHILAGANAN
| 101 | 0190-MLK-PRO-AHC-AIRHTR01 | PM03 | 302 | 1M PLANNED SERVICE AHC MAINTENANCE | Milk Air Heater C1 | A | 0190E011 | 2009-10-17 | 2008-06-27 | PHSERINAEM
| 33383 | 0190-MLK-PRO-AHC-AIRHTR01 | PM03 | 302 | 4M ELECTRICAL PANEL AHC THERMAL SCANNING | Milk Air Heater C1 | A | 0190E014 | 2009-10-17 | 2008-06-27 | PHSERINAEM
| 102 | 0190-MLK-PRO-AHC-AIRHTR01 | PM03 | 305 | 1YR EI PLANNED SERVICE AHC CALIBRATION | Milk Air Heater C1 | A | 0190E011 | 2009-10-17 | 2008-06-27 | PHSERINAEM
| 127 | 0190-MLK-PRO-AHC-AIRHTR01 | PM03 | 301 | 1YR EI PLANNED SERVICE AHC CALIBRATION | Milk Air Heater C1 | A | 0190E011 | 2021-06-03 | 2008-06-27 | PHILAGANAN
| 40713 | 0190-MLK-PRO-AHC-AIRHTR01 | PM03 | 302 | 1YR Hot duct inspection and Cleaning | Milk Air Heater C1 | A | 0190E010 | 2012-08-18 | 2009-04-23 | PHBALALAOS
| 45801 | 0190-MLK-PRO-AHC-AIRHTR01 | PM03 | 302 | 3M Thermal Scan MAHC Burner Panel | Milk Air Heater C1 | A | 0190E011 | 2012-09-10 | 2009-11-13 | PHFUTALARA
| 51984 | 0190-MLK-PRO-AHC-AIRHTR01 | PM03 | 301 | 1Y Cal MAH C_Fuel Day Tnk 5B3-TS-001 | Milk Air Heater C1 | A | 0190E010 | 2021-06-03 | 2014-09-11 | PHILAGANAN
| 102 | 0190-MLK-PRO-AHC-COMMON | PM03 | 305 | 1Y AHC EI PLANNED SERVICE MAINTENANCE | Milks Air Heater C Common | C | 0190E011 | 2009-10-17 | 2008-06-28 | PHSERINAEM
| 127 | 0190-MLK-PRO-AHC-COMMON | PM03 | 301 | 1Y AHC EI PLANNED SERVICE CALIBRATON | Milks Air Heater C Common | C | 0190E011 | 2021-06-03 | 2008-06-28 | PHILAGANAN
| 100 | 0190-MLK-PRO-AHC-COMMON | PM03 | 304 | 1W EI PLANNED SERVICE AHC MAINTENANCE | Milks Air Heater C Common | C | 0190E011 | 2021-06-03 | 2008-06-28 | PHILAGANAN
| 101 | 0190-MLK-PRO-AHC-COMMON | PM03 | 302 | 1M EI PLANNED SERVICE AHC MAINTENANCE | Milks Air Heater C Common | C | 0190E011 | 2009-10-16 | 2008-06-28 | PHSERINAEM
| 33383 | 0190-MLK-PRO-AHC-COMMON | PM03 | 302 | 3M PAFC PANEL THERMAL SCANNING | Milks Air Heater C Common | C | 0190E011 | 2009-10-18 | 2008-07-02 | PHSERINAEM
| 45801 | 0190-MLK-PRO-AHC-PNLBRD01 | PM03 | 302 | 3M Thermal Scan MAHC PAF Panel | Milk Primary Air Fan Lc PLC MCC | C | 0190E011 | 2012-09-10 | 2009-11-13 | PHFUTALARA
| 52638 | 0190-MLK-PRO-AHC-PRIFAN01 | PM03 | 305 | 1Y MAH Pri-Air Fan Motor Maintenance | Milk Air Heater C Primary Air Fan No 1 | C | 0190E010 | 2011-09-28 | 2008-08-30 | PHBALALAOS
| 55240 | 0190-MLK-PRO-AHC-PRIFAN01 | PM03 | 301 | 52W Cal MAH C PAF1 5B3-PG-01.36/01 | Milk Air Heater C Primary Air Fan No 1 | C | 0190E010 | 2021-06-03 | 2014-09-10 | PHILAGANAN
| 52638 | 0190-MLK-PRO-AHC-PRIFAN02 | PM03 | 305 | 1Y MAH Pri-Air Fan Motor Maintenance | Milk Air Heater C Primary Air Fan No 2 | C | 0190E010 | 2011-09-28 | 2008-08-30 | PHBALALAOS
| 50542 | 0190-MLK-PRO-CAS-AIRCMP01 | PM03 | 305 | 1 Month Hygienic Filter Replacement | Air Compressor 1 | B | 0190E005 | 2013-02-22 | 2010-06-21 | PHJACOLPA
| 50542 | 0190-MLK-PRO-CAS-AIRCMP02 | PM03 | 305 | 1 Month Hygienic Filter Replacement | Air Compressor 2 | B | 0190E005 | 2013-02-22 | 2010-06-21 | PHJACOLPA
| 407764 | 0190-MLK-PRO-CAS-AIRCMP04 | PM03 | 301 | 52WKS Press Gauge Cal (5D6_PG-326) | Air Compressor 4 | B | 0190E006 | 2021-06-03 | 2014-09-04 | PHILAGANAN
| 63986 | 0190-MLK-PRO-CAS-AIRTNK01 | PM03 | 301 | 1 YR Relief Valve Cal CAS PRV 001 | Compressed Air Tank | C | 0190E006 | 2021-06-03 | 2010-04-22 | PHILAGANAN
| 63986 | 0190-MLK-PRO-CAS-AIRTNK01 | PM03 | 301 | 1 YR Relief Valve Cal CAS PRV 007 | Compressed Air Tank | C | 0190E006 | 2021-06-03 | 2012-07-02 | PHILAGANAN
| 34294 | 0190-MLK-PRO-CAS-COMMON | PM03 | 307 | 3MON CBM Monitoring-Thermography/PDMS | Milks Air Compressor System Common | C | 0190E005 | 2010-09-28 | 2010-08-17 | PHJACOLPA
| 36409 | 0190-MLK-PRO-CAS-COMMON | PM03 | 301 | 1Y PRESSURE X'MITTER CAL (LP-P 3562) | Milks Air Compressor System Common | C | 0190E006 | 2021-06-03 | 2010-08-18 | PHILAGANAN
| 407764 | 0190-MLK-PRO-CAS-COMMON | PM03 | 301 | 52WKS Press Gauge Cal (5D6_PG-331) | Milks Air Compressor System Common | C | 0190E006 | 2021-06-03 | 2014-09-04 | PHILAGANAN
| 36406 | 0190-MLK-PRO-CIP-3LRPMP01 | PM03 | 301 | 1Y FLOWMETER CALIBRATION LP-F 9558 | CIP Return Pump Line B | B | 0190E006 | 2021-06-03 | 2009-02-14 | PHILAGANAN
| 36407 | 0190-MLK-PRO-CIP-3LRPMP01 | PM03 | 301 | 1Y CONDUCTIVITY CALIBRATION LP-C 9555 | CIP Return Pump Line B | B | 0190E006 | 2021-06-03 | 2009-02-14 | PHILAGANAN
| 36405 | 0190-MLK-PRO-CIP-3LRPMP01 | PM03 | 301 | 1Y Temperature Calibration LP-T 9552 | CIP Return Pump Line B | B | 0190E006 | 2021-06-03 | 2009-09-25 | PHILAGANAN
| 36406 | 0190-MLK-PRO-CIP-3LRPMP02 | PM03 | 301 | 1Y FLOWMETER CALIBRATION LP-F 9658 | CIP Return Pump Line C | B | 0190E006 | 2021-06-03 | 2009-02-14 | PHILAGANAN
| 36407 | 0190-MLK-PRO-CIP-3LRPMP02 | PM03 | 301 | 1Y CONDUCTIVITY CALIBRATION LP-C 9655 | CIP Return Pump Line C | B | 0190E006 | 2021-06-03 | 2009-02-14 | PHILAGANAN
| 36405 | 0190-MLK-PRO-CIP-3LRPMP02 | PM03 | 301 | 1Y Temperature Calibration LP-T 9652 | CIP Return Pump Line C | B | 0190E006 | 2021-06-03 | 2009-09-25 | PHILAGANAN
| 36407 | 0190-MLK-PRO-CIP-ACITNK01 | PM03 | 301 | 1Y CONDUCTIVITY CALIBRATION LP-C 9562 | CIP Acid Tank | C | 0190E006 | 2021-06-03 | 2009-02-14 | PHILAGANAN
| 36408 | 0190-MLK-PRO-CIP-ACITNK01 | PM03 | 301 | 1Y LEVEL CALIBRATION (LP-L 9569) | CIP Acid Tank | C | 0190E006 | 2021-06-03 | 2009-02-14 | PHILAGANAN
| 36411 | 0190-MLK-PRO-CIP-ACITNK01 | PM03 | 301 | 1Y I/P CONVERTER CALIBRATION LP-T 9551 | CIP Acid Tank | C | 0190E006 | 2021-06-03 | 2009-02-14 | PHILAGANAN
| 36405 | 0190-MLK-PRO-CIP-ACITNK01 | PM03 | 301 | 1Y Temperature Calibration LP-T 9551 | CIP Acid Tank | C | 0190E006 | 2021-06-03 | 2009-09-25 | PHILAGANAN
| 45375 | 0190-MLK-PRO-CIP-ACITNK01 | PM03 | 307 | 1 Year Pump Seal/ Impeller Acid Recir | CIP Acid Tank | C | 0190E005 | 2010-12-27 | 2009-10-01 | PHJACOLPA
| 58356 | 0190-MLK-PRO-CIP-ACITNK01 | PM03 | 301 | 3MON Temp Trans Cal (1D3-TE-03.02) | CIP Acid Tank | C | 0190E006 | 2021-06-03 | 2014-09-09 | PHILAGANAN
| 36408 | 0190-MLK-PRO-CIP-FWATNK01 | PM03 | 301 | 1Y LEVEL CALIBRATION (LP-L 9570) | CIP Fresh Water Tank | C | 0190E006 | 2021-06-03 | 2009-02-14 | PHILAGANAN
| 36406 | 0190-MLK-PRO-CIP-GAFPMP01 | PM03 | 301 | 1Y FLOWMETER CALIBRATION LP-F 9564 | CIP Feed Pump Group A | B | 0190E006 | 2021-06-03 | 2009-02-14 | PHILAGANAN
| 45375 | 0190-MLK-PRO-CIP-GAFPMP01 | PM03 | 307 | 1 Year Pump Seal/ Impeller CIP grp A | CIP Feed Pump Group A | B | 0190E005 | 2010-12-27 | 2009-10-01 | PHJACOLPA
| 36406 | 0190-MLK-PRO-CIP-GAFPMP01 | PM03 | 301 | 1YR FLOWMETER CAL (LP-F 9564) | CIP Feed Pump Group A | B | 0190E006 | 2021-06-03 | 2010-08-18 | PHILAGANAN
| 36405 | 0190-MLK-PRO-CIP-GAFPMP01 | PM03 | 301 | 1Y Temperature X'mitter Cal (LP-T 9552) | CIP Feed Pump Group A | B | 0190E006 | 2021-06-03 | 2010-08-20 | PHILAGANAN
| 36407 | 0190-MLK-PRO-CIP-GAFPMP01 | PM03 | 301 | 1Y CONDUCTIVITY CAL (LP-C 9555) | CIP Feed Pump Group A | B | 0190E006 | 2021-06-03 | 2010-08-18 | PHILAGANAN
| 56267 | 0190-MLK-PRO-CIP-GAFPMP01 | PM03 | 305 | 1YR Pump Overhauling | CIP Feed Pump Group A | B | 0190E005 | 2011-05-01 | 2010-12-27 | PHJACOLPA
| 58356 | 0190-MLK-PRO-CIP-GAFPMP01 | PM03 | 301 | 3MON Temp Trans Cal (1D3-TE-04.52) | CIP Feed Pump Group A | B | 0190E006 | 2021-06-03 | 2014-09-09 | PHILAGANAN
| 36406 | 0190-MLK-PRO-CIP-GBFPMP01 | PM03 | 301 | 1Y FLOWMETER CALIBRATION LP-F 9565 | CIP Feed Pump Group B | B | 0190E006 | 2021-06-03 | 2009-02-14 | PHILAGANAN
| 56267 | 0190-MLK-PRO-CIP-GBFPMP01 | PM03 | 305 | 1YR Pump Overhauling | CIP Feed Pump Group B | B | 0190E005 | 2011-05-01 | 2009-10-01 | PHJACOLPA
| 36406 | 0190-MLK-PRO-CIP-GBFPMP01 | PM03 | 301 | 1YR FLOWMETER CAL (LP-F 9559) | CIP Feed Pump Group B | B | 0190E006 | 2021-06-03 | 2010-08-18 | PHILAGANAN
| 36406 | 0190-MLK-PRO-CIP-GBFPMP01 | PM03 | 301 | 1YR FLOWMETER CAL (LP-F 9565) | CIP Feed Pump Group B | B | 0190E006 | 2021-06-03 | 2010-08-18 | PHILAGANAN
| 36407 | 0190-MLK-PRO-CIP-GBFPMP01 | PM03 | 301 | 1Y CONDUCTIVITY CAL (LP-C 9556) | CIP Feed Pump Group B | B | 0190E006 | 2021-06-03 | 2010-08-18 | PHILAGANAN
| 36405 | 0190-MLK-PRO-CIP-GBFPMP01 | PM03 | 301 | 1Y Temperature X'mitter Cal (LP-T 9553) | CIP Feed Pump Group B | B | 0190E006 | 2021-06-03 | 2010-08-20 | PHILAGANAN
| 58356 | 0190-MLK-PRO-CIP-GBFPMP01 | PM03 | 301 | 3MON Temp Trans Cal (1D3-TE-04.53) | CIP Feed Pump Group B | B | 0190E006 | 2021-06-03 | 2014-09-09 | PHILAGANAN
| 36406 | 0190-MLK-PRO-CIP-GCFPMP01 | PM03 | 301 | 1Y FLOWMETER CALIBRATION LP-F 9664 | CIP Feed Pump Group C | B | 0190E006 | 2021-06-03 | 2009-02-14 | PHILAGANAN
| 45375 | 0190-MLK-PRO-CIP-GCFPMP01 | PM03 | 307 | 1 Year Pump Seal/ Impeller CIP grp C | CIP Feed Pump Group C | B | 0190E005 | 2010-12-27 | 2009-10-01 | PHJACOLPA
| 36406 | 0190-MLK-PRO-CIP-GCFPMP01 | PM03 | 301 | 1YR FLOWMETER CAL (LP-F 9658) | CIP Feed Pump Group C | B | 0190E006 | 2021-06-03 | 2010-08-18 | PHILAGANAN
| 36406 | 0190-MLK-PRO-CIP-GCFPMP01 | PM03 | 301 | 1YR FLOWMETER CAL (LP-F 9664) | CIP Feed Pump Group C | B | 0190E006 | 2021-06-03 | 2010-08-18 | PHILAGANAN
| 36406 | 0190-MLK-PRO-CIP-GCFPMP01 | PM03 | 301 | 1YR FLOWMETER CAL (LP-F 9665) | CIP Feed Pump Group C | B | 0190E006 | 2021-06-03 | 2010-08-18 | PHILAGANAN
| 36407 | 0190-MLK-PRO-CIP-GCFPMP01 | PM03 | 301 | 1Y CONDUCTIVITY CAL (LP-C 9655) | CIP Feed Pump Group C | B | 0190E006 | 2021-06-03 | 2010-08-18 | PHILAGANAN
| 36407 | 0190-MLK-PRO-CIP-GCFPMP01 | PM03 | 301 | 1Y CONDUCTIVITY CAL (LP-C 9656) | CIP Feed Pump Group C | B | 0190E006 | 2021-06-03 | 2010-08-18 | PHILAGANAN
| 36405 | 0190-MLK-PRO-CIP-GCFPMP01 | PM03 | 301 | 1Y Temperature X'mitter Cal (LP-T 9652) | CIP Feed Pump Group C | B | 0190E006 | 2021-06-03 | 2010-08-20 | PHILAGANAN
| 58356 | 0190-MLK-PRO-CIP-GCFPMP01 | PM03 | 301 | 3MON Temp Trans Cal (1D3-TE-04.49) | CIP Feed Pump Group C | B | 0190E006 | 2021-06-03 | 2014-09-09 | PHILAGANAN
| 36406 | 0190-MLK-PRO-CIP-GDFPMP01 | PM03 | 301 | 1Y FLOWMETER CALIBRATION LP-F 9665 | CIP Feed Pump Group D | B | 0190E006 | 2021-06-03 | 2009-02-14 | PHILAGANAN
| 45375 | 0190-MLK-PRO-CIP-GDFPMP01 | PM03 | 307 | 1 Year Pump Seal/Impeller CIP Grp D | CIP Feed Pump Group D | B | 0190E005 | 2010-12-27 | 2009-10-01 | PHJACOLPA
| 36405 | 0190-MLK-PRO-CIP-GDFPMP01 | PM03 | 301 | 1Y Temperature X'mitter Cal (LP-T 9653) | CIP Feed Pump Group D | B | 0190E006 | 2021-06-03 | 2010-08-20 | PHILAGANAN
| 58356 | 0190-MLK-PRO-CIP-GDFPMP01 | PM03 | 301 | 3MON Temp Trans Cal (1D3-TE-04.51) | CIP Feed Pump Group D | B | 0190E006 | 2021-06-03 | 2014-09-09 | PHILAGANAN
| 45375 | 0190-MLK-PRO-CIP-GEFPMP01 | PM03 | 307 | 1 Year Pump Seal/ Impeller CIP grp E | CIP Feed Pump Group E | B | 0190E005 | 2010-12-27 | 2009-10-01 | PHJACOLPA
| 36406 | 0190-MLK-PRO-CIP-GEFPMP01 | PM03 | 301 | 1Y FLOWMETER TRANSMITTER LP-F 9666 | CIP Feed Pump Group E | B | 0190E006 | 2021-06-03 | 2009-10-29 | PHILAGANAN
| 36406 | 0190-MLK-PRO-CIP-GEFPMP01 | PM03 | 301 | 1YR FLOWMETER CAL (LP-F 9660) | CIP Feed Pump Group E | B | 0190E006 | 2021-06-03 | 2010-08-18 | PHILAGANAN
| 36406 | 0190-MLK-PRO-CIP-GEFPMP01 | PM03 | 301 | 1YR FLOWMETER CAL (LP-F 9666) | CIP Feed Pump Group E | B | 0190E006 | 2021-06-03 | 2010-08-18 | PHILAGANAN
| 36407 | 0190-MLK-PRO-CIP-GEFPMP01 | PM03 | 301 | 1Y CONDUCTIVITY CAL (LP-C 9657) | CIP Feed Pump Group E | B | 0190E006 | 2021-06-03 | 2010-08-18 | PHILAGANAN
| 36405 | 0190-MLK-PRO-CIP-GEFPMP01 | PM03 | 301 | 1Y Temperature X'mitter Cal (LP-T 9654) | CIP Feed Pump Group E | B | 0190E006 | 2021-06-03 | 2010-08-20 | PHILAGANAN
| 58356 | 0190-MLK-PRO-CIP-GEFPMP01 | PM03 | 301 | 3MON Temp Trans Cal (1D3-TE-04.54) | CIP Feed Pump Group E | B | 0190E006 | 2021-06-03 | 2014-09-09 | PHILAGANAN
| 36406 | 0190-MLK-PRO-CIP-GFFPMP01 | PM03 | 301 | 1Y FLOWMETER CALIBRATION LP-F 9566 | CIP Feed Pump Group F | B | 0190E006 | 2021-06-03 | 2009-02-14 | PHILAGANAN
| 45375 | 0190-MLK-PRO-CIP-GFFPMP01 | PM03 | 307 | 1 Year Pump Seal/Impeller CIP Grp F | CIP Feed Pump Group F | B | 0190E005 | 2010-12-27 | 2009-10-01 | PHJACOLPA
| 36406 | 0190-MLK-PRO-CIP-GFFPMP01 | PM03 | 301 | 1YR FLOWMETER CAL (LP-F 9560) | CIP Feed Pump Group F | B | 0190E006 | 2021-06-03 | 2010-08-18 | PHILAGANAN
| 36406 | 0190-MLK-PRO-CIP-GFFPMP01 | PM03 | 301 | 1YR FLOWMETER CAL (LP-F 9566) | CIP Feed Pump Group F | B | 0190E006 | 2021-06-03 | 2010-08-18 | PHILAGANAN
| 36407 | 0190-MLK-PRO-CIP-GFFPMP01 | PM03 | 301 | 1Y CONDUCTIVITY CAL (LP-C 9557) | CIP Feed Pump Group F | B | 0190E006 | 2021-06-03 | 2010-08-18 | PHILAGANAN
| 36405 | 0190-MLK-PRO-CIP-GFFPMP01 | PM03 | 301 | 1Y Temperature X'mitter Cal (LP-T 9554) | CIP Feed Pump Group F | B | 0190E006 | 2021-06-03 | 2010-08-20 | PHILAGANAN
| 58356 | 0190-MLK-PRO-CIP-GFFPMP01 | PM03 | 301 | 3MON Temp Trans Cal (1D3-TE-04.55) | CIP Feed Pump Group F | B | 0190E006 | 2021-06-03 | 2014-09-09 | PHILAGANAN
| 36407 | 0190-MLK-PRO-CIP-LYETNK01 | PM03 | 301 | 1Y CONDUCTIVITY CALIBRATION LP-C 9561 | CIP Lye Tank | C | 0190E006 | 2021-06-03 | 2009-02-14 | PHILAGANAN
| 36408 | 0190-MLK-PRO-CIP-LYETNK01 | PM03 | 301 | 1Y LEVEL CALIBRATION (LP-L 9568) | CIP Lye Tank | C | 0190E006 | 2021-06-03 | 2009-02-14 | PHILAGANAN
| 36405 | 0190-MLK-PRO-CIP-LYETNK01 | PM03 | 301 | 1Y Temperature Calibration LP-T 9550 | CIP Lye Tank | C | 0190E006 | 2021-06-03 | 2009-09-24 | PHILAGANAN
| 45375 | 0190-MLK-PRO-CIP-LYETNK01 | PM03 | 307 | 1 Year Pump Seal /Impeller Lye Recir | CIP Lye Tank | C | 0190E005 | 2010-12-27 | 2009-10-01 | PHJACOLPA
| 36405 | 0190-MLK-PRO-CIP-LYETNK01 | PM03 | 301 | 1Y Temperature X'mitter Cal (LP-T 9550) | CIP Lye Tank | C | 0190E006 | 2021-06-03 | 2010-08-20 | PHILAGANAN
| 36407 | 0190-MLK-PRO-CIP-LYETNK01 | PM03 | 301 | 1Y CONDUCTIVITY CAL (LP-C 9561) | CIP Lye Tank | C | 0190E006 | 2021-06-03 | 2010-08-18 | PHILAGANAN
| 36411 | 0190-MLK-PRO-CIP-LYETNK01 | PM03 | 301 | 1Y IP Converter X'mitter Cal (LP-T 9550) | CIP Lye Tank | C | 0190E006 | 2021-06-03 | 2010-08-20 | PHILAGANAN
| 58356 | 0190-MLK-PRO-CIP-LYETNK01 | PM03 | 301 | 3MON Temp Trans Cal (1D3-TE-02.02) | CIP Lye Tank | C | 0190E006 | 2021-06-03 | 2014-09-09 | PHILAGANAN
| 45375 | 0190-MLK-PRO-CIP-LYETNK02 | PM03 | 307 | 1 Year Pump Seal/ Impeller CIP Dis | CIP Lye Dissolving Tank | C | 0190E005 | 2010-12-27 | 2009-10-01 | PHJACOLPA
| 34294 | 0190-MLK-PRO-CIP-PLCPNL01 | PM03 | 307 | 6MON CBM Monitoring-Thermography/PDMS | PLC Control Panel CIP Central CIP | C | 0190E006 | 2010-08-17 | 2010-08-17 | PHJACOLPA
| 34294 | 0190-MLK-PRO-CIP-PLCPNL01 | PM03 | 307 | 3MON CBM Monitoring-Thermography/PDMS | PLC Control Panel CIP Central CIP | C | 0190E006 | 2010-09-28 | 2010-08-17 | PHJACOLPA
| 36406 | 0190-MLK-PRO-CIP-SNRPMP01 | PM03 | 301 | 1Y FLOWMETER CALIBRATION LP-F 9559 | CIP Return Pump SNF B | B | 0190E006 | 2021-06-03 | 2009-02-14 | PHILAGANAN
| 36407 | 0190-MLK-PRO-CIP-SNRPMP01 | PM03 | 301 | 1Y CONDUCTIVITY CALIBRATION LP-C 9556 | CIP Return Pump SNF B | B | 0190E006 | 2021-06-03 | 2009-02-14 | PHILAGANAN
| 36405 | 0190-MLK-PRO-CIP-SNRPMP01 | PM03 | 301 | 1Y Temperature Calibration LP-T 9553 | CIP Return Pump SNF B | B | 0190E006 | 2021-06-03 | 2009-09-25 | PHILAGANAN
| 45375 | 0190-MLK-PRO-CIP-SNRPMP01 | PM03 | 307 | 1 Year Pump Seal/Impeller CIP SNF ret. B | CIP Return Pump SNF B | B | 0190E005 | 2010-12-27 | 2009-10-01 | PHJACOLPA
| 36406 | 0190-MLK-PRO-CIP-SNRPMP02 | PM03 | 301 | 1Y FLOWMETER CALIBRATION LP-F 9659 | CIP Return Pump SNF C | B | 0190E006 | 2021-06-03 | 2009-02-14 | PHILAGANAN
| 36407 | 0190-MLK-PRO-CIP-SNRPMP02 | PM03 | 301 | 1Y CONDUCTIVITY CALIBRATION LP-C 9656 | CIP Return Pump SNF C | B | 0190E006 | 2021-06-03 | 2009-02-14 | PHILAGANAN
| 36405 | 0190-MLK-PRO-CIP-SNRPMP02 | PM03 | 301 | 1Y Temperature Calibration LP-T 9653 | CIP Return Pump SNF C | B | 0190E006 | 2021-06-03 | 2009-09-25 | PHILAGANAN
| 36406 | 0190-MLK-PRO-CIP-SWBPMP01 | PM03 | 301 | 1Y FLOWMETER CALIBRATION LP-F 9560 | Sieve Washing Chamber B Return Pump | C | 0190E006 | 2021-06-03 | 2009-02-14 | PHILAGANAN
| 36407 | 0190-MLK-PRO-CIP-SWBPMP01 | PM03 | 301 | 1Y CONDUCTIVITY CALIBRATION LP-C 9557 | Sieve Washing Chamber B Return Pump | C | 0190E006 | 2021-06-03 | 2009-02-14 | PHILAGANAN
| 45375 | 0190-MLK-PRO-CIP-SWBPMP01 | PM03 | 307 | 1 Year Pump Seal/ Impeller SWA B ret. | Sieve Washing Chamber B Return Pump | C | 0190E005 | 2010-12-27 | 2009-10-01 | PHJACOLPA
| 36405 | 0190-MLK-PRO-CIP-SWBPMP01 | PM03 | 301 | 1Y Temperature Calibration LP-T 9554 | Sieve Washing Chamber B Return Pump | C | 0190E006 | 2021-06-03 | 2009-10-29 | PHILAGANAN
| 36406 | 0190-MLK-PRO-CIP-SWCPMP01 | PM03 | 301 | 1Y FLOWMETER CALIBRATION LP-F 9660 | Sieve Washing Chamber C Return Pump | C | 0190E006 | 2021-06-03 | 2009-02-14 | PHILAGANAN
| 36407 | 0190-MLK-PRO-CIP-SWCPMP01 | PM03 | 301 | 1Y CONDUCTIVITY CALIBRATION LP-C 9657 | Sieve Washing Chamber C Return Pump | C | 0190E006 | 2021-06-03 | 2009-02-14 | PHILAGANAN
| 36405 | 0190-MLK-PRO-CIP-SWCPMP01 | PM03 | 301 | 1Y Temperature Calibration LP-T 9654 | Sieve Washing Chamber C Return Pump | C | 0190E006 | 2021-06-03 | 2009-09-25 | PHILAGANAN
| 56267 | 0190-MLK-PRO-CIP-SWCPMP01 | PM03 | 305 | 1YR Pump Overhauling | Sieve Washing Chamber C Return Pump | C | 0190E005 | 2011-05-01 | 2009-10-01 | PHJACOLPA
| 36407 | 0190-MLK-PRO-CIP-USETNK01 | PM03 | 301 | 1Y CONDUCTIVITY CALIBRATION LP-C 9563 | CIP Reused Water Tank | C | 0190E006 | 2021-06-03 | 2009-02-14 | PHILAGANAN
| 36407 | 0190-MLK-PRO-CIP-USETNK01 | PM03 | 301 | 1Y CONDUCTIVITY CAL (LP-C 9563) | CIP Reused Water Tank | C | 0190E006 | 2021-06-03 | 2010-08-18 | PHILAGANAN
| 51662 | 0190-MLK-PRO-CIP-WASBLW01 | PM03 | 302 | 4WKS PdMS Vibration Check | Sieve Washing Chamber Blower | C | 0190E014 | 2012-11-14 | 2010-07-26 | PHJACOLPA
| 50568 | 0190-MLK-PRO-CIP-WASCHA02 | PM03 | 307 | 1YR Chamber Check | Sieve Washing Chamber Egron C | C | 0190E005 | 2011-01-22 | 2010-06-30 | PHJACOLPA
| 51663 | 0190-MLK-PRO-CMB-ACOFAN01 | PM03 | 302 | 3WK PDMS Vibration Check | CTS MSK Tipping B After Cooler Fan | B | 0190E006 | 2011-03-10 | 2011-01-26 | PHJACOLPA
| 403355 | 0190-MLK-PRO-CMB-ACOFAN01 | PM03 | 306 | 2WKS Equipment Grounding Check | CTS MSK Tipping B After Cooler Fan | B | 0190E006 | 2021-06-03 | 2013-04-30 | PHILAGANAN
| 407764 | 0190-MLK-PRO-CMB-ACOFAN01 | PM03 | 301 | 1YR Pressure Gauge Calibration (PG-326) | CTS MSK Tipping B After Cooler Fan | B | 0190E006 | 2021-06-03 | 2013-12-17 | PHILAGANAN
| 410981 | 0190-MLK-PRO-CMB-ACOFAN01 | PM03 | 301 | 1YR Temperature Gauge Cal (TG-073) | CTS MSK Tipping B After Cooler Fan | B | 0190E006 | 2021-06-03 | 2013-12-18 | PHILAGANAN
| 403355 | 0190-MLK-PRO-CMB-AIRBLW01 | PM03 | 306 | 2WKS Equipment Grounding Check | CTS MSK Tipping B Air Blower | B | 0190E006 | 2021-06-03 | 2013-04-30 | PHILAGANAN
| 36409 | 0190-MLK-PRO-CMB-AIRBLW01 | PM03 | 301 | 1YR Pressure Trans Cal (1D7_PIT-98020) | CTS MSK Tipping B Air Blower | B | 0190E006 | 2021-06-03 | 2013-12-24 | PHILAGANAN
| 403355 | 0190-MLK-PRO-CMB-BANCVY01 | PM03 | 306 | 2WKS Equipment Grounding Check 1st Stage | CTS MSK Tipping B Band Conveyor | B | 0190E006 | 2021-06-03 | 2013-04-30 | PHILAGANAN
| 403355 | 0190-MLK-PRO-CMB-BANCVY01 | PM03 | 306 | 2WKS Equipment Grounding Check 2nd Stage | CTS MSK Tipping B Band Conveyor | B | 0190E006 | 2021-06-03 | 2013-04-30 | PHILAGANAN
| 29636 | 0190-MLK-PRO-CMB-BBDISC01 | PM03 | 302 | 1YR Motor Check-up B | CTS MSK Tipping B Big Bag Discharger | B | 0190E005 | 2012-08-18 | 2011-01-19 | PHJACOLPA
| 51663 | 0190-MLK-PRO-CMB-BBDISC01 | PM03 | 302 | 3WK PDMS Vibration Check | CTS MSK Tipping B Big Bag Discharger | B | 0190E005 | 2011-03-10 | 2011-01-26 | PHJACOLPA
| 407764 | 0190-MLK-PRO-CMB-BBDISC01 | PM03 | 301 | 1YR Pressure Gauge Cal (PI 05.02) | CTS MSK Tipping B Big Bag Discharger | B | 0190E006 | 2021-06-03 | 2013-11-01 | PHILAGANAN
| 403355 | 0190-MLK-PRO-CMB-DSTCTR01 | PM03 | 306 | 2WKS Equipment Grounding Check | CTS MSK Tipping B F2 Dust Collector | B | 0190E006 | 2021-06-03 | 2013-04-30 | PHILAGANAN
| 403355 | 0190-MLK-PRO-CMB-DSTCTR02 | PM03 | 306 | 2WKS Equipment Grounding Check | CTS MSK Tipping B Dust Collector | B | 0190E006 | 2021-06-03 | 2013-04-30 | PHILAGANAN
| 403355 | 0190-MLK-PRO-CMB-RNGBLW01 | PM03 | 306 | 2WKS Equipment Grounding Check | CTS MSK Tipping B Ring Blower | B | 0190E006 | 2021-06-03 | 2013-04-30 | PHILAGANAN
| 68770 | 0190-MLK-PRO-CMB-STRVLV01 | PM03 | 302 | 60HRS RDS Functionality Check B | CTS MSK Tipping B Star Valve | B | 0190E006 | 2012-11-17 | 2012-09-28 | PHJACOLPA
| 68771 | 0190-MLK-PRO-CMB-STRVLV01 | PM03 | 302 | 1MON RDS Functionality Check B | CTS MSK Tipping B Star Valve | B | 0190E006 | 2013-01-28 | 2012-09-28 | PHJACOLPA
| 403355 | 0190-MLK-PRO-CMB-STRVLV01 | PM03 | 306 | 2WKS Equipment Grounding Check | CTS MSK Tipping B Star Valve | B | 0190E006 | 2021-06-03 | 2013-04-30 | PHILAGANAN
| 403355 | 0190-MLK-PRO-CMB-TIPHOP01 | PM03 | 306 | 2WKS Equipment Grounding Check | CTS MSK Tipping B Hopper | B | 0190E006 | 2021-06-03 | 2013-04-30 | PHILAGANAN
| 29636 | 0190-MLK-PRO-CMB-VROSVE01 | PM03 | 302 | 1YR Motor Check-up B | CTS MSK Tipping B Vibra Sifter | B | 0190E005 | 2012-12-04 | 2011-01-19 | PHJACOLPA
| 403355 | 0190-MLK-PRO-CMB-VROSVE01 | PM03 | 306 | 2WKS Equipment Grounding Check | CTS MSK Tipping B Vibra Sifter | B | 0190E006 | 2021-06-03 | 2013-04-30 | PHILAGANAN
| 51663 | 0190-MLK-PRO-CMC-ACOFAN01 | PM03 | 302 | 3WK PDMS Vibration Check | CTS MSK Tipping C After Cooler Fan | B | 0190E006 | 2011-05-16 | 2011-01-26 | PHJACOLPA
| 403355 | 0190-MLK-PRO-CMC-ACOFAN01 | PM03 | 306 | 2WKS Equipment Grounding Check | CTS MSK Tipping C After Cooler Fan | B | 0190E006 | 2021-06-03 | 2013-05-01 | PHILAGANAN
| 407764 | 0190-MLK-PRO-CMC-ACOFAN01 | PM03 | 301 | 1YR Pressure Gauge Calibration (PG-327) | CTS MSK Tipping C After Cooler Fan | B | 0190E006 | 2021-06-03 | 2013-12-17 | PHILAGANAN
| 410981 | 0190-MLK-PRO-CMC-ACOFAN01 | PM03 | 301 | 1YR Temperature Gauge Cal (TG-074) | CTS MSK Tipping C After Cooler Fan | B | 0190E006 | 2021-06-03 | 2013-12-18 | PHILAGANAN
| 403355 | 0190-MLK-PRO-CMC-AIRBLW01 | PM03 | 306 | 2WKS Equipment Grounding Check | CTS MSK Tipping C Air Blower | C | 0190E006 | 2021-06-03 | 2013-05-01 | PHILAGANAN
| 36409 | 0190-MLK-PRO-CMC-AIRBLW01 | PM03 | 301 | 1YR Pressure Trans Cal (1D7-PIT-98021) | CTS MSK Tipping C Air Blower | C | 0190E006 | 2021-06-03 | 2013-12-24 | PHILAGANAN
| 403355 | 0190-MLK-PRO-CMC-BANCVY01 | PM03 | 306 | 2WKS Equipment Grounding Check 1st Stage | CTS MSK Tipping C Band Conveyor | B | 0190E006 | 2021-06-03 | 2013-05-01 | PHILAGANAN
| 403355 | 0190-MLK-PRO-CMC-BANCVY01 | PM03 | 306 | 2WKS Equipment Grounding Check 2nd Stage | CTS MSK Tipping C Band Conveyor | B | 0190E006 | 2021-06-03 | 2013-05-01 | PHILAGANAN
| 29636 | 0190-MLK-PRO-CMC-BBDISC01 | PM03 | 302 | 1YR Motor Check-up C | CTS MSK Tipping C Big Bag Discharger | B | 0190E005 | 2012-08-18 | 2011-01-19 | PHJACOLPA
| 51663 | 0190-MLK-PRO-CMC-BBDISC01 | PM03 | 302 | 3WK PDMS Vibration Check | CTS MSK Tipping C Big Bag Discharger | B | 0190E005 | 2011-04-27 | 2011-01-26 | PHJACOLPA
| 407764 | 0190-MLK-PRO-CMC-BBDISC01 | PM03 | 301 | 1YR Pressure Gauge Cal (PI 35.02) | CTS MSK Tipping C Big Bag Discharger | B | 0190E006 | 2021-06-03 | 2013-11-01 | PHILAGANAN
| 403355 | 0190-MLK-PRO-CMC-DSTCTR01 | PM03 | 306 | 2WKS Equipment Grounding Check | CTS MSK Tipping C F2 Dust Collector | B | 0190E006 | 2021-06-03 | 2013-05-01 | PHILAGANAN
| 403355 | 0190-MLK-PRO-CMC-DSTCTR02 | PM03 | 306 | 2WKS Equipment Grounding Check | CTS MSK Tipping C Dust Collector | B | 0190E006 | 2021-06-03 | 2013-05-01 | PHILAGANAN
| 403355 | 0190-MLK-PRO-CMC-RNGBLW01 | PM03 | 306 | 2WKS Equipment Grounding Check | CTS MSK Tipping C Ring Blower | B | 0190E006 | 2021-06-03 | 2013-05-01 | PHILAGANAN
| 68770 | 0190-MLK-PRO-CMC-STRVLV01 | PM03 | 302 | 60HRS RDS Functionality Check C | CTS MSK Tipping C Star Valve | B | 0190E006 | 2012-11-12 | 2012-09-28 | PHJACOLPA
| 403355 | 0190-MLK-PRO-CMC-STRVLV01 | PM03 | 306 | 2WKS Equipment Grounding Check | CTS MSK Tipping C Star Valve | B | 0190E006 | 2021-06-03 | 2013-05-01 | PHILAGANAN
| 403355 | 0190-MLK-PRO-CMC-TIPHOP01 | PM03 | 306 | 2WKS Equipment Grounding Check | CTS MSK Tipping C Hopper | B | 0190E006 | 2021-06-03 | 2013-05-01 | PHILAGANAN
| 403355 | 0190-MLK-PRO-CMC-VROSVE01 | PM03 | 306 | 2WKS Equipment Grounding Check | CTS MSK Tipping C Vibra Sifter | B | 0190E006 | 2021-06-03 | 2013-05-01 | PHILAGANAN
| 59434 | 0190-MLK-PRO-CMN-AHU01 | PM03 | 307 | 4W AHU Servicing Egron Control Room | AHU Normal Milk Control Room | C | 0190E013 | 2021-05-12 | 2021-01-20 | PHILAGANAN
| 59092 | 0190-MLK-PRO-CMN-AHU07 | PM03 | 305 | 1MON Hygienic Filter Replacement | AHU 4-Star CTS Malto Tipping Tech Room | C | 0190E020 | 2012-03-24 | 2011-12-27 | PHJACOLPA
| 407764 | 0190-MLK-PRO-CMN-AHU07 | PM03 | 301 | 1YR Pressure Gauge Calibration (PG-322) | AHU 4-Star CTS Malto Tipping Tech Room | C | 0190E006 | 2021-06-03 | 2013-12-17 | PHILAGANAN
| 407764 | 0190-MLK-PRO-CMN-AHU07 | PM03 | 301 | 1YR Pressure Gauge Calibration (PG-323) | AHU 4-Star CTS Malto Tipping Tech Room | C | 0190E006 | 2021-06-03 | 2013-12-17 | PHILAGANAN
| 410981 | 0190-MLK-PRO-CMN-AHU07 | PM03 | 301 | 1YR Temperature Gauge Cal (TG-069) | AHU 4-Star CTS Malto Tipping Tech Room | C | 0190E006 | 2021-06-03 | 2013-12-18 | PHILAGANAN
| 410981 | 0190-MLK-PRO-CMN-AHU07 | PM03 | 301 | 1YR Temperature Gauge Cal (TG-070) | AHU 4-Star CTS Malto Tipping Tech Room | C | 0190E006 | 2021-06-03 | 2013-12-18 | PHILAGANAN
| 36411 | 0190-MLK-PRO-CMN-AHU07 | PM03 | 301 | 1YR I/P Converter +Valve Cal (TCV 03.22) | AHU 4-Star CTS Malto Tipping Tech Room | C | 0190E006 | 2021-06-03 | 2013-12-27 | PHILAGANAN
| 36405 | 0190-MLK-PRO-CMN-AHU07 | PM03 | 301 | 52WKS Temp Trans Cal (1D7-TT-03.02) | AHU 4-Star CTS Malto Tipping Tech Room | C | 0190E006 | 2021-06-03 | 2013-12-27 | PHILAGANAN
| 407764 | 0190-MLK-PRO-CMN-AHU08 | PM03 | 301 | 1YR Pressure Gauge Cal (PG-308) | AHU 3-Star CTS Malto Fan Motor Assy | B | 0190E006 | 2021-06-03 | 2013-11-01 | PHILAGANAN
| 407764 | 0190-MLK-PRO-CMN-AHU08 | PM03 | 301 | 1YR Pressure Gauge Cal (PG-309) | AHU 3-Star CTS Malto Fan Motor Assy | B | 0190E006 | 2021-06-03 | 2013-11-01 | PHILAGANAN
| 407764 | 0190-MLK-PRO-CMN-AHU08 | PM03 | 301 | 1YR Press Gauge Cal (1D7-PG-045) | AHU 3-Star CTS Malto Fan Motor Assy | B | 0190E006 | 2021-06-03 | 2014-09-04 | PHILAGANAN
| 407764 | 0190-MLK-PRO-CMN-AHU08 | PM03 | 301 | 1YR Press Gauge Cal (1D7-PG-046) | AHU 3-Star CTS Malto Fan Motor Assy | B | 0190E006 | 2021-06-03 | 2014-09-04 | PHILAGANAN
| 410981 | 0190-MLK-PRO-CMN-AHU09 | PM03 | 301 | 1YR Temperature Gauge Cal (TG-066) | AHU 3-Star CTS MSK B&C Dry Tech Room | B | 0190E006 | 2021-06-03 | 2013-12-18 | PHILAGANAN
| 410981 | 0190-MLK-PRO-CMN-AHU09 | PM03 | 301 | 1YR Temperature Gauge Cal (TG-067) | AHU 3-Star CTS MSK B&C Dry Tech Room | B | 0190E006 | 2021-06-03 | 2013-12-18 | PHILAGANAN
| 36409 | 0190-MLK-PRO-CMN-AHU09 | PM03 | 301 | 1YR Pressure Trans Cal (PIT 98002) | AHU 3-Star CTS MSK B&C Dry Tech Room | B | 0190E006 | 2021-06-03 | 2013-12-24 | PHILAGANAN
| 36405 | 0190-MLK-PRO-CMN-AHU09 | PM03 | 301 | 52WKS Temp Trans Cal (1D7_TT-04/1828) | AHU 3-Star CTS MSK B&C Dry Tech Room | B | 0190E006 | 2021-06-03 | 2013-12-27 | PHILAGANAN
| 410981 | 0190-MLK-PRO-CMN-AHU10 | PM03 | 301 | 1YR Temperature Gauge Cal (TG-068) | AHU 3-Star CTS MSK B&C Wet Tech Room | B | 0190E006 | 2021-06-03 | 2013-12-18 | PHILAGANAN
| 36409 | 0190-MLK-PRO-CMN-AHU10 | PM03 | 301 | 1YR Pressure Switch Cal (PSL 02/1890) | AHU 3-Star CTS MSK B&C Wet Tech Room | B | 0190E006 | 2021-06-03 | 2013-12-24 | PHILAGANAN
| 36405 | 0190-MLK-PRO-CMN-AHU10 | PM03 | 301 | 52WKS Temp Trans Cal (1D7_TT-03/1890) | AHU 3-Star CTS MSK B&C Wet Tech Room | B | 0190E006 | 2021-06-03 | 2013-12-27 | PHILAGANAN
| 410981 | 0190-MLK-PRO-CMN-AHU10 | PM03 | 301 | 1YR Temperature Gauge Cal (TG-154) | AHU 3-Star CTS MSK B&C Wet Tech Room | B | 0190E006 | 2021-06-03 | 2014-03-27 | PHILAGANAN
| 410981 | 0190-MLK-PRO-CMN-AHU10 | PM03 | 301 | 1YR Temperature Gauge Cal (TG-155) | AHU 3-Star CTS MSK B&C Wet Tech Room | B | 0190E006 | 2021-06-03 | 2014-03-27 | PHILAGANAN
| 410981 | 0190-MLK-PRO-CMN-AHU10 | PM03 | 301 | 52WKS Temp Gauge Cal (1D7-TG-111) | AHU 3-Star CTS MSK B&C Wet Tech Room | B | 0190E006 | 2021-06-03 | 2014-09-04 | PHILAGANAN
| 36409 | 0190-MLK-PRO-CMN-AHU10 | PM03 | 301 | 1YR Pressure Switch Cal (PSL 02/1890) | AHU 3-Star CTS MSK B&C Wet Tech Room | B | 0190E006 | 2021-06-03 | 2014-12-08 | PHILAGANAN
| 49638 | 0190-MLK-PRO-CMN-EGRCMN01 | PM03 | 302 | 6M PORTABLE ELECT'L EQUIP.-MILK LAB | Milks Egron Facilities | C | 0190E017 | 2011-04-18 | 2010-04-16 | PHFUTALARA
| 49669 | 0190-MLK-PRO-CMN-EGRCMN01 | PM03 | 306 | 1Y INSPECTION ADMIN AREA ILLUMINATION | Milks Egron Facilities | C | 0190E017 | 2021-06-03 | 2010-04-21 | PHILAGANAN
| 66762 | 0190-MLK-PRO-CMN-EGRCMN01 | PM03 | 307 | 4WKS PM of Vacuum Cleaners Egron | Milks Egron Facilities | C | 0190E006 | 2015-04-08 | 2012-07-20 | PHJACOLPA
| 52103 | 0190-MLK-PRO-CMN-FRKLIF02 | PM03 | 302 | 1W F/L & R/T Battery Servicing | Milks Forklift No 2 Battery Operated | B | 0190E013 | 2011-12-07 | 2010-10-14 | PHINTINGMA
| 52103 | 0190-MLK-PRO-CMN-FRKLIF03 | PM03 | 305 | 1W Battery Solution re-filling | Milks Forklift No.3 Battery Operated | B | 0190E013 | 2010-10-28 | 2010-10-14 | PHINTINGMA
| 34294 | 0190-MLK-PRO-CMN-PROCMN01 | PM03 | 307 | 6MON Milk Process B/C -Thermography/PDMS | Milks Process Facilities | C | 0190E006 | 2010-08-17 | 2010-06-16 | PHJACOLPA
| 34294 | 0190-MLK-PRO-CMN-PROCMN01 | PM03 | 307 | 6MON CBM Monitoring-Thermography/PDMS | Milks Process Facilities | C | 0190E005 | 2010-08-17 | 2010-08-17 | PHJACOLPA
| 52539 | 0190-MLK-PRO-CMN-PROCMN01 | PM03 | 305 | 1Y MES APPLICATIONS SUPPORT MILKS PROCES | Milks Process Facilities | C | 0190E005 | 2011-08-18 | 2011-08-16 | PHFUTALARA
| 52538 | 0190-MLK-PRO-CMN-PROCMN01 | PM03 | 305 | 1Y FFMW APPLICATION SUPPORT MILKS PROCES | Milks Process Facilities | C | 0190E017 | 2011-08-18 | 2011-08-16 | PHFUTALARA
| 52103 | 0190-MLK-PRO-CMN-RTRUCK04 | PM03 | 305 | 1W Battery Solution re-filling | Milks Reachtruck No 4 - Toyota | C | 0190E013 | 2010-10-28 | 2010-10-14 | PHINTINGMA
| 52103 | 0190-MLK-PRO-CMN-RTRUCK04 | PM03 | 302 | 1W F/L & R/T Battery Servicing | Milks Reachtruck No 4 - Toyota | C | 0190E013 | 2012-01-17 | 2010-12-15 | PHINTINGMA
| 52103 | 0190-MLK-PRO-CMN-RTRUCK05 | PM03 | 305 | 1W Battery Solution re-filling | Milks Reachtruck No 5 - Shinko | C | 0190E013 | 2010-10-28 | 2010-10-14 | PHINTINGMA
| 52103 | 0190-MLK-PRO-CMN-RTRUCK05 | PM03 | 302 | 1W F/L & R/T Battery Servicing | Milks Reachtruck No 5 - Shinko | C | 0190E013 | 2011-11-22 | 2011-03-08 | PHINTINGMA
| 52103 | 0190-MLK-PRO-CMN-RTRUCK06 | PM03 | 305 | 1W Battery Solution re-filling | Milks Reachtruck No 6 - Ameise | C | 0190E013 | 2010-10-28 | 2010-10-14 | PHINTINGMA
| 52103 | 0190-MLK-PRO-CMN-RTRUCK07 | PM03 | 305 | 1W Battery Solution re-filling | Milks Reachtruck No 7 - Ameise | C | 0190E013 | 2010-10-28 | 2010-10-14 | PHINTINGMA
| 59092 | 0190-MLK-PRO-CMN-SEAFAN01 | PM03 | 305 | 1MON Hygienic Filter Replacement | CTS Secondary Air Fan Blower Assy | B | 0190E020 | 2012-03-22 | 2011-08-09 | PHJACOLPA
| 34294 | 0190-MLK-PRO-CMN-TIPCMN03 | PM03 | 307 | 3MON CBM Monitoring-Thermography/PDMS | Milks 3L/SNF Tipping Facilities | C | 0190E005 | 2010-09-28 | 2010-08-17 | PHJACOLPA
| 66762 | 0190-MLK-PRO-CMN-TIPCMN03 | PM03 | 307 | 4WKS PM of Vacuum Cleaners 3L/SNF Tippng | Milks 3L/SNF Tipping Facilities | C | 0190E006 | 2015-04-08 | 2012-07-20 | PHJACOLPA
| 36410 | 0190-MLK-PRO-CMN-TIPCMN03 | PM03 | 301 | 1 YR RH & Temp Trans Cal (MIT 95093) | Milks 3L/SNF Tipping Facilities | C | 0190E006 | 2021-06-03 | 2013-10-03 | PHILAGANAN
| 407764 | 0190-MLK-PRO-CMN-TIPCMN03 | PM03 | 301 | 1YR Press Gauge Cal (1D7-PG-06.05) | Milks 3L/SNF Tipping Facilities | C | 0190E006 | 2021-06-03 | 2014-09-04 | PHILAGANAN
| 66762 | 0190-MLK-PRO-CMN-TIPCMN04 | PM03 | 307 | 4WKS PM of Vacuum Cleaners CTS Tipping | Milks Malto/MSK Central Tipping Facility | B | 0190E006 | 2015-04-08 | 2012-07-20 | PHJACOLPA
| 36410 | 0190-MLK-PRO-CMN-TIPCMN04 | PM03 | 301 | 52WK RH & Temp Trans Cal (1D7_AIT-95.05) | Milks Malto/MSK Central Tipping Facility | B | 0190E006 | 2021-06-03 | 2013-10-03 | PHILAGANAN
| 407764 | 0190-MLK-PRO-CMN-TIPCMN04 | PM03 | 301 | 1YR Pressure Gauge Calibration (PG-313) | Milks Malto/MSK Central Tipping Facility | B | 0190E006 | 2021-06-03 | 2013-12-17 | PHILAGANAN
| 407764 | 0190-MLK-PRO-CMN-TIPCMN04 | PM03 | 301 | 1YR Pressure Gauge Calibration (PG-314) | Milks Malto/MSK Central Tipping Facility | B | 0190E006 | 2021-06-03 | 2013-12-17 | PHILAGANAN
| 36410 | 0190-MLK-PRO-CMN-TIPCMN04 | PM03 | 301 | 1YR %RH Transmitter Cal (MIT 98001) | Milks Malto/MSK Central Tipping Facility | B | 0190E006 | 2021-06-03 | 2013-12-24 | PHILAGANAN
| 36410 | 0190-MLK-PRO-CMN-TIPCMN04 | PM03 | 301 | 1YR %RH Transmitter Cal (MIT 98003) | Milks Malto/MSK Central Tipping Facility | B | 0190E006 | 2021-06-03 | 2013-12-24 | PHILAGANAN
| 51986 | 0190-MLK-PRO-CTF-COMMON01 | PM03 | 301 | 1Y Cal Rodeo CT SW 5E6_FIQ-033 | Milks Cooling Tower Common Facilities | B | 0190E012 | 2021-06-03 | 2014-09-11 | PHILAGANAN
| 55703 | 0190-MLK-PRO-CWS-SUPPMP03 | PM03 | 302 | 1M Condition Monitoring | Milks Chilled Water Supply Pump 3 | B | 0190E010 | 2014-03-20 | 2014-03-20 | PHBALALAOS
| 418347 | 0190-MLK-PRO-DFS-DFSILO01A | PM03 | 305 | 12M ButterflyValve Seat/Assy Replacement | Direct Filling Silo Line 1A | C | 0190E007 | 2014-11-13 | 2009-07-22 | PHOROSCOFE
| 45827 | 0190-MLK-PRO-DFS-DFSILO01A | PM03 | 301 | 1Y Yearly Weight Transmitter Calibration | Direct Filling Silo Line 1A | C | 0190E007 | 2021-06-03 | 2009-10-30 | PHILAGANAN
| 418347 | 0190-MLK-PRO-DFS-DFSILO01B | PM03 | 305 | 12M ButterflyValve Seat/Assy Replacement | Direct Filling Silo Line 1B | C | 0190E007 | 2014-11-13 | 2009-07-22 | PHOROSCOFE
| 45827 | 0190-MLK-PRO-DFS-DFSILO01B | PM03 | 301 | 1Y Yearly Weight Transmitter Calibration | Direct Filling Silo Line 1B | C | 0190E007 | 2021-06-03 | 2009-10-30 | PHILAGANAN
| 45827 | 0190-MLK-PRO-DFS-DFSILO02A | PM03 | 301 | 1Y Yearly Weight Transmitter Calibration | Direct Filling Silo Line 2A | C | 0190E007 | 2021-06-03 | 2009-10-30 | PHILAGANAN
| 418347 | 0190-MLK-PRO-DFS-DFSILO02B | PM03 | 305 | 12M ButterflyValve Seat/Assy Replacement | Direct Filling Silo Line 2B | C | 0190E007 | 2014-11-13 | 2009-07-22 | PHOROSCOFE
| 45827 | 0190-MLK-PRO-DFS-DFSILO02B | PM03 | 301 | 1Y Yearly Weight Transmitter Calibration | Direct Filling Silo Line 2B | C | 0190E007 | 2021-06-03 | 2009-10-30 | PHILAGANAN
| 418347 | 0190-MLK-PRO-DFS-DFSILO04 | PM03 | 305 | 12M ButterflyValve Seat/Assy Replacement | Direct Filling Silo Line 4 | C | 0190E007 | 2014-11-13 | 2009-07-22 | PHOROSCOFE
| 45827 | 0190-MLK-PRO-DFS-DFSILO04 | PM03 | 301 | 1Y Yearly Weight Transmitter Calibration | Direct Filling Silo Line 4 | C | 0190E007 | 2021-06-03 | 2009-10-30 | PHILAGANAN
| 45827 | 0190-MLK-PRO-DFS-DFSILO05 | PM03 | 301 | 1Y Yearly Weight Transmitter Calibration | Direct Filling Silo Line 5 | C | 0190E007 | 2021-06-03 | 2009-10-30 | PHILAGANAN
| 45827 | 0190-MLK-PRO-DFS-DFSILO06 | PM03 | 301 | 1Y Yearly Weight Transmitter Calibration | Direct Filling Silo Line 6 | C | 0190E007 | 2021-06-03 | 2009-10-30 | PHILAGANAN
| 418347 | 0190-MLK-PRO-DFS-DFSILO07 | PM03 | 305 | 12M ButterflyValve Seat/Assy Replacement | Direct Filling Silo Line 7 | C | 0190E007 | 2014-11-13 | 2009-07-22 | PHOROSCOFE
| 45827 | 0190-MLK-PRO-DFS-DFSILO07 | PM03 | 301 | 1Y Yearly Weight Transmitter Calibration | Direct Filling Silo Line 7 | C | 0190E007 | 2021-06-03 | 2009-10-30 | PHILAGANAN
| 45827 | 0190-MLK-PRO-DFS-DFSILO08 | PM03 | 301 | 1Y Yearly Weight Transmitter Calibration | Direct Filling Silo Line 8 | C | 0190E007 | 2021-06-03 | 2009-10-30 | PHILAGANAN
| 45827 | 0190-MLK-PRO-DFS-DFSILO09 | PM03 | 301 | 1Y Yearly Weight Transmitter Calibration | Direct Filling Silo Line 9 | C | 0190E007 | 2021-06-03 | 2009-10-30 | PHILAGANAN
| 36402 | 0190-MLK-PRO-DSB-3LSNFS01 | PM03 | 301 | 3M Weight Transmitter 3rd Line Silo B1 | Diss Raw Material Silo B1 | A | 0190E006 | 2021-06-03 | 2009-04-07 | PHILAGANAN
| 45378 | 0190-MLK-PRO-DSB-3LSNFS01 | PM03 | 307 | 6 Mon Hopper/Silo/Cone Dis B1 | Diss Raw Material Silo B1 | A | 0190E005 | 2011-01-21 | 2009-10-01 | PHJACOLPA
| 43175 | 0190-MLK-PRO-DSB-3LSNFS01 | PM03 | 305 | 6 MON Servicing Valves Dis Silo B1 | Diss Raw Material Silo B1 | A | 0190E005 | 2010-02-15 | 2009-10-01 | PHDUENASMA
| 45378 | 0190-MLK-PRO-DSB-3LSNFS01 | PM03 | 307 | 6MON Cone/Hopper/Silo check B | Diss Raw Material Silo B1 | A | 0190E005 | 2013-08-08 | 2011-01-21 | PHJACOLPA
| 70781 | 0190-MLK-PRO-DSB-3LSNFS01 | PM03 | 307 | 8WKS Purging Valve Diaphragm Check B | Diss Raw Material Silo B1 | A | 0190E006 | 2017-02-21 | 2012-11-15 | PHBASALEN
| 51346 | 0190-MLK-PRO-DSB-3LSNFS01 | PM03 | 301 | 1YR Weight Transmitter Cal (WIT 95077) | Diss Raw Material Silo B1 | A | 0190E006 | 2021-06-03 | 2012-12-12 | PHILAGANAN
| 411550 | 0190-MLK-PRO-DSB-3LSNFS01 | PM03 | 307 | 4WKS BV Actuator Functionality Check | Diss Raw Material Silo B1 | A | 0190E006 | 2017-02-21 | 2013-04-18 | PHBASALEN
| 403355 | 0190-MLK-PRO-DSB-3LSNFS01 | PM03 | 306 | 2WKS Equipment Grounding Check | Diss Raw Material Silo B1 | A | 0190E006 | 2021-06-03 | 2013-04-30 | PHILAGANAN
| 403355 | 0190-MLK-PRO-DSB-3LSNFS01 | PM03 | 306 | 8WKS Equipment Grounding Check | Diss Raw Material Silo B1 | A | 0190E006 | 2021-06-03 | 2013-06-04 | PHILAGANAN
| 45375 | 0190-MLK-PRO-DSB-3LXPMP01 | PM03 | 307 | 1 Year Pump Seal/Impeller 3LB Dis | 3rd Line B Transfer Pump | A | 0190E005 | 2010-12-27 | 2009-10-01 | PHJACOLPA
| 49452 | 0190-MLK-PRO-DSB-3LXPMP01 | PM03 | 302 | 2 WK CBM Monitoring-Vibration/PDMS | 3rd Line B Transfer Pump | A | 0190E005 | 2010-08-14 | 2010-04-07 | PHJACOLPA
| 45375 | 0190-MLK-PRO-DSB-LIQUIV01 | PM03 | 307 | 1 Year Pump Seal/Impeller Liqueverter B | Diss B Liquiverter | C | 0190E005 | 2010-08-19 | 2009-10-01 | PHJACOLPA
| 36406 | 0190-MLK-PRO-DSB-LIQUIV01 | PM03 | 301 | 1Y FLOWMETER TRANSMITTER LP-F 9590 | Diss B Liquiverter | C | 0190E006 | 2010-05-13 | 2009-10-29 | PHDUENASMA
| 36402 | 0190-MLK-PRO-DSB-RAWSLO02 | PM03 | 301 | 3M Weight Transmitter 3rd Line Silo B2 | Diss Raw Material Silo B2 | A | 0190E006 | 2021-06-03 | 2009-04-07 | PHILAGANAN
| 45378 | 0190-MLK-PRO-DSB-RAWSLO02 | PM03 | 307 | 6 Mon Hopper/Silo/Cone Dis. B2 | Diss Raw Material Silo B2 | A | 0190E005 | 2011-01-21 | 2009-10-01 | PHJACOLPA
| 43175 | 0190-MLK-PRO-DSB-RAWSLO02 | PM03 | 305 | 6 MON Servicing Valves Dis. Silo B2 | Diss Raw Material Silo B2 | A | 0190E005 | 2010-02-15 | 2009-10-01 | PHDUENASMA
| 43175 | 0190-MLK-PRO-DSB-RAWSLO02 | PM03 | 305 | 6 MON Servicing of Butterfly valves B | Diss Raw Material Silo B2 | A | 0190E005 | 2010-09-04 | 2010-02-15 | PHJACOLPA
| 45378 | 0190-MLK-PRO-DSB-RAWSLO02 | PM03 | 307 | 6MON Cone/Hopper/Silo check B | Diss Raw Material Silo B2 | A | 0190E005 | 2013-08-08 | 2011-01-21 | PHJACOLPA
| 70781 | 0190-MLK-PRO-DSB-RAWSLO02 | PM03 | 307 | 8WKS Purging Valve Diaphragm Check B | Diss Raw Material Silo B2 | A | 0190E006 | 2017-02-21 | 2012-11-15 | PHBASALEN
| 51346 | 0190-MLK-PRO-DSB-RAWSLO02 | PM03 | 301 | 1YR Weight Transmitter Cal (WIT 95078) | Diss Raw Material Silo B2 | A | 0190E006 | 2021-06-03 | 2012-12-12 | PHILAGANAN
| 51346 | 0190-MLK-PRO-DSB-RAWSLO02 | PM03 | 301 | 1YR Weight Indicator Cal (WI 95052) | Diss Raw Material Silo B2 | A | 0190E006 | 2021-06-03 | 2012-12-12 | PHILAGANAN
| 51346 | 0190-MLK-PRO-DSB-RAWSLO02 | PM03 | 301 | 1YR Weight Indicator Cal (WI 95052) | Diss Raw Material Silo B2 | A | 0190E006 | 2021-06-03 | 2012-12-13 | PHILAGANAN
| 411550 | 0190-MLK-PRO-DSB-RAWSLO02 | PM03 | 307 | 4WKS BV Actuator Functionality Check | Diss Raw Material Silo B2 | A | 0190E006 | 2017-02-21 | 2013-04-18 | PHBASALEN
| 403355 | 0190-MLK-PRO-DSB-RAWSLO02 | PM03 | 306 | 2WKS Equipment Grounding Check | Diss Raw Material Silo B2 | A | 0190E006 | 2021-06-03 | 2013-04-30 | PHILAGANAN
| 403355 | 0190-MLK-PRO-DSB-RAWSLO02 | PM03 | 306 | 8WKS Equipment Grounding Check | Diss Raw Material Silo B2 | A | 0190E006 | 2021-06-03 | 2013-06-04 | PHILAGANAN
| 44160 | 0190-MLK-PRO-DSB-SCWCVY01 | PM03 | 305 | 1 Month Screwfeeder Check Diss B1 | Diss Silo B1 Homo/Screwfeeder Assy | B | 0190E005 | 2013-05-11 | 2009-09-04 | PHJACOLPA
| 29632 | 0190-MLK-PRO-DSB-SCWCVY01 | PM03 | 303 | 52WKS Change Oil Diss Homo/Screwfeeder | Diss Silo B1 Homo/Screwfeeder Assy | B | 0190E005 | 2017-02-21 | 2010-08-13 | PHBASALEN
| 403355 | 0190-MLK-PRO-DSB-SCWCVY01 | PM03 | 306 | 2WKS Equipment Grounding Check | Diss Silo B1 Homo/Screwfeeder Assy | B | 0190E006 | 2013-06-04 | 2013-04-30 | PHJACOLPA
| 44160 | 0190-MLK-PRO-DSB-SCWCVY01 | PM03 | 307 | 1 Month Screwffeder Check up DSB B1 | Diss Silo B1 Homo/Screwfeeder Assy | B | 0190E005 | 2014-07-11 | 2013-05-11 | PHJACOLPA
| 403355 | 0190-MLK-PRO-DSB-SCWCVY01 | PM03 | 306 | 8WKS Equipment Grounding Check | Diss Silo B1 Homo/Screwfeeder Assy | B | 0190E006 | 2017-06-20 | 2013-06-04 | PHBASALEN
| 44160 | 0190-MLK-PRO-DSB-SCWCVY01 | PM03 | 307 | 1 Month Screwffeder Check up Diss B1 | Diss Silo B1 Homo/Screwfeeder Assy | B | 0190E005 | 2014-09-12 | 2014-07-11 | PHJACOLPA
| 44160 | 0190-MLK-PRO-DSB-SCWCVY01 | PM03 | 307 | 12WKS Screwffeder Check up Diss B1 | Diss Silo B1 Homo/Screwfeeder Assy | B | 0190E005 | 2017-02-11 | 2014-09-12 | PHBASALEN
| 44160 | 0190-MLK-PRO-DSB-SCWCVY02 | PM03 | 305 | 1 Month Screwfeeder Check Diss B2 | Diss Silo B2 Homo/Screwfeeder Assy | B | 0190E005 | 2013-05-11 | 2009-09-04 | PHJACOLPA
| 29632 | 0190-MLK-PRO-DSB-SCWCVY02 | PM03 | 303 | 52WKS Change Oil Diss Homo/Screwfeeder | Diss Silo B2 Homo/Screwfeeder Assy | B | 0190E005 | 2017-02-21 | 2010-08-13 | PHBASALEN
| 403355 | 0190-MLK-PRO-DSB-SCWCVY02 | PM03 | 306 | 2WKS Equipment Grounding Check | Diss Silo B2 Homo/Screwfeeder Assy | B | 0190E006 | 2013-06-04 | 2013-04-30 | PHJACOLPA
| 44160 | 0190-MLK-PRO-DSB-SCWCVY02 | PM03 | 307 | 1 Month Screwffeder Check up DSB B2 | Diss Silo B2 Homo/Screwfeeder Assy | B | 0190E005 | 2014-07-11 | 2013-05-11 | PHJACOLPA
| 403355 | 0190-MLK-PRO-DSB-SCWCVY02 | PM03 | 306 | 8WKS Equipment Grounding Check | Diss Silo B2 Homo/Screwfeeder Assy | B | 0190E006 | 2017-06-20 | 2013-06-04 | PHBASALEN
| 44160 | 0190-MLK-PRO-DSB-SCWCVY02 | PM03 | 307 | 1 Month Screwffeder Check up Diss B2 | Diss Silo B2 Homo/Screwfeeder Assy | B | 0190E005 | 2014-09-12 | 2014-07-11 | PHJACOLPA
| 44160 | 0190-MLK-PRO-DSB-SCWCVY02 | PM03 | 307 | 12WKS Screwffeder Check up Diss B2 | Diss Silo B2 Homo/Screwfeeder Assy | B | 0190E005 | 2017-02-11 | 2014-09-12 | PHBASALEN
| 45375 | 0190-MLK-PRO-DSC-3LXPMP01 | PM03 | 307 | 1 Year Pump Seal/Impeller 3rd Dis. C | 3rd Line C Transfer Pump | A | 0190E005 | 2010-12-27 | 2009-10-01 | PHJACOLPA
| 45375 | 0190-MLK-PRO-DSC-3LXPMP01 | PM03 | 307 | 6MON Mechanical Seal & Impeller check-up | 3rd Line C Transfer Pump | A | 0190E005 | 2011-05-01 | 2010-12-27 | PHJACOLPA
| 45375 | 0190-MLK-PRO-DSC-LIQUIV01 | PM03 | 307 | 1 Year Pump Seal/Impeller Liqueverter C | Diss C Liquiverter | C | 0190E005 | 2010-08-19 | 2009-10-01 | PHJACOLPA
| 36406 | 0190-MLK-PRO-DSC-LIQUIV01 | PM03 | 301 | 1Y FLOWMETER TRANSMITTER LP-F 9690 | Diss C Liquiverter | C | 0190E006 | 2010-05-13 | 2009-10-29 | PHDUENASMA
| 49452 | 0190-MLK-PRO-DSC-LIQUIV01 | PM03 | 302 | 1 WK CBM Monitoring-Vibration/PDMS | Diss C Liquiverter | C | 0190E005 | 2010-08-14 | 2010-04-07 | PHJACOLPA
| 36411 | 0190-MLK-PRO-DSC-LIQUIV01 | PM03 | 301 | 1YR I/P Converter +Valve Cal (CV 96077) | Diss C Liquiverter | C | 0190E006 | 2013-06-25 | 2012-12-13 | PHJACOLPA
| 36411 | 0190-MLK-PRO-DSC-LIQUIV01 | PM03 | 301 | 1YR I/P Converter +Valve Cal (CV 96077) | Diss C Liquiverter | C | 0190E006 | 2014-09-08 | 2013-06-25 | PHJACOLPA
| 36411 | 0190-MLK-PRO-DSC-LIQUIV01 | PM03 | 301 | 1YR I/P Converter Cal (1C2-CV-02.08) | Diss C Liquiverter | C | 0190E006 | 2014-09-08 | 2013-12-27 | PHJACOLPA
| 36402 | 0190-MLK-PRO-DSC-RAWSLO01 | PM03 | 301 | 3M Weight Transmitter 3rd Line Silo C1 | Diss C Raw Material Silo No 1 | A | 0190E006 | 2009-10-29 | 2009-04-07 | PHDUENASMA
| 45378 | 0190-MLK-PRO-DSC-RAWSLO01 | PM03 | 307 | 6 Mon Hopper/Silo/Cone Check upDis. C1 | Diss C Raw Material Silo No 1 | A | 0190E005 | 2010-04-10 | 2009-10-01 | PHDUENASMA
| 43175 | 0190-MLK-PRO-DSC-RAWSLO01 | PM03 | 305 | 6 MON Servicing Valves Dis. Silo C1 | Diss C Raw Material Silo No 1 | A | 0190E005 | 2010-02-15 | 2009-10-01 | PHDUENASMA
| 45378 | 0190-MLK-PRO-DSC-RAWSLO01 | PM03 | 307 | 6MON Cone/Hopper/Silo check C | Diss C Raw Material Silo No 1 | A | 0190E005 | 2013-08-08 | 2011-12-23 | PHJACOLPA
| 70781 | 0190-MLK-PRO-DSC-RAWSLO01 | PM03 | 307 | 8WKS Purging Valve Diaphragm Check C | Diss C Raw Material Silo No 1 | A | 0190E006 | 2017-02-21 | 2012-11-15 | PHBASALEN
| 51346 | 0190-MLK-PRO-DSC-RAWSLO01 | PM03 | 301 | 1YR Weight Transmitter Cal (WIT 96069) | Diss C Raw Material Silo No 1 | A | 0190E006 | 2013-12-04 | 2012-12-13 | PHJACOLPA
| 411550 | 0190-MLK-PRO-DSC-RAWSLO01 | PM03 | 307 | 4WKS BV Actuator Functionality Check | Diss C Raw Material Silo No 1 | A | 0190E006 | 2017-02-21 | 2013-04-18 | PHBASALEN
| 403355 | 0190-MLK-PRO-DSC-RAWSLO01 | PM03 | 306 | 2WKS Equipment Grounding Check | Diss C Raw Material Silo No 1 | A | 0190E006 | 2013-06-04 | 2013-05-01 | PHJACOLPA
| 403355 | 0190-MLK-PRO-DSC-RAWSLO01 | PM03 | 306 | 8WKS Equipment Grounding Check | Diss C Raw Material Silo No 1 | A | 0190E006 | 2017-06-20 | 2013-06-04 | PHBASALEN
| 36402 | 0190-MLK-PRO-DSC-RAWSLO02 | PM03 | 301 | 3M Weight Transmitter 3rd Line Silo C2 | Diss C Raw Material Silo No 2 | C | 0190E006 | 2009-10-29 | 2009-04-07 | PHDUENASMA
| 45378 | 0190-MLK-PRO-DSC-RAWSLO02 | PM03 | 307 | 6 Mon Hopper/Silo/Cone Check up | Diss C Raw Material Silo No 2 | C | 0190E005 | 2010-04-10 | 2009-10-01 | PHDUENASMA
| 43175 | 0190-MLK-PRO-DSC-RAWSLO02 | PM03 | 305 | 6 MON Servicing Valves Dis. silo C2 | Diss C Raw Material Silo No 2 | C | 0190E005 | 2010-02-15 | 2009-10-01 | PHDUENASMA
| 45378 | 0190-MLK-PRO-DSC-RAWSLO02 | PM03 | 307 | 6MON Cone/Hopper/Silo check C | Diss C Raw Material Silo No 2 | C | 0190E005 | 2013-08-08 | 2011-12-23 | PHJACOLPA
| 70781 | 0190-MLK-PRO-DSC-RAWSLO02 | PM03 | 307 | 8WKS Purging Valve Diaphragm Check C | Diss C Raw Material Silo No 2 | C | 0190E006 | 2017-02-21 | 2012-11-15 | PHBASALEN
| 51346 | 0190-MLK-PRO-DSC-RAWSLO02 | PM03 | 301 | 1YR Weight Transmitter Cal (WIT 96070) | Diss C Raw Material Silo No 2 | C | 0190E006 | 2013-12-04 | 2012-12-13 | PHJACOLPA
| 411550 | 0190-MLK-PRO-DSC-RAWSLO02 | PM03 | 307 | 4WKS BV Actuator Functionality Check | Diss C Raw Material Silo No 2 | C | 0190E006 | 2017-02-21 | 2013-04-18 | PHBASALEN
| 403355 | 0190-MLK-PRO-DSC-RAWSLO02 | PM03 | 306 | 2WKS Equipment Grounding Check | Diss C Raw Material Silo No 2 | C | 0190E006 | 2013-06-04 | 2013-05-01 | PHJACOLPA
| 403355 | 0190-MLK-PRO-DSC-RAWSLO02 | PM03 | 306 | 8WKS Equipment Grounding Check | Diss C Raw Material Silo No 2 | C | 0190E006 | 2017-06-20 | 2013-06-04 | PHBASALEN
| 44160 | 0190-MLK-PRO-DSC-SCWCVY01 | PM03 | 307 | 1 Month Screwfeeder Check Diss C1 | Diss Silo C1 Homo/Screwfeeder Assy | B | 0190E005 | 2014-08-18 | 2009-09-04 | PHJACOLPA
| 29632 | 0190-MLK-PRO-DSC-SCWCVY01 | PM03 | 303 | 1Y Change Oil Diss Homo/Screwfeeder | Diss Silo C1 Homo/Screwfeeder Assy | B | 0190E005 | 2011-01-18 | 2010-08-13 | PHJACOLPA
| 29632 | 0190-MLK-PRO-DSC-SCWCVY01 | PM03 | 303 | 52WKS Screw Feeder Gearbox Change Oil | Diss Silo C1 Homo/Screwfeeder Assy | B | 0190E005 | 2017-02-21 | 2011-01-18 | PHBASALEN
| 403355 | 0190-MLK-PRO-DSC-SCWCVY01 | PM03 | 306 | 2WKS Equipment Grounding Check | Diss Silo C1 Homo/Screwfeeder Assy | B | 0190E006 | 2013-06-04 | 2013-05-01 | PHJACOLPA
| 403355 | 0190-MLK-PRO-DSC-SCWCVY01 | PM03 | 306 | 8WKS Equipment Grounding Check | Diss Silo C1 Homo/Screwfeeder Assy | B | 0190E006 | 2017-06-20 | 2013-06-04 | PHBASALEN
| 44160 | 0190-MLK-PRO-DSC-SCWCVY01 | PM03 | 307 | 12WKS Screwffeder Check up Diss 1C | Diss Silo C1 Homo/Screwfeeder Assy | B | 0190E005 | 2016-12-12 | 2014-08-18 | PHBASALEN
| 44160 | 0190-MLK-PRO-DSC-SCWCVY02 | PM03 | 307 | 1 Month Screwfeeder Check Diss C2 | Diss Silo C2 Homo/Screwfeeder Assy | B | 0190E005 | 2014-08-18 | 2009-09-04 | PHJACOLPA
| 29632 | 0190-MLK-PRO-DSC-SCWCVY02 | PM03 | 303 | 1Y Change Oil Diss Homo/Screwfeeder | Diss Silo C2 Homo/Screwfeeder Assy | B | 0190E005 | 2011-01-18 | 2010-08-13 | PHJACOLPA
| 29632 | 0190-MLK-PRO-DSC-SCWCVY02 | PM03 | 303 | 52WKS Screw Feeder Gearbox Change Oil | Diss Silo C2 Homo/Screwfeeder Assy | B | 0190E005 | 2017-02-21 | 2011-01-18 | PHBASALEN
| 403355 | 0190-MLK-PRO-DSC-SCWCVY02 | PM03 | 306 | 2WKS Equipment Grounding Check | Diss Silo C2 Homo/Screwfeeder Assy | B | 0190E006 | 2013-06-04 | 2013-05-01 | PHJACOLPA
| 403355 | 0190-MLK-PRO-DSC-SCWCVY02 | PM03 | 306 | 8WKS Equipment Grounding Check | Diss Silo C2 Homo/Screwfeeder Assy | B | 0190E006 | 2017-06-20 | 2013-06-04 | PHBASALEN
| 44160 | 0190-MLK-PRO-DSC-SCWCVY02 | PM03 | 307 | 12WKS Screwffeder Check up Diss 2C | Diss Silo C2 Homo/Screwfeeder Assy | B | 0190E005 | 2016-12-12 | 2014-08-18 | PHBASALEN
| 50636 | 0190-MLK-PRO-EGB-6WRTSV01 | PM03 | 307 | 1 YR RTSV check | 6 Way RTSV Egron B | B | 0190E005 | 2010-12-27 | 2010-06-30 | PHJACOLPA
| 36405 | 0190-MLK-PRO-EGB-ACOBED01 | PM03 | 301 | 1Y Temperature X'mitter Calibration | Egron B After Cooler Bed | A | 0190E006 | 2021-06-03 | 2009-09-24 | PHILAGANAN
| 36409 | 0190-MLK-PRO-EGB-ACOBED01 | PM03 | 301 | 1YR PRESSURE XMITTER CAL (LP-P 9502/1) | Egron B After Cooler Bed | A | 0190E006 | 2021-06-03 | 2010-08-18 | PHILAGANAN
| 36409 | 0190-MLK-PRO-EGB-ACOBED01 | PM03 | 301 | 1YR PRESSURE X'MITTER CAL (LP-P 9502/2) | Egron B After Cooler Bed | A | 0190E006 | 2021-06-03 | 2010-08-18 | PHILAGANAN
| 36409 | 0190-MLK-PRO-EGB-ACOBED01 | PM03 | 301 | 1YR PRESSURE X'MITTER CAL (LP-P 9502/3) | Egron B After Cooler Bed | A | 0190E006 | 2021-06-03 | 2010-08-18 | PHILAGANAN
| 36405 | 0190-MLK-PRO-EGB-ACOBED01 | PM03 | 301 | 1Y Temp X'mitter Cal (LP-T 9512) | Egron B After Cooler Bed | A | 0190E006 | 2021-06-03 | 2010-08-20 | PHILAGANAN
| 36405 | 0190-MLK-PRO-EGB-ACOBED01 | PM03 | 301 | 1Y Temp X'mitter Cal (LP-T 9517) | Egron B After Cooler Bed | A | 0190E006 | 2021-06-03 | 2010-08-20 | PHILAGANAN
| 36405 | 0190-MLK-PRO-EGB-ACOBED01 | PM03 | 301 | 1Y Temp X'mitter Cal (LP-T 3522/3B) | Egron B After Cooler Bed | A | 0190E006 | 2021-06-03 | 2010-08-20 | PHILAGANAN
| 36405 | 0190-MLK-PRO-EGB-ACOBED01 | PM03 | 301 | 1Y Temp X'mitter Cal (LP-T 3522/4B) | Egron B After Cooler Bed | A | 0190E006 | 2021-06-03 | 2010-08-20 | PHILAGANAN
| 36405 | 0190-MLK-PRO-EGB-ACOBED01 | PM03 | 301 | 1Y Temp X'mitter Cal (LP-T 3523/2B) | Egron B After Cooler Bed | A | 0190E006 | 2021-06-03 | 2010-08-20 | PHILAGANAN
| 36405 | 0190-MLK-PRO-EGB-ACOBED01 | PM03 | 301 | 1Y Temp Trans Cal (1B3-TE-03.22/01) | Egron B After Cooler Bed | A | 0190E006 | 2021-06-03 | 2014-09-08 | PHILAGANAN
| 36405 | 0190-MLK-PRO-EGB-ACOBED01 | PM03 | 301 | 1Y Temp Trans Cal (1B3-TE-03.22/02) | Egron B After Cooler Bed | A | 0190E006 | 2021-06-03 | 2014-09-08 | PHILAGANAN
| 36405 | 0190-MLK-PRO-EGB-ACOBED01 | PM03 | 301 | 1YR Temp Trans Cal (1B3-TE-06.08) | Egron B After Cooler Bed | A | 0190E006 | 2021-06-03 | 2014-09-08 | PHILAGANAN
| 36405 | 0190-MLK-PRO-EGB-ACOBED01 | PM03 | 301 | 52WKS Temp Trans Cal (1B3-TE-08.15/02) | Egron B After Cooler Bed | A | 0190E006 | 2021-06-03 | 2014-09-08 | PHILAGANAN
| 59867 | 0190-MLK-PRO-EGB-ACOBED01-ATEXBTL2_3 | PM03 | 305 | 52WK Atex Suppression System Servicing B | ATEX Suppression Bottle No. 2.3 | B | 0190E006 | 2018-03-01 | 2011-10-11 | PHBASALEN
| 59867 | 0190-MLK-PRO-EGB-ACOBED01-ATEXBTL2_4 | PM03 | 305 | 52WKS Atex Suppression System Servicing | ATEX Suppression Bottle No. 2.4 | B | 0190E006 | 2018-03-01 | 2017-11-08 | PHBASALEN
| 36409 | 0190-MLK-PRO-EGB-ACOFAN01 | PM03 | 301 | 1YR Press Trans Calibration (PIT-95049) | Aftercooler Forced Fan 1B | A | 0190E006 | 2021-06-03 | 2012-12-12 | PHILAGANAN
| 36409 | 0190-MLK-PRO-EGB-ACOFAN01 | PM03 | 301 | 1YR Press Trans Calibration (PIT-95084) | Aftercooler Forced Fan 1B | A | 0190E006 | 2021-06-03 | 2012-12-12 | PHILAGANAN
| 36409 | 0190-MLK-PRO-EGB-ACOFAN01 | PM03 | 301 | 1YR Press Trans Calibration (PIT-95084) | Aftercooler Forced Fan 1B | A | 0190E006 | 2021-06-03 | 2012-12-13 | PHILAGANAN
| 36409 | 0190-MLK-PRO-EGB-ACOFAN02 | PM03 | 301 | 1YR Pressure Transmitter Cal (PIT 95003) | Aftercooler Forced Fan 2B | A | 0190E006 | 2021-06-03 | 2013-02-19 | PHILAGANAN
| 36409 | 0190-MLK-PRO-EGB-ADRBED01 | PM03 | 301 | 1YR PRESSURE X'MITTER CAL (LP-P 9504/1) | Egron B After Dryer Bed | A | 0190E006 | 2021-06-03 | 2010-08-18 | PHILAGANAN
| 36409 | 0190-MLK-PRO-EGB-ADRBED01 | PM03 | 301 | 1YR PRESSURE X'MITTER CAL (LP-P 9503) | Egron B After Dryer Bed | A | 0190E006 | 2021-06-03 | 2010-08-18 | PHILAGANAN
| 36409 | 0190-MLK-PRO-EGB-ADRBED01 | PM03 | 301 | 1YR PRESSURE X'MITTER CAL (LP-P 9504/2) | Egron B After Dryer Bed | A | 0190E006 | 2021-06-03 | 2010-08-18 | PHILAGANAN
| 36409 | 0190-MLK-PRO-EGB-ADRBED01 | PM03 | 301 | 1YR PRESSURE X'MITTER CAL (LP-P 9504/3) | Egron B After Dryer Bed | A | 0190E006 | 2021-06-03 | 2010-08-18 | PHILAGANAN
| 36405 | 0190-MLK-PRO-EGB-ADRBED01 | PM03 | 301 | 1Y Temp X'mitter Cal (LP-T 9518) | Egron B After Dryer Bed | A | 0190E006 | 2021-06-03 | 2010-08-20 | PHILAGANAN
| 36405 | 0190-MLK-PRO-EGB-ADRBED01 | PM03 | 301 | 1Y Temp X'mitter Cal (LP-T 9514) | Egron B After Dryer Bed | A | 0190E005 | 2021-06-03 | 2010-08-20 | PHILAGANAN
| 36405 | 0190-MLK-PRO-EGB-ADRBED01 | PM03 | 301 | 1Y Temp X'mitter Cal (LP-T 9515) | Egron B After Dryer Bed | A | 0190E006 | 2021-06-03 | 2010-08-20 | PHILAGANAN
| 36405 | 0190-MLK-PRO-EGB-ADRBED01 | PM03 | 301 | 1Y Temp X'mitter Cal (LP-T 9526) | Egron B After Dryer Bed | A | 0190E006 | 2021-06-03 | 2010-08-20 | PHILAGANAN
| 36405 | 0190-MLK-PRO-EGB-ADRBED01 | PM03 | 301 | 1Y Temp X'mitter Cal (LP-T 9516) | Egron B After Dryer Bed | A | 0190E006 | 2021-06-03 | 2010-08-20 | PHILAGANAN
| 36405 | 0190-MLK-PRO-EGB-ADRBED01 | PM03 | 301 | 1Y Temp X'mitter Cal (LP-T 3522/1B) | Egron B After Dryer Bed | A | 0190E006 | 2021-06-03 | 2010-08-20 | PHILAGANAN
| 36405 | 0190-MLK-PRO-EGB-ADRBED01 | PM03 | 301 | 1Y Temp X'mitter Cal (LP-T 3522/2B) | Egron B After Dryer Bed | A | 0190E006 | 2021-06-03 | 2010-08-20 | PHILAGANAN
| 36405 | 0190-MLK-PRO-EGB-ADRBED01 | PM03 | 301 | 1Y Temp X'mitter Cal (LP-T 3523/1B) | Egron B After Dryer Bed | A | 0190E006 | 2021-06-03 | 2010-08-20 | PHILAGANAN
| 36411 | 0190-MLK-PRO-EGB-ADRBED01 | PM03 | 301 | 1Y IP Converter X'mitter Cal (LP-T 9515) | Egron B After Dryer Bed | A | 0190E006 | 2021-06-03 | 2010-08-20 | PHILAGANAN
| 36411 | 0190-MLK-PRO-EGB-ADRBED01 | PM03 | 301 | 1Y IP Converter X'mitter Cal (TCV 9515) | Egron B After Dryer Bed | A | 0190E006 | 2021-06-03 | 2010-09-23 | PHILAGANAN
| 36405 | 0190-MLK-PRO-EGB-ADRBED01 | PM03 | 301 | 1YR Temp Control Valve (TCV 07.28B) | Egron B After Dryer Bed | A | 0190E006 | 2021-06-03 | 2012-11-16 | PHILAGANAN
| 36405 | 0190-MLK-PRO-EGB-ADRBED01 | PM03 | 301 | 1YR Temp Trans Cal (1B3-TE-02.19/01) | Egron B After Dryer Bed | A | 0190E006 | 2021-06-03 | 2014-09-06 | PHILAGANAN
| 36405 | 0190-MLK-PRO-EGB-ADRBED01 | PM03 | 301 | 1YR Temp Trans Cal (1B3-TE-02.19/02) | Egron B After Dryer Bed | A | 0190E006 | 2021-06-03 | 2014-09-06 | PHILAGANAN
| 36405 | 0190-MLK-PRO-EGB-ADRBED01 | PM03 | 301 | 1YR Temp Trans Cal (1B3-TE-08.14/01) | Egron B After Dryer Bed | A | 0190E006 | 2021-06-03 | 2014-09-08 | PHILAGANAN
| 36405 | 0190-MLK-PRO-EGB-ADRBED01 | PM03 | 301 | 1YR Temp Trans Cal (1B3-TE-08.14/02) | Egron B After Dryer Bed | A | 0190E006 | 2021-06-03 | 2014-09-08 | PHILAGANAN
| 36405 | 0190-MLK-PRO-EGB-ADRBED01 | PM03 | 301 | 1YR Temp Trans Cal (1B3-TE-08.15/01) | Egron B After Dryer Bed | A | 0190E006 | 2021-06-03 | 2014-09-08 | PHILAGANAN
| 59867 | 0190-MLK-PRO-EGB-ADRBED01-ATEXBTL2_1 | PM03 | 305 | 52WKS Atex Suppression System Servicing | ATEX Suppression Bottle No. 2.1 | B | 0190E006 | 2018-03-01 | 2017-11-08 | PHBASALEN
| 59867 | 0190-MLK-PRO-EGB-ADRBED01-ATEXBTL2_2 | PM03 | 305 | 52WKS Atex Suppression System Servicing | ATEX Suppression Bottle No. 2.2 | B | 0190E006 | 2018-03-01 | 2017-11-08 | PHBASALEN
| 36409 | 0190-MLK-PRO-EGB-ATXSUPSS01 | PM03 | 301 | 1YR Pressure Transmitter Cal (LB_PS 2.1) | ATEX Suppression Bottle Safety System B | A | 0190E006 | 2021-06-03 | 2012-12-07 | PHILAGANAN
| 36409 | 0190-MLK-PRO-EGB-ATXSUPSS01 | PM03 | 301 | 1YR Pressure Transmitter Cal (LB_PS 2.2) | ATEX Suppression Bottle Safety System B | A | 0190E006 | 2021-06-03 | 2012-12-07 | PHILAGANAN
| 36409 | 0190-MLK-PRO-EGB-ATXSUPSS01 | PM03 | 301 | 1YR Pressure Transmitter Cal (LB_PS 2.3) | ATEX Suppression Bottle Safety System B | A | 0190E006 | 2021-06-03 | 2012-12-07 | PHILAGANAN
| 36409 | 0190-MLK-PRO-EGB-ATXSUPSS01 | PM03 | 301 | 1YR Pressure Transmitter Cal (LB_PS 2.4) | ATEX Suppression Bottle Safety System B | A | 0190E006 | 2021-06-03 | 2012-12-07 | PHILAGANAN
| 36409 | 0190-MLK-PRO-EGB-ATXSUPSS01 | PM03 | 301 | 1YR Pressure Transmitter Cal (LB_PS 1.1) | ATEX Suppression Bottle Safety System B | A | 0190E006 | 2021-06-03 | 2012-12-07 | PHILAGANAN
| 36409 | 0190-MLK-PRO-EGB-ATXSUPSS01 | PM03 | 301 | 1YR Pressure Transmitter Cal (LB_PS 1.2) | ATEX Suppression Bottle Safety System B | A | 0190E006 | 2021-06-03 | 2012-12-07 | PHILAGANAN
| 36409 | 0190-MLK-PRO-EGB-ATXSUPSS01 | PM03 | 301 | 1YR Pressure Transmitter Cal (LB_PS 1.3) | ATEX Suppression Bottle Safety System B | A | 0190E006 | 2021-06-03 | 2012-12-07 | PHILAGANAN
| 36409 | 0190-MLK-PRO-EGB-ATXSUPSS01 | PM03 | 301 | 1YR Pressure Transmitter Cal (LB_PS 1.4) | ATEX Suppression Bottle Safety System B | A | 0190E006 | 2021-06-03 | 2012-12-07 | PHILAGANAN
| 36409 | 0190-MLK-PRO-EGB-ATXSUPSS01 | PM03 | 301 | 1YR Pressure Transmitter Cal (LB_PS 1.5) | ATEX Suppression Bottle Safety System B | A | 0190E006 | 2021-06-03 | 2012-12-07 | PHILAGANAN
| 36409 | 0190-MLK-PRO-EGB-ATXSUPSS01 | PM03 | 301 | 1YR Pressure Transmitter Cal (LB_PS 1.6) | ATEX Suppression Bottle Safety System B | A | 0190E006 | 2021-06-03 | 2012-12-07 | PHILAGANAN
| 36409 | 0190-MLK-PRO-EGB-ATXSUPSS01 | PM03 | 301 | 1YR Pressure Transmitter Cal (LB_PS 1.7) | ATEX Suppression Bottle Safety System B | A | 0190E006 | 2021-06-03 | 2012-12-07 | PHILAGANAN
| 36409 | 0190-MLK-PRO-EGB-ATXSUPSS01 | PM03 | 301 | 1YR Pressure Transmitter Cal (LB_PS 1.8) | ATEX Suppression Bottle Safety System B | A | 0190E006 | 2021-06-03 | 2012-12-07 | PHILAGANAN
| 36409 | 0190-MLK-PRO-EGB-ATXSUPSS01 | PM03 | 301 | 1YR Pressure Transmitter Cal (LB_PS 1.9) | ATEX Suppression Bottle Safety System B | A | 0190E006 | 2021-06-03 | 2012-12-07 | PHILAGANAN
| 36409 | 0190-MLK-PRO-EGB-ATXSUPSS01 | PM03 | 301 | 1YR Pressure Transmitter Cal (LB_PS 1.10 | ATEX Suppression Bottle Safety System B | A | 0190E006 | 2021-06-03 | 2012-12-07 | PHILAGANAN
| 36409 | 0190-MLK-PRO-EGB-ATXSUPSS01 | PM03 | 301 | 1YR Pressure Transmitter Cal (LB_PS 1.11 | ATEX Suppression Bottle Safety System B | A | 0190E006 | 2021-06-03 | 2012-12-07 | PHILAGANAN
| 36409 | 0190-MLK-PRO-EGB-ATXSUPSS01 | PM03 | 301 | 1YR Pressure Transmitter Cal (LB_PS 1.13 | ATEX Suppression Bottle Safety System B | A | 0190E006 | 2021-06-03 | 2012-12-07 | PHILAGANAN
| 36409 | 0190-MLK-PRO-EGB-ATXSUPSS01 | PM03 | 301 | 1YR Pressure Transmitter Cal (LB_PS 1.16 | ATEX Suppression Bottle Safety System B | A | 0190E006 | 2021-06-03 | 2012-12-07 | PHILAGANAN
| 36409 | 0190-MLK-PRO-EGB-ATXSUPSS01 | PM03 | 301 | 1YR Pressure Transmitter Cal (LB_PS 3.1) | ATEX Suppression Bottle Safety System B | A | 0190E006 | 2021-06-03 | 2012-12-07 | PHILAGANAN
| 36409 | 0190-MLK-PRO-EGB-ATXSUPSS01 | PM03 | 301 | 1YR Press Transmitter Cal (LB_PS 1.8) | ATEX Suppression Bottle Safety System B | A | 0190E006 | 2021-06-03 | 2012-12-12 | PHILAGANAN
| 36409 | 0190-MLK-PRO-EGB-BLWBCK01 | PM03 | 301 | 1Y PRESSURE X'MITTER CAL (PIT 95015) | Egron B Blowback Blower No 1 | A | 0190E006 | 2021-06-03 | 2013-03-01 | PHILAGANAN
| 403126 | 0190-MLK-PRO-EGB-BLWBCK01 | PM03 | 307 | 2WKS BV Actuator Functionality Check | Egron B Blowback Blower No 1 | A | 0190E006 | 2013-04-29 | 2013-04-18 | PHJACOLPA
| 403140 | 0190-MLK-PRO-EGB-BLWBCK01 | PM03 | 307 | 2MON Butt Valve Liner Check B | Egron B Blowback Blower No 1 | A | 0190E005 | 2013-05-25 | 2013-04-18 | PHJACOLPA
| 36405 | 0190-MLK-PRO-EGB-BLWBCK01 | PM03 | 301 | 1YR Temp Trans Cal (1B3-TE-10.22) | Egron B Blowback Blower No 1 | A | 0190E006 | 2021-06-03 | 2014-09-08 | PHILAGANAN
| 36409 | 0190-MLK-PRO-EGB-BLWBCK02 | PM03 | 301 | 1Y PRESSURE X'MITTER CAL (PIT 95014) | Egron B Blowback Blower No 2 | A | 0190E006 | 2021-06-03 | 2013-03-01 | PHILAGANAN
| 403126 | 0190-MLK-PRO-EGB-BLWBCK02 | PM03 | 307 | 2WKS BV Actuator Functionality Check | Egron B Blowback Blower No 2 | A | 0190E006 | 2013-04-29 | 2013-04-18 | PHJACOLPA
| 403140 | 0190-MLK-PRO-EGB-BLWBCK02 | PM03 | 307 | 2MON Butt Valve Liner Check B | Egron B Blowback Blower No 2 | A | 0190E005 | 2013-05-25 | 2013-04-18 | PHJACOLPA
| 36405 | 0190-MLK-PRO-EGB-BLWBCK02 | PM03 | 301 | 1YR Temp Trans Cal (1B3-TE-01.14) | Egron B Blowback Blower No 2 | A | 0190E006 | 2021-06-03 | 2014-09-06 | PHILAGANAN
| 36409 | 0190-MLK-PRO-EGB-CODSYS01 | PM03 | 301 | 1Y PRESSURE CALIBRATION LP-P 3531/1B | Egron B CO Safety System ATEX | A | 0190E006 | 2021-06-03 | 2009-02-14 | PHILAGANAN
| 36409 | 0190-MLK-PRO-EGB-COLFAN01 | PM03 | 301 | 1Y PRESSURE TRANSMITTER LP-P 9532 | Egron B Nozzle Cooling Fan | A | 0190E006 | 2021-06-03 | 2009-09-24 | PHILAGANAN
| 51662 | 0190-MLK-PRO-EGB-COLFAN01 | PM03 | 302 | 4WKS PdMS Vibration Check | Egron B Nozzle Cooling Fan | A | 0190E014 | 2012-08-13 | 2010-04-07 | PHJACOLPA
| 36409 | 0190-MLK-PRO-EGB-COLFAN01 | PM03 | 301 | 1YR PRESSURE X'MITTER CAL (LP-P 9532) | Egron B Nozzle Cooling Fan | A | 0190E006 | 2021-06-03 | 2010-08-18 | PHILAGANAN
| 36409 | 0190-MLK-PRO-EGB-COMMON | PM03 | 301 | 1Y PRESSURE X'MITTER CAL (LP-P 3531/1B) | Milks Egron B Facilities | C | 0190E006 | 2021-06-03 | 2010-08-18 | PHILAGANAN
| 36409 | 0190-MLK-PRO-EGB-COMMON | PM03 | 301 | 1YR Press Trans Calibration (PIT-95022) | Milks Egron B Facilities | C | 0190E006 | 2021-06-03 | 2012-12-12 | PHILAGANAN
| 36409 | 0190-MLK-PRO-EGB-COMMON | PM03 | 301 | 1YR Press Trans Cal (1B3-PT-13.04) | Milks Egron B Facilities | C | 0190E006 | 2021-06-03 | 2012-12-13 | PHILAGANAN
| 36409 | 0190-MLK-PRO-EGB-COMMON | PM03 | 301 | 1Y PRESSURE X'MITTER CAL (PIT 95018) | Milks Egron B Facilities | C | 0190E006 | 2021-06-03 | 2013-03-01 | PHILAGANAN
| 36410 | 0190-MLK-PRO-EGB-COMMON | PM03 | 301 | 1 YR RH & Temp Trans Cal (MIT 95029) | Milks Egron B Facilities | C | 0190E006 | 2021-06-03 | 2013-05-10 | PHILAGANAN
| 36409 | 0190-MLK-PRO-EGB-COMMON | PM03 | 301 | 52WKS Press Trans Cal (1B3-PT-13.05) | Milks Egron B Facilities | C | 0190E006 | 2021-06-03 | 2014-01-22 | PHILAGANAN
| 36411 | 0190-MLK-PRO-EGB-COMMON | PM03 | 301 | 1YR IP Converter Cal (1D6-CV-05.16C) | Milks Egron B Facilities | C | 0190E006 | 2021-06-03 | 2014-09-03 | PHILAGANAN
| 36411 | 0190-MLK-PRO-EGB-COMMON | PM03 | 301 | 1YR IP Converter Cal (1D6-CV-07.19B) | Milks Egron B Facilities | C | 0190E006 | 2021-06-03 | 2014-09-03 | PHILAGANAN
| 407764 | 0190-MLK-PRO-EGB-COMMON | PM03 | 301 | 52WKS Pressure Gauge Cal (1B3-PG-123) | Milks Egron B Facilities | C | 0190E006 | 2021-06-03 | 2014-09-06 | PHILAGANAN
| 407764 | 0190-MLK-PRO-EGB-COMMON | PM03 | 301 | 52WKS Pressure Gauge Cal (1B3-PG-124) | Milks Egron B Facilities | C | 0190E006 | 2021-06-03 | 2014-09-06 | PHILAGANAN
| 407764 | 0190-MLK-PRO-EGB-COMMON | PM03 | 301 | 52WKS Pressure Gauge Cal (1B3-PG-127) | Milks Egron B Facilities | C | 0190E006 | 2021-06-03 | 2014-09-06 | PHILAGANAN
| 36402 | 0190-MLK-PRO-EGB-DFPIPE01 | PM03 | 301 | 1YR Weight Transmitter Cal (LP-W 9571) | DF Milk Powder Transport Pipes Egron B | B | 0190E006 | 2021-06-03 | 2009-10-17 | PHILAGANAN
| 51346 | 0190-MLK-PRO-EGB-DFPIPE01 | PM03 | 301 | 1YR Weight Transmitter Cal (LP-W 9572) | DF Milk Powder Transport Pipes Egron B | B | 0190E006 | 2021-06-03 | 2010-08-20 | PHILAGANAN
| 51346 | 0190-MLK-PRO-EGB-DFPIPE01 | PM03 | 301 | 1YR Weight Transmitter Cal (LP-W 9573) | DF Milk Powder Transport Pipes Egron B | B | 0190E006 | 2021-06-03 | 2010-08-20 | PHILAGANAN
| 51346 | 0190-MLK-PRO-EGB-DFPIPE01 | PM03 | 301 | 1YR Weight Transmitter Cal (LP-W 9574) | DF Milk Powder Transport Pipes Egron B | B | 0190E006 | 2021-06-03 | 2010-08-20 | PHILAGANAN
| 51346 | 0190-MLK-PRO-EGB-DFPIPE01 | PM03 | 301 | 1YR Weight Transmitter Cal (LP-W 9575) | DF Milk Powder Transport Pipes Egron B | B | 0190E006 | 2021-06-03 | 2010-08-20 | PHILAGANAN
| 51346 | 0190-MLK-PRO-EGB-DFPIPE01 | PM03 | 301 | 1YR Weight Transmitter Cal (LP-W 9576) | DF Milk Powder Transport Pipes Egron B | B | 0190E006 | 2021-06-03 | 2010-08-20 | PHILAGANAN
| 36410 | 0190-MLK-PRO-EGB-DHUMID03 | PM03 | 301 | 1YR %RH Transmitter Cal (MIT-95005) | Egron B Dehumidifier No 3 | A | 0190E006 | 2021-06-03 | 2013-02-19 | PHILAGANAN
| 36410 | 0190-MLK-PRO-EGB-DHUMID04 | PM03 | 301 | 1YR %RH Transmitter Cal (AIT 07.53/01B) | Egron B Dehumidifier No 4 | B | 0190E006 | 2021-06-03 | 2013-02-19 | PHILAGANAN
| 36405 | 0190-MLK-PRO-EGB-DHUMID04 | PM03 | 301 | 1YR Temp Trans Cal (1B3-TE-07.03) | Egron B Dehumidifier No 4 | B | 0190E006 | 2021-06-03 | 2014-09-08 | PHILAGANAN
| 45377 | 0190-MLK-PRO-EGB-DRPCHT01 | PM03 | 307 | 6 MON Diverter Valve Nucon Drop Chute B | Egron B Drop Chute | B | 0190E005 | 2011-05-02 | 2009-10-01 | PHJACOLPA
| 43175 | 0190-MLK-PRO-EGB-DRPCHT01 | PM03 | 305 | 6 MON Servicing Valves Drop chute B | Egron B Drop Chute | B | 0190E005 | 2010-02-15 | 2009-10-01 | PHDUENASMA
| 39912 | 0190-MLK-PRO-EGB-DRPCHT01 | PM03 | 305 | 4MON Solimar Valve Replacement B | Egron B Drop Chute | B | 0190E006 | 2011-06-07 | 2010-02-15 | PHJACOLPA
| 60166 | 0190-MLK-PRO-EGB-DRPCHT01 | PM03 | 307 | 2MON Pneu Actuator& Solenoid Valve Check | Egron B Drop Chute | B | 0190E006 | 2012-02-18 | 2010-11-22 | PHJACOLPA
| 402518 | 0190-MLK-PRO-EGB-DRPCHT01 | PM03 | 307 | 1MON Butt Valve Liner Check B (V21) | Egron B Drop Chute | B | 0190E005 | 2013-06-04 | 2013-04-03 | PHJACOLPA
| 403126 | 0190-MLK-PRO-EGB-DRPCHT01 | PM03 | 307 | 2WKS BV Actuator Check (Inlet) | Egron B Drop Chute | B | 0190E006 | 2013-06-04 | 2013-04-18 | PHJACOLPA
| 403126 | 0190-MLK-PRO-EGB-DRPCHT01 | PM03 | 307 | 2WKS BV Actuator Check (Outlet) | Egron B Drop Chute | B | 0190E006 | 2013-06-04 | 2013-04-18 | PHJACOLPA
| 403126 | 0190-MLK-PRO-EGB-DRPCHT01 | PM03 | 305 | 12WK Actuator Assembly Replacemen (Vent) | Egron B Drop Chute | B | 0190E006 | 2021-02-18 | 2013-04-18 | PHBASALEN
| 403126 | 0190-MLK-PRO-EGB-DRPCHT01 | PM03 | 305 | 12WK Actuator Assembly Replaceme (Inlet) | Egron B Drop Chute | B | 0190E006 | 2021-02-18 | 2013-06-04 | PHBASALEN
| 403126 | 0190-MLK-PRO-EGB-DRPCHT01 | PM03 | 305 | 12WK Actuator Assembly Replacem (Outlet) | Egron B Drop Chute | B | 0190E006 | 2021-02-18 | 2013-06-04 | PHBASALEN
| 36409 | 0190-MLK-PRO-EGB-DSTHED01 | PM03 | 301 | 1Y PRESSURE CALIBRATION LP-P 3562B | Egron B Pneumatic Distribution | A | 0190E006 | 2021-06-03 | 2009-02-14 | PHILAGANAN
| 36405 | 0190-MLK-PRO-EGB-EGRTWR01 | PM03 | 301 | 1Y Temperature Calibration LP-T 9506 | Egron B Tower | A | 0190E006 | 2021-06-03 | 2009-02-14 | PHILAGANAN
| 36409 | 0190-MLK-PRO-EGB-EGRTWR01 | PM03 | 301 | 1Y PRESSURE CALIBRATION LP-P 9507 | Egron B Tower | A | 0190E006 | 2021-06-03 | 2009-02-14 | PHILAGANAN
| 36405 | 0190-MLK-PRO-EGB-EGRTWR01 | PM03 | 301 | 1Y Temperature X'mitter Cal (LP-T 9506) | Egron B Tower | A | 0190E005 | 2021-06-03 | 2010-06-11 | PHILAGANAN
| 36409 | 0190-MLK-PRO-EGB-EGRTWR01 | PM03 | 301 | 1YR PRESSURE X'MITTER CAL (LP-P 9507) | Egron B Tower | A | 0190E006 | 2021-06-03 | 2010-08-18 | PHILAGANAN
| 36409 | 0190-MLK-PRO-EGB-EGRTWR01 | PM03 | 301 | 1YR PRESSURE X'MITTER CAL (LP-P 3532/2B) | Egron B Tower | A | 0190E006 | 2021-06-03 | 2010-08-18 | PHILAGANAN
| 36405 | 0190-MLK-PRO-EGB-EGRTWR01 | PM03 | 301 | 1Y Temp X'mitter Cal (LP-T 9506) | Egron B Tower | A | 0190E006 | 2021-06-03 | 2010-08-20 | PHILAGANAN
| 36405 | 0190-MLK-PRO-EGB-EGRTWR01 | PM03 | 301 | 1Y Temp X'mitter Cal (LP-T 9527) | Egron B Tower | A | 0190E006 | 2021-06-03 | 2010-08-20 | PHILAGANAN
| 52070 | 0190-MLK-PRO-EGB-EGRTWR01 | PM03 | 307 | 1MON KD Functionality Check B | Egron B Tower | A | 0190E006 | 2010-11-05 | 2010-10-11 | PHJACOLPA
| 52070 | 0190-MLK-PRO-EGB-EGRTWR01 | PM03 | 307 | 4WKS KD Functionality Check B | Egron B Tower | A | 0190E006 | 2015-06-02 | 2012-03-14 | PHJACOLPA
| 36405 | 0190-MLK-PRO-EGB-EGRTWR01 | PM03 | 301 | 1YR Temp Trans Cal (1B3-TE-01.28) | Egron B Tower | A | 0190E006 | 2021-06-03 | 2014-09-06 | PHILAGANAN
| 36405 | 0190-MLK-PRO-EGB-EGRTWR01 | PM03 | 301 | 1YR Temp Trans Cal (1B3-TE-10.25) | Egron B Tower | A | 0190E006 | 2021-06-03 | 2014-09-08 | PHILAGANAN
| 59867 | 0190-MLK-PRO-EGB-EGRTWR01-ATEXBTL1_1 | PM03 | 305 | 52WKS Atex Suppression System Servicing | ATEX Suppression Bottle No. 1.1 | B | 0190E006 | 2018-03-01 | 2017-11-08 | PHBASALEN
| 59867 | 0190-MLK-PRO-EGB-EGRTWR01-ATEXBTL1_10 | PM03 | 305 | 52WKS Atex Suppression System Servicing | ATEX Suppression Bottle No. 1.10 | B | 0190E006 | 2018-03-01 | 2017-11-08 | PHBASALEN
| 59867 | 0190-MLK-PRO-EGB-EGRTWR01-ATEXBTL1_11 | PM03 | 305 | 52WKS Atex Suppression System Servicing | ATEX Suppression Bottle No. 1.11 | B | 0190E006 | 2018-03-01 | 2017-11-08 | PHBASALEN
| 59867 | 0190-MLK-PRO-EGB-EGRTWR01-ATEXBTL1_12 | PM03 | 305 | 52WKS Atex Suppression System Servicing | ATEX Suppression Bottle No. 1.12 | B | 0190E006 | 2018-03-01 | 2017-11-08 | PHBASALEN
| 59867 | 0190-MLK-PRO-EGB-EGRTWR01-ATEXBTL1_2 | PM03 | 305 | 52WKS Atex Suppression System Servicing | ATEX Suppression Bottle No. 1.2 | B | 0190E006 | 2018-03-01 | 2017-11-08 | PHBASALEN
| 59867 | 0190-MLK-PRO-EGB-EGRTWR01-ATEXBTL1_3 | PM03 | 305 | 52WKS Atex Suppression System Servicing | ATEX Suppression Bottle No. 1.3 | B | 0190E006 | 2018-03-01 | 2017-11-08 | PHBASALEN
| 59867 | 0190-MLK-PRO-EGB-EGRTWR01-ATEXBTL1_4 | PM03 | 305 | 52WKS Atex Suppression System Servicing | ATEX Suppression Bottle No. 1.4 | B | 0190E006 | 2018-03-01 | 2017-11-08 | PHBASALEN
| 59867 | 0190-MLK-PRO-EGB-EGRTWR01-ATEXBTL1_5 | PM03 | 305 | 52WKS Atex Suppression System Servicing | ATEX Suppression Bottle No. 1.5 | B | 0190E006 | 2018-03-01 | 2017-11-08 | PHBASALEN
| 59867 | 0190-MLK-PRO-EGB-EGRTWR01-ATEXBTL1_6 | PM03 | 305 | 52WKS Atex Suppression System Servicing | ATEX Suppression Bottle No. 1.6 | B | 0190E006 | 2018-03-01 | 2017-11-08 | PHBASALEN
| 59867 | 0190-MLK-PRO-EGB-EGRTWR01-ATEXBTL1_7 | PM03 | 305 | 52WKS Atex Suppression System Servicing | ATEX Suppression Bottle No. 1.7 | B | 0190E006 | 2018-03-01 | 2017-11-08 | PHBASALEN
| 59867 | 0190-MLK-PRO-EGB-EGRTWR01-ATEXBTL1_8 | PM03 | 305 | 52WKS Atex Suppression System Servicing | ATEX Suppression Bottle No. 1.8 | B | 0190E006 | 2018-03-01 | 2017-11-08 | PHBASALEN
| 59867 | 0190-MLK-PRO-EGB-EGRTWR01-ATEXBTL1_9 | PM03 | 305 | 52WKS Atex Suppression System Servicing | ATEX Suppression Bottle No. 1.9 | B | 0190E006 | 2018-03-01 | 2017-11-08 | PHBASALEN
| 29633 | 0190-MLK-PRO-EGB-ELEVAT01 | PM03 | 303 | 1Y Change Oil Egron B Elevator Gearboxes | Egron B Transport Elevator | C | 0190E005 | 2011-01-18 | 2008-06-09 | PHJACOLPA
| 49452 | 0190-MLK-PRO-EGB-ELEVAT01 | PM03 | 302 | 2WK PDMS Vibration Check | Egron B Transport Elevator | C | 0190E005 | 2011-02-20 | 2010-07-26 | PHJACOLPA
| 36405 | 0190-MLK-PRO-EGB-EXHFAN01 | PM03 | 301 | 1Y Temperature Calibration LP-T 9527 | Egron B Exhaust Fan No 1 | A | 0190E006 | 2021-06-03 | 2009-09-24 | PHILAGANAN
| 36405 | 0190-MLK-PRO-EGB-EXHFAN01 | PM03 | 301 | 1Y Temperature Calibration LP-T 3524/1B | Egron B Exhaust Fan No 1 | A | 0190E006 | 2021-06-03 | 2009-10-29 | PHILAGANAN
| 36405 | 0190-MLK-PRO-EGB-EXHFAN01 | PM03 | 301 | 1Y Temp X'mitter Cal (LP-T 3524/1B) | Egron B Exhaust Fan No 1 | A | 0190E006 | 2021-06-03 | 2010-08-20 | PHILAGANAN
| 68775 | 0190-MLK-PRO-EGB-EXHFAN01 | PM03 | 307 | 1MON Cleaning of Impeller B | Egron B Exhaust Fan No 1 | A | 0190E005 | 2013-07-20 | 2012-09-27 | PHJACOLPA
| 68776 | 0190-MLK-PRO-EGB-EXHFAN01 | PM03 | 305 | 6MON Cleaning of Impeller B | Egron B Exhaust Fan No 1 | A | 0190E020 | 2013-03-22 | 2012-09-27 | PHJACOLPA
| 68776 | 0190-MLK-PRO-EGB-EXHFAN01 | PM03 | 307 | 1MON Cleaning of Impeller B | Egron B Exhaust Fan No 1 | A | 0190E020 | 2015-04-08 | 2013-03-22 | PHJACOLPA
| 68775 | 0190-MLK-PRO-EGB-EXHFAN01 | PM03 | 307 | 1MON Cleaning of Impeller B | Egron B Exhaust Fan No 1 | A | 0190E005 | 2013-08-20 | 2013-07-20 | PHJACOLPA
| 36405 | 0190-MLK-PRO-EGB-EXHFAN01 | PM03 | 301 | 1YR Temp Trans Cal (1B3-TE-10.15) | Egron B Exhaust Fan No 1 | A | 0190E006 | 2021-06-03 | 2014-09-08 | PHILAGANAN
| 36405 | 0190-MLK-PRO-EGB-EXHFAN02 | PM03 | 301 | 1Y Temperature Calibration LP-T 3524/2B | Egron B Exhaust Fan No 2 | B | 0190E006 | 2021-06-03 | 2009-10-29 | PHILAGANAN
| 36405 | 0190-MLK-PRO-EGB-EXHFAN02 | PM03 | 301 | 1Y Temp X'mitter Cal (LP-T 3524/2B) | Egron B Exhaust Fan No 2 | B | 0190E006 | 2021-06-03 | 2010-08-20 | PHILAGANAN
| 36405 | 0190-MLK-PRO-EGB-EXHFAN02 | PM03 | 301 | 1Y Temp X'mitter Cal (LP-T 3524/2B) | Egron B Exhaust Fan No 2 | B | 0190E005 | 2021-06-03 | 2010-09-04 | PHILAGANAN
| 68775 | 0190-MLK-PRO-EGB-EXHFAN02 | PM03 | 307 | 1MON Cleaning of Impeller B | Egron B Exhaust Fan No 2 | B | 0190E005 | 2013-08-20 | 2012-09-27 | PHJACOLPA
| 68776 | 0190-MLK-PRO-EGB-EXHFAN02 | PM03 | 305 | 6MON Cleaning of Impeller B | Egron B Exhaust Fan No 2 | B | 0190E020 | 2013-03-22 | 2012-09-27 | PHJACOLPA
| 68776 | 0190-MLK-PRO-EGB-EXHFAN02 | PM03 | 307 | 1MON Cleaning of Impeller B | Egron B Exhaust Fan No 2 | B | 0190E020 | 2015-04-08 | 2013-03-22 | PHJACOLPA
| 36405 | 0190-MLK-PRO-EGB-EXHFAN03 | PM03 | 301 | 1Y Temperature Calibration LP-T 9516 | Egron B AD/AC Fine Separator Exh Fan | A | 0190E006 | 2021-06-03 | 2009-02-14 | PHILAGANAN
| 36405 | 0190-MLK-PRO-EGB-EXHFAN03 | PM03 | 301 | 1Y Temperature Calibration LP-T 9517 | Egron B AD/AC Fine Separator Exh Fan | A | 0190E006 | 2021-06-03 | 2009-02-14 | PHILAGANAN
| 36405 | 0190-MLK-PRO-EGB-EXHFAN03 | PM03 | 301 | 1Y Temperature Calibration LP-T 3523/1B | Egron B AD/AC Fine Separator Exh Fan | A | 0190E006 | 2021-06-03 | 2009-10-29 | PHILAGANAN
| 36405 | 0190-MLK-PRO-EGB-EXHFAN03 | PM03 | 301 | 1Y Temperature Calibration LP-T 3523/2B | Egron B AD/AC Fine Separator Exh Fan | A | 0190E006 | 2021-06-03 | 2009-10-29 | PHILAGANAN
| 36405 | 0190-MLK-PRO-EGB-EXHFAN03 | PM03 | 301 | 1YR Temp Trans Calibration (TT-95023) | Egron B AD/AC Fine Separator Exh Fan | A | 0190E006 | 2021-06-03 | 2012-12-10 | PHILAGANAN
| 36405 | 0190-MLK-PRO-EGB-EXHFAN03 | PM03 | 301 | 1YR Temp Trans Calibration (TT-95023) | Egron B AD/AC Fine Separator Exh Fan | A | 0190E006 | 2021-06-03 | 2012-12-13 | PHILAGANAN
| 36405 | 0190-MLK-PRO-EGB-EXHFAN03 | PM03 | 301 | 1YR Temp Trans Calibration (TT-95023) | Egron B AD/AC Fine Separator Exh Fan | A | 0190E006 | 2021-06-03 | 2012-12-12 | PHILAGANAN
| 36406 | 0190-MLK-PRO-EGB-EXHFAN03 | PM03 | 301 | 1YR FLOWMETER CAL (1B3-FIT-08.11) | Egron B AD/AC Fine Separator Exh Fan | A | 0190E006 | 2021-06-03 | 2012-12-12 | PHILAGANAN
| 36405 | 0190-MLK-PRO-EGB-EXHFAN03 | PM03 | 301 | 1YR Temp Trans Calibration (TT-95023) | Egron B AD/AC Fine Separator Exh Fan | A | 0190E006 | 2021-06-03 | 2012-12-12 | PHILAGANAN
| 43175 | 0190-MLK-PRO-EGB-FDPSYS01 | PM03 | 305 | 6 MON Servicing of Pulse Dense Phase B | Fines Dense Phase System B | B | 0190E005 | 2010-02-15 | 2009-07-22 | PHDUENASMA
| 39912 | 0190-MLK-PRO-EGB-FDPSYS01 | PM03 | 307 | 3M Check-up Solimars Fluidiser Valves B | Fines Dense Phase System B | B | 0190E006 | 2010-02-15 | 2009-09-04 | PHDUENASMA
| 402518 | 0190-MLK-PRO-EGB-FDPSYS01 | PM03 | 307 | 1MON Butt Valve Liner Check B | Fines Dense Phase System B | B | 0190E005 | 2013-08-27 | 2013-04-03 | PHJACOLPA
| 403126 | 0190-MLK-PRO-EGB-FDPSYS01 | PM03 | 305 | 12WK Actuator Assembly Replacem (Outlet) | Fines Dense Phase System B | B | 0190E006 | 2021-02-18 | 2013-04-18 | PHBASALEN
| 45378 | 0190-MLK-PRO-EGB-FINHPR01 | PM03 | 307 | 6 Mon Hopper/Silo/Cone AD/AC Fines B | Egron B AD/AC Fine Pwdr Separtor Hopper | B | 0190E005 | 2011-01-21 | 2009-10-01 | PHJACOLPA
| 45378 | 0190-MLK-PRO-EGB-FINHPR01 | PM03 | 307 | 6MON Cone/Hopper/Silo check B | Egron B AD/AC Fine Pwdr Separtor Hopper | B | 0190E005 | 2011-12-23 | 2011-01-21 | PHJACOLPA
| 59867 | 0190-MLK-PRO-EGB-FINHPR01-ATEXBTL3_1 | PM03 | 305 | 52WKS Atex Suppression System Servicing | ATEX Suppression Bottle No. 3.1 | B | 0190E006 | 2018-03-01 | 2017-11-08 | PHBASALEN
| 59867 | 0190-MLK-PRO-EGB-FINHPR01-ATEXBTL3_2 | PM03 | 305 | 52WKS Atex Suppression System Servicing | ATEX Suppression Bottle No. 3.2 | B | 0190E006 | 2018-03-01 | 2017-11-08 | PHBASALEN
| 36405 | 0190-MLK-PRO-EGB-HETCAB01 | PM03 | 301 | 1Y Temperature Calibration LP-T 9514 | Egron B Ad Heating Cabinet No. 1 | A | 0190E006 | 2021-06-03 | 2009-02-14 | PHILAGANAN
| 36411 | 0190-MLK-PRO-EGB-HETCAB01 | PM03 | 301 | 1Y I/P CONVERTE CALIBRATION LP-T 9514 | Egron B Ad Heating Cabinet No. 1 | A | 0190E006 | 2021-06-03 | 2009-09-24 | PHILAGANAN
| 36409 | 0190-MLK-PRO-EGB-HETCAB01 | PM03 | 301 | 0190-1Y PRESSURE TRANSMITTER LP-P 9503 | Egron B Ad Heating Cabinet No. 1 | A | 0190E006 | 2021-06-03 | 2009-09-24 | PHILAGANAN
| 36409 | 0190-MLK-PRO-EGB-HETCAB01 | PM03 | 301 | 0190-1Y PRESSURE TRANSMITTER CALIBRATION | Egron B Ad Heating Cabinet No. 1 | A | 0190E006 | 2021-06-03 | 2009-09-24 | PHILAGANAN
| 29633 | 0190-MLK-PRO-EGB-IRODOS01 | PM03 | 303 | 1Y Change Oil Iron Dosing B G. Box | Iron Dosing Hopper Homo/Screwfeeder B | A | 0190E005 | 2011-03-28 | 2008-06-09 | PHJACOLPA
| 44160 | 0190-MLK-PRO-EGB-IRODOS02 | PM03 | 307 | 12WKS Screwffeder Check Iron B | Iron Dosing LIW Homo/Screwfeeder B | A | 0190E005 | 2015-07-21 | 2009-09-04 | PHJACOLPA
| 29632 | 0190-MLK-PRO-EGB-IRODOS02 | PM03 | 303 | 1YR Screw Feeder Gearbox Change Oil | Iron Dosing LIW Homo/Screwfeeder B | A | 0190E005 | 2013-11-26 | 2011-03-28 | PHJACOLPA
| 29633 | 0190-MLK-PRO-EGB-LECPMP02 | PM03 | 303 | 1Y Change Oil Lecithin Pump B2 G.Box | Egron B Lecithin Pump No. 2 | A | 0190E005 | 2013-12-19 | 2008-06-09 | PHJACOLPA
| 36405 | 0190-MLK-PRO-EGB-LHPSYS01 | PM03 | 301 | 1YR Temp Transmitter Cal (LP-T 9500) | Egron B LHPN System | A | 0190E006 | 2021-06-03 | 2011-06-29 | PHILAGANAN
| 36405 | 0190-MLK-PRO-EGB-LHPSYS01 | PM03 | 301 | 1YR Temp Trans Calibration (LP-T 9500) | Egron B LHPN System | A | 0190E006 | 2021-06-03 | 2012-12-13 | PHILAGANAN
| 36409 | 0190-MLK-PRO-EGB-LHPSYS01 | PM03 | 301 | 1YR Press Trans Calibration (PIT-95090) | Egron B LHPN System | A | 0190E006 | 2021-06-03 | 2012-12-12 | PHILAGANAN
| 36409 | 0190-MLK-PRO-EGB-LHPSYS01 | PM03 | 301 | 1YR Press Trans Calibration (PIT-95090) | Egron B LHPN System | A | 0190E006 | 2021-06-03 | 2012-12-12 | PHILAGANAN
| 36405 | 0190-MLK-PRO-EGB-LHPSYS01 | PM03 | 301 | 1YR Temp Trans Calibration (LP-T 9500) | Egron B LHPN System | A | 0190E006 | 2021-06-03 | 2012-12-12 | PHILAGANAN
| 36405 | 0190-MLK-PRO-EGB-LHPSYS01 | PM03 | 301 | 1YR Temp Trans Calibration (LP-T 9500) | Egron B LHPN System | A | 0190E006 | 2021-06-03 | 2012-12-12 | PHILAGANAN
| 36409 | 0190-MLK-PRO-EGB-LHPSYS01 | PM03 | 301 | 1YR Press Trans Cal (PIT 01.38/02B) | Egron B LHPN System | A | 0190E006 | 2021-06-03 | 2012-12-13 | PHILAGANAN
| 403158 | 0190-MLK-PRO-EGB-LHPSYS01 | PM03 | 301 | 6MON Temp Trans Cal (1B3-TE-01.27) | Egron B LHPN System | A | 0190E006 | 2021-06-03 | 2014-09-06 | PHILAGANAN
| 50867 | 0190-MLK-PRO-EGB-LHPSYS04 | PM03 | 307 | 13WKS LHPN ACTUATOR 03 | SNF B LHPN No. 3 | A | 0190E006 | 2019-01-18 | 2011-01-24 | PHBASALEN
| 50868 | 0190-MLK-PRO-EGB-LHPSYS04 | PM03 | 307 | 13WKS LHPN VALVE 03 | SNF B LHPN No. 3 | A | 0190E005 | 2019-01-03 | 2011-01-24 | PHBASALEN
| 60739 | 0190-MLK-PRO-EGB-LHPSYS04 | PM03 | 305 | 13WKS Quick Connect Servicing -03 | SNF B LHPN No. 3 | A | 0190E005 | 2019-01-03 | 2011-11-30 | PHBASALEN
| 50867 | 0190-MLK-PRO-EGB-LHPSYS07 | PM03 | 307 | 13WKS LHPN ACTUATOR CHECK B | 3L B LHPN No. 3 | A | 0190E006 | 2019-01-18 | 2011-01-24 | PHBASALEN
| 50868 | 0190-MLK-PRO-EGB-LHPSYS07 | PM03 | 307 | 13WKS LHPN VALVE CHECK B | 3L B LHPN No. 3 | A | 0190E005 | 2019-01-03 | 2011-01-24 | PHBASALEN
| 60739 | 0190-MLK-PRO-EGB-LHPSYS07 | PM03 | 305 | 13WKS Quick Connect Servicing -03 | 3L B LHPN No. 3 | A | 0190E005 | 2019-01-03 | 2011-11-30 | PHBASALEN
| 36402 | 0190-MLK-PRO-EGB-LIWHPR01 | PM03 | 301 | 3M Weight Transmitter (LP-W 9523) | Egron B MSK Dosing Liw Hopper 1 | C | 0190E006 | 2021-06-03 | 2009-02-04 | PHILAGANAN
| 36402 | 0190-MLK-PRO-EGB-LIWHPR02 | PM03 | 301 | 3M Weight Transmitter (LP-W 9524) | Egron B MSK Dosing Liw Hopper 2 | C | 0190E006 | 2021-06-03 | 2009-02-04 | PHILAGANAN
| 36402 | 0190-MLK-PRO-EGB-LIWHPR02 | PM03 | 301 | 3MON Weight Transmitter Cal (LP-W 9524) | Egron B MSK Dosing Liw Hopper 2 | C | 0190E006 | 2021-06-03 | 2009-02-14 | PHILAGANAN
| 407764 | 0190-MLK-PRO-EGB-LIWHPR02 | PM03 | 301 | 52WKS Pressure Gauge Cal (1B3-PG-042) | Egron B MSK Dosing Liw Hopper 2 | C | 0190E006 | 2021-06-03 | 2014-09-06 | PHILAGANAN
| 34294 | 0190-MLK-PRO-EGB-LWPNL01 | PM03 | 307 | 3MON CBM Monitoring-Thermography/PDMS | MCC Panel Loss-In-Weight Egron B | A | 0190E006 | 2010-09-28 | 2010-08-17 | PHJACOLPA
| 34294 | 0190-MLK-PRO-EGB-MCCPNL01 | PM03 | 307 | 3MON CBM Monitoring-Thermography/PDMS | MCC Spray Drying B | A | 0190E006 | 2010-09-28 | 2010-08-17 | PHJACOLPA
| 36405 | 0190-MLK-PRO-EGB-MSKBLW03 | PM03 | 301 | 1YR Temp Trans Calibration (TT-95085) | Egron B MSK Dosing Blower No. 1 | A | 0190E006 | 2021-06-03 | 2012-12-13 | PHILAGANAN
| 36405 | 0190-MLK-PRO-EGB-MSKBLW03 | PM03 | 301 | 1YR Temp Trans Calibration (TT-95085) | Egron B MSK Dosing Blower No. 1 | A | 0190E006 | 2021-06-03 | 2012-12-12 | PHILAGANAN
| 403126 | 0190-MLK-PRO-EGB-MSKBLW03 | PM03 | 307 | 2WKS BV Actuator Functionality Check | Egron B MSK Dosing Blower No. 1 | A | 0190E006 | 2013-04-29 | 2013-04-18 | PHJACOLPA
| 403140 | 0190-MLK-PRO-EGB-MSKBLW03 | PM03 | 307 | 2MON Butt Valve Liner Check B | Egron B MSK Dosing Blower No. 1 | A | 0190E005 | 2013-05-25 | 2013-04-18 | PHJACOLPA
| 36405 | 0190-MLK-PRO-EGB-MSKBLW03 | PM03 | 301 | 1YR Temp Trans Cal (1B3-TE-01.34) | Egron B MSK Dosing Blower No. 1 | A | 0190E006 | 2021-06-03 | 2014-09-06 | PHILAGANAN
| 403126 | 0190-MLK-PRO-EGB-MSKBLW04 | PM03 | 307 | 2WKS BV Actuator Functionality Check | Egron B MSK Dosing Blower No. 2 | A | 0190E006 | 2013-04-29 | 2013-04-18 | PHJACOLPA
| 403140 | 0190-MLK-PRO-EGB-MSKBLW04 | PM03 | 307 | 2MON Butt Valve Liner Check B | Egron B MSK Dosing Blower No. 2 | A | 0190E005 | 2013-05-25 | 2013-04-18 | PHJACOLPA
| 36405 | 0190-MLK-PRO-EGB-MSKBLW04 | PM03 | 301 | 1Y Temp Trans Cal (1B3-TE-04.21) | Egron B MSK Dosing Blower No. 2 | A | 0190E006 | 2021-06-03 | 2014-09-08 | PHILAGANAN
| 43175 | 0190-MLK-PRO-EGB-MSKSLO01 | PM03 | 305 | 6 MON Servicing Valves MSK Silo B1 | Egron B MSK Silo No 1 | C | 0190E005 | 2010-02-15 | 2009-10-01 | PHDUENASMA
| 45378 | 0190-MLK-PRO-EGB-MSKSLO01 | PM03 | 307 | 6 Mon Hopper/Silo/Cone MSK Silo B1 | Egron B MSK Silo No 1 | C | 0190E005 | 2011-01-21 | 2009-10-01 | PHJACOLPA
| 36402 | 0190-MLK-PRO-EGB-MSKSLO01 | PM03 | 301 | 3M Weight Transmitter MSK Silo LP-W9577 | Egron B MSK Silo No 1 | C | 0190E006 | 2021-06-03 | 2009-11-04 | PHILAGANAN
| 51346 | 0190-MLK-PRO-EGB-MSKSLO01 | PM03 | 301 | 1YR Weight Transmitter Cal (LP-W 9577) | Egron B MSK Silo No 1 | C | 0190E006 | 2021-06-03 | 2010-08-20 | PHILAGANAN
| 402259 | 0190-MLK-PRO-EGB-MSKSLO01 | PM03 | 307 | 1MON Cleaning of Filters B | Egron B MSK Silo No 1 | C | 0190E020 | 2013-07-20 | 2013-03-21 | PHJACOLPA
| 403126 | 0190-MLK-PRO-EGB-MSKSLO01 | PM03 | 307 | 2WKS BV Actuator Functionality Check | Egron B MSK Silo No 1 | C | 0190E006 | 2014-01-15 | 2013-04-18 | PHJACOLPA
| 43175 | 0190-MLK-PRO-EGB-MSKSLO02 | PM03 | 305 | 6 MON Servicing Valves MSK Silo B2 | Egron B MSK Silo No 2 | C | 0190E005 | 2010-02-15 | 2009-10-01 | PHDUENASMA
| 45378 | 0190-MLK-PRO-EGB-MSKSLO02 | PM03 | 307 | 6 Mon Hopper/Silo/Cone MSK Silo B2 | Egron B MSK Silo No 2 | C | 0190E005 | 2011-01-21 | 2009-10-01 | PHJACOLPA
| 36402 | 0190-MLK-PRO-EGB-MSKSLO02 | PM03 | 301 | 3M Weight Transmitter MSK Silo LP-W9578 | Egron B MSK Silo No 2 | C | 0190E006 | 2021-06-03 | 2009-11-04 | PHILAGANAN
| 43175 | 0190-MLK-PRO-EGB-MSKSLO02 | PM03 | 305 | 4MON Butterfly Valve Servicing | Egron B MSK Silo No 2 | C | 0190E005 | 2010-09-07 | 2010-02-15 | PHJACOLPA
| 51346 | 0190-MLK-PRO-EGB-MSKSLO02 | PM03 | 301 | 1YR Weight Transmitter Cal (LP-W 9578) | Egron B MSK Silo No 2 | C | 0190E006 | 2021-06-03 | 2010-08-20 | PHILAGANAN
| 402259 | 0190-MLK-PRO-EGB-MSKSLO02 | PM03 | 307 | 1MON Cleaning of Filters B | Egron B MSK Silo No 2 | C | 0190E020 | 2013-07-20 | 2013-03-21 | PHJACOLPA
| 403126 | 0190-MLK-PRO-EGB-MSKSLO02 | PM03 | 307 | 2WKS BV Actuator Functionality Check | Egron B MSK Silo No 2 | C | 0190E006 | 2014-01-15 | 2013-04-18 | PHJACOLPA
| 29633 | 0190-MLK-PRO-EGB-MSKSTV01 | PM03 | 303 | 1Y Change Oil MSK Dosing B1 S/V Gbox | Egron B MSK Dosing Starvalve 1 | A | 0190E005 | 2013-12-19 | 2008-06-09 | PHJACOLPA
| 49346 | 0190-MLK-PRO-EGB-MSKSTV01 | PM03 | 305 | 14DAYS SMS Gasket Replacement B | Egron B MSK Dosing Starvalve 1 | A | 0190E020 | 2016-03-14 | 2010-04-01 | PHBASALEN
| 52070 | 0190-MLK-PRO-EGB-MSKSTV01 | PM03 | 307 | 1MON KD Functionality Check B | Egron B MSK Dosing Starvalve 1 | A | 0190E006 | 2011-06-11 | 2010-11-05 | PHJACOLPA
| 405206 | 0190-MLK-PRO-EGB-MSKSTV01 | PM03 | 305 | 1MON S/V Lip Seal Replacement | Egron B MSK Dosing Starvalve 1 | A | 0190E005 | 2013-08-22 | 2013-07-22 | PHJACOLPA
| 29633 | 0190-MLK-PRO-EGB-MSKSTV02 | PM03 | 303 | 1Y Change Oil MSK Dosing B2 S/V Gbox | Egron B MSK Dosing Starvalve 2 | A | 0190E005 | 2013-12-19 | 2008-06-09 | PHJACOLPA
| 49346 | 0190-MLK-PRO-EGB-MSKSTV02 | PM03 | 305 | 14DAYS SMS Gasket Replacement B | Egron B MSK Dosing Starvalve 2 | A | 0190E020 | 2016-03-14 | 2010-04-01 | PHBASALEN
| 405206 | 0190-MLK-PRO-EGB-MSKSTV02 | PM03 | 305 | 1MON S/V Lip Seal Replacement | Egron B MSK Dosing Starvalve 2 | A | 0190E005 | 2013-08-22 | 2013-07-22 | PHJACOLPA
| 36409 | 0190-MLK-PRO-EGB-MULSEP01 | PM03 | 301 | 1Y PRESSURE CALIBRATION LP-P 9521 | Egron B Powder Separator 1 Multiclone | B | 0190E006 | 2021-06-03 | 2009-02-14 | PHILAGANAN
| 36411 | 0190-MLK-PRO-EGB-MULSEP01 | PM03 | 301 | 1Y I/P CONVERTE CALIBRATION LP-P 9521 | Egron B Powder Separator 1 Multiclone | B | 0190E006 | 2021-06-03 | 2009-09-24 | PHILAGANAN
| 45378 | 0190-MLK-PRO-EGB-MULSEP01 | PM03 | 307 | 6 Mon Hopper/Silo/Cone Separator B1 | Egron B Powder Separator 1 Multiclone | B | 0190E005 | 2011-01-21 | 2009-10-01 | PHJACOLPA
| 36409 | 0190-MLK-PRO-EGB-MULSEP01 | PM03 | 301 | 1YR PRESSURE X'MITTER CAL (LP-P 9521) | Egron B Powder Separator 1 Multiclone | B | 0190E006 | 2021-06-03 | 2010-08-18 | PHILAGANAN
| 36411 | 0190-MLK-PRO-EGB-MULSEP01 | PM03 | 301 | 1Y IP Converter X'mitter Cal (LP-T 9521) | Egron B Powder Separator 1 Multiclone | B | 0190E006 | 2021-06-03 | 2010-08-20 | PHILAGANAN
| 36405 | 0190-MLK-PRO-EGB-MULSEP01 | PM03 | 301 | 1YR Temp Trans Calibration (TT 9525) | Egron B Powder Separator 1 Multiclone | B | 0190E006 | 2021-06-03 | 2012-12-10 | PHILAGANAN
| 36405 | 0190-MLK-PRO-EGB-MULSEP01 | PM03 | 301 | 1YR Temp Trans Calibration (TT-95025) | Egron B Powder Separator 1 Multiclone | B | 0190E006 | 2021-06-03 | 2012-12-13 | PHILAGANAN
| 36405 | 0190-MLK-PRO-EGB-MULSEP01 | PM03 | 301 | 1YR Temp Trans Calibration (TT-95025) | Egron B Powder Separator 1 Multiclone | B | 0190E006 | 2021-06-03 | 2012-12-12 | PHILAGANAN
| 36405 | 0190-MLK-PRO-EGB-MULSEP01 | PM03 | 301 | 1YR Temp Trans Calibration (TT-95025) | Egron B Powder Separator 1 Multiclone | B | 0190E006 | 2021-06-03 | 2012-12-12 | PHILAGANAN
| 407764 | 0190-MLK-PRO-EGB-MULSEP01 | PM03 | 301 | 52WKS Pressure Gauge Cal (1B3-PG-048) | Egron B Powder Separator 1 Multiclone | B | 0190E006 | 2021-06-03 | 2014-09-06 | PHILAGANAN
| 59867 | 0190-MLK-PRO-EGB-MULSEP01-ATEXBTL1_13 | PM03 | 305 | 52WKS Atex Suppression System Servicing | ATEX Suppression Bottle No. 1.13 | B | 0190E006 | 2018-03-01 | 2017-11-08 | PHBASALEN
| 59867 | 0190-MLK-PRO-EGB-MULSEP01-ATEXBTL1_14 | PM03 | 305 | 52WKS Atex Suppression System Servicing | ATEX Suppression Bottle No. 1.14 | B | 0190E006 | 2018-03-01 | 2017-11-08 | PHBASALEN
| 36409 | 0190-MLK-PRO-EGB-MULSEP02 | PM03 | 301 | 1Y PRESSURE CALIBRATION LP-P 9522 | Egron B Powder Separator 2 Multiclone | B | 0190E006 | 2021-06-03 | 2009-02-14 | PHILAGANAN
| 36411 | 0190-MLK-PRO-EGB-MULSEP02 | PM03 | 301 | 1Y I/P CONVERTE CALIBRATION LP-P 9522 | Egron B Powder Separator 2 Multiclone | B | 0190E006 | 2021-06-03 | 2009-09-24 | PHILAGANAN
| 45378 | 0190-MLK-PRO-EGB-MULSEP02 | PM03 | 307 | 6 Mon Hopper/Silo/Cone Separator B2 | Egron B Powder Separator 2 Multiclone | B | 0190E005 | 2011-01-21 | 2009-10-01 | PHJACOLPA
| 36409 | 0190-MLK-PRO-EGB-MULSEP02 | PM03 | 301 | 1YR PRESSURE X'MITTER CAL (LP-P 9522) | Egron B Powder Separator 2 Multiclone | B | 0190E006 | 2021-06-03 | 2010-08-18 | PHILAGANAN
| 36411 | 0190-MLK-PRO-EGB-MULSEP02 | PM03 | 301 | 1Y IP Converter X'mitter Cal (LP-T 9522) | Egron B Powder Separator 2 Multiclone | B | 0190E006 | 2021-06-03 | 2010-08-20 | PHILAGANAN
| 52070 | 0190-MLK-PRO-EGB-MULSEP02 | PM03 | 307 | 1MON KD Functionality Check B | Egron B Powder Separator 2 Multiclone | B | 0190E006 | 2010-11-05 | 2010-10-11 | PHJACOLPA
| 36405 | 0190-MLK-PRO-EGB-MULSEP02 | PM03 | 301 | 1YR Temp Trans Cal (1B3-TE-10.19) | Egron B Powder Separator 2 Multiclone | B | 0190E006 | 2021-06-03 | 2014-09-08 | PHILAGANAN
| 36405 | 0190-MLK-PRO-EGB-MULSEP02 | PM03 | 301 | 1YR Temp Trans Cal (1B3-TE-10.21/02) | Egron B Powder Separator 2 Multiclone | B | 0190E006 | 2021-06-03 | 2014-09-08 | PHILAGANAN
| 36405 | 0190-MLK-PRO-EGB-MULSEP02 | PM03 | 301 | 1YR Temp Trans Cal (1B3-TE-10.21/01) | Egron B Powder Separator 2 Multiclone | B | 0190E006 | 2021-06-03 | 2014-09-08 | PHILAGANAN
| 59867 | 0190-MLK-PRO-EGB-MULSEP02-ATEXBTL1_15 | PM03 | 305 | 52WKS Atex Suppression System Servicing | ATEX Suppression Bottle No. 1.15 | B | 0190E006 | 2018-03-01 | 2017-11-08 | PHBASALEN
| 29633 | 0190-MLK-PRO-EGB-MULSVA01 | PM03 | 303 | 1Y Change Oil Separator S/V B1 G. Box | Egron B Multiclone Star Valve 1 | A | 0190E005 | 2012-12-19 | 2008-06-09 | PHJACOLPA
| 44239 | 0190-MLK-PRO-EGB-MULSVA01 | PM03 | 307 | 1 Month Sight Glass check Sep B1 | Egron B Multiclone Star Valve 1 | A | 0190E005 | 2013-07-30 | 2009-09-11 | PHJACOLPA
| 49346 | 0190-MLK-PRO-EGB-MULSVA01 | PM03 | 305 | 1Month SMS Gasket Replacement B | Egron B Multiclone Star Valve 1 | A | 0190E005 | 2012-01-29 | 2010-04-01 | PHJACOLPA
| 68770 | 0190-MLK-PRO-EGB-MULSVA01 | PM03 | 302 | 60HRS RDS Functionality Check B | Egron B Multiclone Star Valve 1 | A | 0190E006 | 2012-11-17 | 2012-09-26 | PHJACOLPA
| 68771 | 0190-MLK-PRO-EGB-MULSVA01 | PM03 | 302 | 1MON RDS Functionality Check B | Egron B Multiclone Star Valve 1 | A | 0190E006 | 2012-11-20 | 2012-09-26 | PHJACOLPA
| 44239 | 0190-MLK-PRO-EGB-MULSVA02 | PM03 | 307 | 1 Month Sight Glass check Sep B2 | Egron B Multiclone Star Valve 2 | A | 0190E005 | 2013-07-30 | 2009-09-11 | PHJACOLPA
| 49346 | 0190-MLK-PRO-EGB-MULSVA02 | PM03 | 305 | 1Month SMS Gasket Replacement B | Egron B Multiclone Star Valve 2 | A | 0190E005 | 2012-01-29 | 2010-04-01 | PHJACOLPA
| 68770 | 0190-MLK-PRO-EGB-MULSVA02 | PM03 | 302 | 60HRS RDS Functionality Check B | Egron B Multiclone Star Valve 2 | A | 0190E006 | 2012-11-17 | 2012-09-26 | PHJACOLPA
| 68771 | 0190-MLK-PRO-EGB-MULSVA02 | PM03 | 302 | 1MON RDS Functionality Check B | Egron B Multiclone Star Valve 2 | A | 0190E006 | 2012-11-20 | 2012-09-26 | PHJACOLPA
| 34294 | 0190-MLK-PRO-EGB-NUCPNL01 | PM03 | 307 | 3MON CBM Monitoring-Thermography/PDMS | PLC Control Panel Nucon Direct Filling B | A | 0190E006 | 2010-09-28 | 2010-08-17 | PHJACOLPA
| 39912 | 0190-MLK-PRO-EGB-NURTNK01 | PM03 | 305 | 4MON Solimar Valve Replacement B | Nucon Air Receiver Tank | C | 0190E006 | 2011-06-07 | 2010-08-19 | PHJACOLPA
| 43175 | 0190-MLK-PRO-EGB-PICHPR01 | PM03 | 305 | 6 MON Servicing valve Discharge B | Egron B Pick-Up Hopper | C | 0190E005 | 2010-02-15 | 2009-07-22 | PHDUENASMA
| 45378 | 0190-MLK-PRO-EGB-PICHPR01 | PM03 | 307 | 6 Mon Hopper/Silo/Cone Pick up Hopper B | Egron B Pick-Up Hopper | C | 0190E005 | 2011-01-21 | 2009-10-01 | PHJACOLPA
| 39912 | 0190-MLK-PRO-EGB-PICHPR01 | PM03 | 305 | 4MON Solimar Valve Replacement B | Egron B Pick-Up Hopper | C | 0190E006 | 2011-06-07 | 2010-02-15 | PHJACOLPA
| 403126 | 0190-MLK-PRO-EGB-PICHPR01 | PM03 | 305 | 12WK Actuator Assembly Replacem (Outlet) | Egron B Pick-Up Hopper | C | 0190E006 | 2021-02-18 | 2013-04-18 | PHBASALEN
| 34294 | 0190-MLK-PRO-EGB-PLCPNL01 | PM03 | 307 | 3MON CBM Monitoring-Thermography/PDMS | PLC Control Panel Spray Drying B | A | 0190E005 | 2010-09-28 | 2010-08-17 | PHJACOLPA
| 45563 | 0190-MLK-PRO-EGB-POWSIF01 | PM03 | 307 | 48 HRS Vibro Sifter Screen check/clean | Egron B Vibra Powder Sifter | A | 0190E005 | 2010-09-04 | 2009-10-17 | PHJACOLPA
| 39912 | 0190-MLK-PRO-EGB-PRSPOT01 | PM03 | 307 | 3M Check-up Solimars Fluidiser Valves | Pressure Pot Egron B | C | 0190E006 | 2010-02-15 | 2009-04-08 | PHDUENASMA
| 43175 | 0190-MLK-PRO-EGB-PRSPOT01 | PM03 | 305 | 6 MON Servicing Valves Pressure Pot B | Pressure Pot Egron B | C | 0190E005 | 2010-02-15 | 2009-10-01 | PHDUENASMA
| 45378 | 0190-MLK-PRO-EGB-PRSPOT01 | PM03 | 307 | 6 Mon Hopper/Silo/Cone Pressure Pot B | Pressure Pot Egron B | C | 0190E005 | 2011-01-21 | 2009-10-01 | PHJACOLPA
| 39912 | 0190-MLK-PRO-EGB-PRSPOT01 | PM03 | 305 | 4MON Solimar Valve Replacement B | Pressure Pot Egron B | C | 0190E006 | 2011-07-22 | 2010-08-19 | PHJACOLPA
| 51346 | 0190-MLK-PRO-EGB-PRSPOT01 | PM03 | 301 | 1YR Weight Transmitter Cal (LP-W 9581) | Pressure Pot Egron B | C | 0190E006 | 2021-06-03 | 2010-08-20 | PHILAGANAN
| 45378 | 0190-MLK-PRO-EGB-PRSPOT01 | PM03 | 307 | 6MON Cone/Hopper/Silo check B | Pressure Pot Egron B | C | 0190E005 | 2011-12-23 | 2011-12-23 | PHJACOLPA
| 403126 | 0190-MLK-PRO-EGB-PRSPOT01 | PM03 | 305 | 12WK Actuator Assembly Replaceme (Inlet) | Pressure Pot Egron B | C | 0190E006 | 2021-02-18 | 2013-04-18 | PHBASALEN
| 403126 | 0190-MLK-PRO-EGB-PRSPOT01 | PM03 | 305 | 12WK Actuator Assembly Replacem (Outlet) | Pressure Pot Egron B | C | 0190E006 | 2021-02-18 | 2013-04-18 | PHBASALEN
| 403126 | 0190-MLK-PRO-EGB-PRSPOT01 | PM03 | 305 | 12WK Actuator Assembly Replacemen (Vent) | Pressure Pot Egron B | C | 0190E006 | 2021-02-18 | 2013-04-18 | PHBASALEN
| 69389 | 0190-MLK-PRO-EGB-PRSPOT01 | PM03 | 307 | 18WKS Anlge Seat Valve Check | Pressure Pot Egron B | C | 0190E006 | 2018-02-28 | 2013-11-04 | PHBASALEN
| 406120 | 0190-MLK-PRO-EGB-PRSPOT01 | PM03 | 307 | 16WK Check Valve Func. Check (Transport) | Pressure Pot Egron B | C | 0190E006 | 2018-02-28 | 2014-01-16 | PHBASALEN
| 406120 | 0190-MLK-PRO-EGB-PRSPOT01 | PM03 | 307 | 16WK Check Valve Func. Check (Purging) | Pressure Pot Egron B | C | 0190E006 | 2018-02-28 | 2014-01-16 | PHBASALEN
| 36411 | 0190-MLK-PRO-EGB-PWINCH01 | PM03 | 301 | 1Y IP Converter X'mitter Cal (LP-Z 9530) | Egron B Platform Winch | B | 0190E006 | 2021-06-03 | 2010-08-20 | PHILAGANAN
| 29633 | 0190-MLK-PRO-EGB-PWINCH01 | PM03 | 303 | 1Y Change Oil Egron B Gearboxes | Egron B Platform Winch | B | 0190E005 | 2011-03-28 | 2011-03-28 | PHJACOLPA
| 58606 | 0190-MLK-PRO-EGB-PWINCH01 | PM03 | 306 | 1YR Lifting Hoist Inspection | Egron B Platform Winch | B | 0190E005 | 2021-06-03 | 2011-07-15 | PHILAGANAN
| 402521 | 0190-MLK-PRO-EGB-PWINCH01 | PM03 | 306 | 3WKS Machine Guarding Check | Egron B Platform Winch | B | 0190E005 | 2021-06-03 | 2013-05-03 | PHILAGANAN
| 29633 | 0190-MLK-PRO-EGB-SCWCVY01 | PM03 | 303 | 1Y Change Oil MSK Homo/Screwfeeder B1 gb | Egron B MSK Dosing 1 Homo/Screwfeeder | A | 0190E005 | 2011-03-28 | 2008-06-09 | PHJACOLPA
| 45562 | 0190-MLK-PRO-EGB-SCWCVY01 | PM03 | 307 | 48 HRS Eductor Nozzle Line cleaning B | Egron B MSK Dosing 1 Homo/Screwfeeder | A | 0190E005 | 2010-08-20 | 2009-10-17 | PHJACOLPA
| 51771 | 0190-MLK-PRO-EGB-SCWCVY01 | PM03 | 305 | 2WK Packing Gland Replacement B | Egron B MSK Dosing 1 Homo/Screwfeeder | A | 0190E005 | 2012-06-01 | 2010-09-21 | PHJACOLPA
| 57824 | 0190-MLK-PRO-EGB-SCWCVY01 | PM03 | 307 | 60HRS Filter Breather Cleaning | Egron B MSK Dosing 1 Homo/Screwfeeder | A | 0190E020 | 2011-09-06 | 2011-05-27 | PHJACOLPA
| 29633 | 0190-MLK-PRO-EGB-SCWCVY02 | PM03 | 303 | 1Y Change Oil MSK Homo/Screwfeeder B2 gb | Egron B MSK Dosing 2 Homo/Screwfeeder | A | 0190E005 | 2011-03-28 | 2008-06-09 | PHJACOLPA
| 51771 | 0190-MLK-PRO-EGB-SCWCVY02 | PM03 | 305 | 2WK Packing Gland Replacement B | Egron B MSK Dosing 2 Homo/Screwfeeder | A | 0190E005 | 2012-06-01 | 2010-09-21 | PHJACOLPA
| 57824 | 0190-MLK-PRO-EGB-SCWCVY02 | PM03 | 307 | 60HRS Filter Breather Cleaning | Egron B MSK Dosing 2 Homo/Screwfeeder | A | 0190E020 | 2011-09-06 | 2011-05-27 | PHJACOLPA
| 59092 | 0190-MLK-PRO-EGB-SEAFAN01 | PM03 | 305 | 1MON Hygienic Filter Replacement B | Secondary Air Fan 1B | A | 0190E020 | 2012-03-22 | 2011-08-09 | PHJACOLPA
| 36409 | 0190-MLK-PRO-EGB-SEAFAN01 | PM03 | 301 | 1Y PRESSURE X'MITTER CAL (PIT 95016) | Secondary Air Fan 1B | A | 0190E006 | 2021-06-03 | 2013-03-01 | PHILAGANAN
| 36409 | 0190-MLK-PRO-EGB-SEAFAN01 | PM03 | 301 | 1Y PRESSURE X'MITTER CAL (PIT 95017) | Secondary Air Fan 1B | A | 0190E006 | 2021-06-03 | 2013-03-01 | PHILAGANAN
| 58092 | 0190-MLK-PRO-EGB-SEAFAN01 | PM03 | 305 | 52WKS Transmission Belt Replacement | Secondary Air Fan 1B | A | 0190E005 | 2019-06-25 | 2014-01-17 | PHBASALEN
| 59092 | 0190-MLK-PRO-EGB-SECFAN02 | PM03 | 305 | 1MON Hygienic Filter Replacement B | Egron B Secondary Air Fan No 2 | C | 0190E020 | 2012-03-22 | 2011-08-09 | PHJACOLPA
| 39912 | 0190-MLK-PRO-EGB-SURHPR01 | PM03 | 307 | 6M Check-up Solimars Fluidiser Valves | Nucon Surge Hopper Egron B | B | 0190E006 | 2010-02-15 | 2009-04-08 | PHDUENASMA
| 43175 | 0190-MLK-PRO-EGB-SURHPR01 | PM03 | 305 | 6 MON Servicing Valves Surge Hopper B | Nucon Surge Hopper Egron B | B | 0190E005 | 2010-02-15 | 2009-10-01 | PHDUENASMA
| 45378 | 0190-MLK-PRO-EGB-SURHPR01 | PM03 | 307 | 6 Mon Hopper/Silo/Cone Surge Hopper B | Nucon Surge Hopper Egron B | B | 0190E005 | 2011-01-21 | 2009-10-01 | PHJACOLPA
| 51346 | 0190-MLK-PRO-EGB-SURHPR01 | PM03 | 301 | 1YR Weight Transmitter Cal (LP-W 9582) | Nucon Surge Hopper Egron B | B | 0190E006 | 2021-06-03 | 2010-08-20 | PHILAGANAN
| 403126 | 0190-MLK-PRO-EGB-SURHPR01 | PM03 | 307 | 2WKS BV Actuator Check (Outlet) | Nucon Surge Hopper Egron B | B | 0190E006 | 2014-01-15 | 2013-04-18 | PHJACOLPA
| 39912 | 0190-MLK-PRO-EGB-TOTHPR01 | PM03 | 307 | 3M Check-up Solimars Fluidiser Valves | Totebin Receiving Hopper Egron B | C | 0190E006 | 2010-02-15 | 2009-04-08 | PHDUENASMA
| 43175 | 0190-MLK-PRO-EGB-TOTHPR01 | PM03 | 305 | 6 MON Servicing Valves TB Receiving B | Totebin Receiving Hopper Egron B | C | 0190E005 | 2010-02-15 | 2009-10-01 | PHDUENASMA
| 45378 | 0190-MLK-PRO-EGB-TOTHPR01 | PM03 | 307 | 6 Mon Hopper/Silo/Cone Receiving Hop. B | Totebin Receiving Hopper Egron B | C | 0190E005 | 2011-01-21 | 2009-10-01 | PHJACOLPA
| 39912 | 0190-MLK-PRO-EGB-TOTHPR01 | PM03 | 305 | 4MON Solimar Valve Replacement B | Totebin Receiving Hopper Egron B | C | 0190E006 | 2011-06-07 | 2011-06-07 | PHJACOLPA
| 39912 | 0190-MLK-PRO-EGB-TOTHPR01 | PM03 | 305 | 4MON Solimar Valve Replacement B | Totebin Receiving Hopper Egron B | C | 0190E006 | 2011-07-22 | 2011-06-07 | PHJACOLPA
| 45378 | 0190-MLK-PRO-EGB-TOTHPR01 | PM03 | 307 | 6MON Cone/Hopper/Silo check B | Totebin Receiving Hopper Egron B | C | 0190E005 | 2011-12-23 | 2011-12-23 | PHJACOLPA
| 43175 | 0190-MLK-PRO-EGB-TTBWGH01 | PM03 | 305 | 6 MON Servicing Valves TB Weighing B1 | Egron B Totebin Weighing scale1 | B | 0190E005 | 2010-02-15 | 2009-10-01 | PHDUENASMA
| 51346 | 0190-MLK-PRO-EGB-TTBWGH01 | PM03 | 301 | 1YR Weight Transmitter Cal (LP-W 9579) | Egron B Totebin Weighing scale1 | B | 0190E006 | 2021-06-03 | 2010-08-20 | PHILAGANAN
| 43175 | 0190-MLK-PRO-EGB-TTBWGH02 | PM03 | 305 | 6 MON Servicing of Butterfly valves B | Egron B Totebin Weighing scale2 | B | 0190E005 | 2010-09-04 | 2010-02-15 | PHJACOLPA
| 39912 | 0190-MLK-PRO-EGB-VACHPR01 | PM03 | 307 | 3M Check-up Solimars Fluidiser Valves | Nucon Vacuum Hopper Egron B | A | 0190E006 | 2010-02-15 | 2009-04-08 | PHDUENASMA
| 43175 | 0190-MLK-PRO-EGB-VACHPR01 | PM03 | 305 | 6 MON Servicing Valves Nucon Vacuum H. B | Nucon Vacuum Hopper Egron B | A | 0190E005 | 2010-02-15 | 2009-10-01 | PHDUENASMA
| 45378 | 0190-MLK-PRO-EGB-VACHPR01 | PM03 | 307 | 6 Mon Hopper/Silo/Cone Vacuum Hopper B | Nucon Vacuum Hopper Egron B | A | 0190E005 | 2011-01-21 | 2009-10-01 | PHJACOLPA
| 402518 | 0190-MLK-PRO-EGB-VACHPR01 | PM03 | 307 | 1MON Butt Valve Liner Check B (V20) | Nucon Vacuum Hopper Egron B | A | 0190E005 | 2013-06-04 | 2013-04-03 | PHJACOLPA
| 43175 | 0190-MLK-PRO-EGB-VACPMP01 | PM03 | 305 | 6 MON Servicing Valves Nucon Vac pump B | Nucon Vacuum Pump B1 | A | 0190E005 | 2010-02-15 | 2009-10-01 | PHDUENASMA
| 43175 | 0190-MLK-PRO-EGB-VACPMP01 | PM03 | 305 | 4MON Butterfly Valve Servicing | Nucon Vacuum Pump B1 | A | 0190E005 | 2010-09-07 | 2010-02-15 | PHJACOLPA
| 403126 | 0190-MLK-PRO-EGB-VACPMP01 | PM03 | 307 | 2WKS BV Actuator Check (Isolation) | Nucon Vacuum Pump B1 | A | 0190E006 | 2013-10-25 | 2013-04-18 | PHJACOLPA
| 29626 | 0190-MLK-PRO-EGB-VACPMP02 | PM03 | 305 | 6M Change Filter Nucon Vacuum Com | Nucon Vacuum Pump B2 | A | 0190E005 | 2010-09-04 | 2008-06-07 | PHJACOLPA
| 29630 | 0190-MLK-PRO-EGB-VACPMP02 | PM03 | 303 | 6M Change Oil Nucon Vacuum Com | Nucon Vacuum Pump B2 | A | 0190E005 | 2010-11-25 | 2008-06-07 | PHJACOLPA
| 43175 | 0190-MLK-PRO-EGB-VACPMP02 | PM03 | 305 | 6 MON Servicing Valves Nucon pump Com | Nucon Vacuum Pump B2 | A | 0190E005 | 2010-02-15 | 2009-10-01 | PHDUENASMA
| 43175 | 0190-MLK-PRO-EGB-VACPMP02 | PM03 | 305 | 4MON Butterfly Valve Servicing | Nucon Vacuum Pump B2 | A | 0190E005 | 2010-09-07 | 2010-02-15 | PHJACOLPA
| 43175 | 0190-MLK-PRO-EGB-VACPMP02 | PM03 | 305 | 4MON Butterfly Valve Servicing | Nucon Vacuum Pump B2 | A | 0190E005 | 2010-09-07 | 2010-02-15 | PHJACOLPA
| 49452 | 0190-MLK-PRO-EGB-VACPMP02 | PM03 | 302 | 2WKS PdMS Vibration Check | Nucon Vacuum Pump B2 | A | 0190E014 | 2013-04-16 | 2010-04-07 | PHJACOLPA
| 69389 | 0190-MLK-PRO-EGB-VACPMP02 | PM03 | 307 | 18WKS Angle Seat Valve Check B2 | Nucon Vacuum Pump B2 | A | 0190E006 | 2021-03-15 | 2012-10-25 | PHBASALEN
| 402521 | 0190-MLK-PRO-EGB-VACPMP02 | PM03 | 307 | 2MON Butt Valve Liner Check B | Nucon Vacuum Pump B2 | A | 0190E005 | 2013-04-18 | 2013-04-03 | PHJACOLPA
| 60166 | 0190-MLK-PRO-EGB-VIBCVY01 | PM03 | 307 | 2MON Pneu Actuator& Solenoid Valve Check | Egron B AD/AC Fines VibroTube Conveyor | B | 0190E006 | 2012-02-18 | 2011-10-25 | PHJACOLPA
| 50636 | 0190-MLK-PRO-EGC-10RTSV01 | PM03 | 307 | 1 YR RTSV check | 10 Way RTSV Egron C | B | 0190E005 | 2010-12-27 | 2010-06-30 | PHJACOLPA
| 50636 | 0190-MLK-PRO-EGC-2WRTSV01 | PM03 | 307 | 1 YR RTSV check | 2 Way RTSV Egron C | C | 0190E005 | 2010-12-27 | 2010-06-30 | PHJACOLPA
| 50636 | 0190-MLK-PRO-EGC-6WRTSV01 | PM03 | 307 | 1 YR RTSV check | 6 Way RTSV Egron C | B | 0190E005 | 2010-12-27 | 2010-06-30 | PHJACOLPA
| 36409 | 0190-MLK-PRO-EGC-ACOBED01 | PM03 | 301 | 1Y PRESSURE X'MITTER CAL (LP-P 9602/1) | Egron C After Cooler Bed | A | 0190E006 | 2021-06-03 | 2010-08-18 | PHILAGANAN
| 36409 | 0190-MLK-PRO-EGC-ACOBED01 | PM03 | 301 | 1Y PRESSURE X'MITTER CAL (LP-P 9602/2) | Egron C After Cooler Bed | A | 0190E005 | 2021-06-03 | 2010-08-18 | PHILAGANAN
| 36409 | 0190-MLK-PRO-EGC-ACOBED01 | PM03 | 301 | 1Y PRESSURE X'MITTER CAL (LP-P 9602/3) | Egron C After Cooler Bed | A | 0190E006 | 2021-06-03 | 2010-08-18 | PHILAGANAN
| 36405 | 0190-MLK-PRO-EGC-ACOBED01 | PM03 | 301 | 1Y Temp X'mitter Cal (LP-T 9612) | Egron C After Cooler Bed | A | 0190E006 | 2021-06-03 | 2010-08-20 | PHILAGANAN
| 36405 | 0190-MLK-PRO-EGC-ACOBED01 | PM03 | 301 | 1Y Temp X'mitter Cal (LP-T 3522/3C) | Egron C After Cooler Bed | A | 0190E006 | 2021-06-03 | 2010-08-20 | PHILAGANAN
| 36405 | 0190-MLK-PRO-EGC-ACOBED01 | PM03 | 301 | 1Y Temp X'mitter Cal (LP-T 3522/4C) | Egron C After Cooler Bed | A | 0190E006 | 2021-06-03 | 2010-08-20 | PHILAGANAN
| 36405 | 0190-MLK-PRO-EGC-ACOBED01 | PM03 | 301 | 1Y Temp X'mitter Cal (LP-T 3523/2C) | Egron C After Cooler Bed | A | 0190E005 | 2021-06-03 | 2010-08-20 | PHILAGANAN
| 36405 | 0190-MLK-PRO-EGC-ACOBED01 | PM03 | 301 | 1Y Temp X'mitter Cal (LP-T 9617) | Egron C After Cooler Bed | A | 0190E006 | 2021-06-03 | 2010-08-20 | PHILAGANAN
| 36405 | 0190-MLK-PRO-EGC-ACOBED01 | PM03 | 301 | 1YR Temp Trans Cal (1C3-TE-02.26) | Egron C After Cooler Bed | A | 0190E006 | 2021-06-03 | 2014-09-09 | PHILAGANAN
| 36405 | 0190-MLK-PRO-EGC-ACOBED01 | PM03 | 301 | 1YR Temp Trans Cal (1C3-TE-03.13) | Egron C After Cooler Bed | A | 0190E006 | 2021-06-03 | 2014-09-09 | PHILAGANAN
| 36405 | 0190-MLK-PRO-EGC-ACOBED01 | PM03 | 301 | 1YR Temp Trans Cal (1C3-TE-03.15) | Egron C After Cooler Bed | A | 0190E006 | 2021-06-03 | 2014-09-09 | PHILAGANAN
| 59867 | 0190-MLK-PRO-EGC-ACOBED01-ATEXBTL2_3 | PM03 | 305 | 52WK Atex Suppression System Servicing C | ATEX Suppression Bottle No. 2.3 | B | 0190E006 | 2018-03-01 | 2017-11-08 | PHBASALEN
| 59867 | 0190-MLK-PRO-EGC-ACOBED01-ATEXBTL2_4 | PM03 | 305 | 52WK Atex Suppression System Servicing C | ATEX Suppression Bottle No. 2.4 | B | 0190E006 | 2018-03-01 | 2017-11-08 | PHBASALEN
| 36409 | 0190-MLK-PRO-EGC-ACOFAN02 | PM03 | 301 | 1YR Press Trans Calibration (PIT-96071) | Aftercooler Forced Fan 2C | A | 0190E006 | 2021-06-03 | 2012-12-13 | PHILAGANAN
| 36405 | 0190-MLK-PRO-EGC-ADFFAN01 | PM03 | 301 | 1Y Temperature Calibration LP-T 3522/1C | Egron C Ad Forced Fan No 1 | A | 0190E006 | 2010-08-20 | 2009-09-25 | PHJACOLPA
| 51663 | 0190-MLK-PRO-EGC-ADFFAN01 | PM03 | 302 | 3WK PDMS Vibration Check | Egron C Ad Forced Fan No 1 | A | 0190E005 | 2011-03-28 | 2010-04-07 | PHJACOLPA
| 36409 | 0190-MLK-PRO-EGC-ADRBED01 | PM03 | 301 | 1Y PRESSURE X'MITTER CAL (LP-P 9603) | Egron C After Dryer Bed | B | 0190E006 | 2021-06-03 | 2010-08-18 | PHILAGANAN
| 36409 | 0190-MLK-PRO-EGC-ADRBED01 | PM03 | 301 | 1Y PRESSURE X'MITTER CAL (LP-P 9604) | Egron C After Dryer Bed | B | 0190E006 | 2021-06-03 | 2010-08-18 | PHILAGANAN
| 36409 | 0190-MLK-PRO-EGC-ADRBED01 | PM03 | 301 | 1Y PRESSURE X'MITTER CAL (LP-P 9604/1) | Egron C After Dryer Bed | B | 0190E006 | 2021-06-03 | 2010-08-18 | PHILAGANAN
| 36409 | 0190-MLK-PRO-EGC-ADRBED01 | PM03 | 301 | 1Y PRESSURE X'MITTER CAL (9604/2) | Egron C After Dryer Bed | B | 0190E006 | 2021-06-03 | 2010-08-18 | PHILAGANAN
| 36409 | 0190-MLK-PRO-EGC-ADRBED01 | PM03 | 301 | 1Y PRESSURE X'MITTER CAL (LP-P 9604/3) | Egron C After Dryer Bed | B | 0190E006 | 2021-06-03 | 2010-08-18 | PHILAGANAN
| 36405 | 0190-MLK-PRO-EGC-ADRBED01 | PM03 | 301 | 1Y Temp X'mitter Cal (LP-T 9614) | Egron C After Dryer Bed | B | 0190E006 | 2021-06-03 | 2010-08-20 | PHILAGANAN
| 36405 | 0190-MLK-PRO-EGC-ADRBED01 | PM03 | 301 | 1Y Temp X'mitter Cal (LP-T 9616) | Egron C After Dryer Bed | B | 0190E006 | 2021-06-03 | 2010-08-20 | PHILAGANAN
| 36405 | 0190-MLK-PRO-EGC-ADRBED01 | PM03 | 301 | 1Y Temp X'mitter Cal (LP-T 9615) | Egron C After Dryer Bed | B | 0190E006 | 2021-06-03 | 2010-08-20 | PHILAGANAN
| 36405 | 0190-MLK-PRO-EGC-ADRBED01 | PM03 | 301 | 1Y Temp X'mitter Cal (LP-T 3522/1C) | Egron C After Dryer Bed | B | 0190E006 | 2021-06-03 | 2010-08-20 | PHILAGANAN
| 36405 | 0190-MLK-PRO-EGC-ADRBED01 | PM03 | 301 | 1Y Temp X'mitter Cal (LP-T 3522/2C) | Egron C After Dryer Bed | B | 0190E006 | 2021-06-03 | 2010-08-20 | PHILAGANAN
| 36405 | 0190-MLK-PRO-EGC-ADRBED01 | PM03 | 301 | 1Y Temp X'mitter Cal (LP-T 3523/1C) | Egron C After Dryer Bed | B | 0190E006 | 2021-06-03 | 2010-08-20 | PHILAGANAN
| 36411 | 0190-MLK-PRO-EGC-ADRBED01 | PM03 | 301 | 1Y IP Converter X'mitter Cal (LP-T 9615) | Egron C After Dryer Bed | B | 0190E006 | 2021-06-03 | 2010-08-20 | PHILAGANAN
| 36405 | 0190-MLK-PRO-EGC-ADRBED01 | PM03 | 301 | 1YR Temp Trans Cal (1C3-TE-02.18) | Egron C After Dryer Bed | B | 0190E006 | 2021-06-03 | 2014-09-09 | PHILAGANAN
| 36405 | 0190-MLK-PRO-EGC-ADRBED01 | PM03 | 301 | 1YR Temp Trans Cal (1C3-TE-02.19) | Egron C After Dryer Bed | B | 0190E006 | 2021-06-03 | 2014-09-09 | PHILAGANAN
| 36405 | 0190-MLK-PRO-EGC-ADRBED01 | PM03 | 301 | 1YR Temp Trans Cal (1C3-TE-08.14/01) | Egron C After Dryer Bed | B | 0190E006 | 2021-06-03 | 2014-09-09 | PHILAGANAN
| 36405 | 0190-MLK-PRO-EGC-ADRBED01 | PM03 | 301 | 1YR Temp Trans Cal (1C3-TE-08.14/02) | Egron C After Dryer Bed | B | 0190E006 | 2021-06-03 | 2014-09-09 | PHILAGANAN
| 36405 | 0190-MLK-PRO-EGC-ADRBED01 | PM03 | 301 | 1YR Temp Trans Cal (1C3-TE-08.20) | Egron C After Dryer Bed | B | 0190E006 | 2021-06-03 | 2014-09-09 | PHILAGANAN
| 59867 | 0190-MLK-PRO-EGC-ADRBED01-ATEXBTL2_1 | PM03 | 305 | 52WK Atex Suppression System Servicing C | ATEX Suppression Bottle No. 2.1 | B | 0190E006 | 2018-03-01 | 2017-11-08 | PHBASALEN
| 59867 | 0190-MLK-PRO-EGC-ADRBED01-ATEXBTL2_2 | PM03 | 305 | 52WK Atex Suppression System Servicing C | ATEX Suppression Bottle No. 2.2 | B | 0190E006 | 2018-03-01 | 2017-11-08 | PHBASALEN
| 36409 | 0190-MLK-PRO-EGC-ADRFAN01 | PM03 | 301 | 1YR Pressure Transmitter Cal (PIT 96007) | Afterdrier Forced Fan 1C | A | 0190E005 | 2021-06-03 | 2012-07-06 | PHILAGANAN
| 403126 | 0190-MLK-PRO-EGC-BLWBCK01 | PM03 | 307 | 2WKS BV Actuator Functionality Check | Egron C Blowback Blower No 1 | A | 0190E006 | 2013-04-29 | 2013-04-18 | PHJACOLPA
| 403140 | 0190-MLK-PRO-EGC-BLWBCK01 | PM03 | 307 | 2MON Butt Valve Liner Check C | Egron C Blowback Blower No 1 | A | 0190E005 | 2013-05-25 | 2013-04-18 | PHJACOLPA
| 36405 | 0190-MLK-PRO-EGC-BLWBCK01 | PM03 | 301 | 1YR Temp Trans Cal (1C3-TE-10.22) | Egron C Blowback Blower No 1 | A | 0190E006 | 2021-06-03 | 2014-09-09 | PHILAGANAN
| 36409 | 0190-MLK-PRO-EGC-BLWBCK02 | PM03 | 301 | 1YR Pressure Transmitter Cal (PIT 96012) | Egron C Blowback Blower No 2 | A | 0190E006 | 2021-06-03 | 2012-07-06 | PHILAGANAN
| 36409 | 0190-MLK-PRO-EGC-BLWBCK02 | PM03 | 301 | 1Y PRESSURE X'MITTER CAL (PIT 96012) | Egron C Blowback Blower No 2 | A | 0190E006 | 2021-06-03 | 2013-03-01 | PHILAGANAN
| 403126 | 0190-MLK-PRO-EGC-BLWBCK02 | PM03 | 307 | 2WKS BV Actuator Functionality Check | Egron C Blowback Blower No 2 | A | 0190E006 | 2013-04-29 | 2013-04-18 | PHJACOLPA
| 403140 | 0190-MLK-PRO-EGC-BLWBCK02 | PM03 | 307 | 2MON Butt Valve Liner Check C | Egron C Blowback Blower No 2 | A | 0190E005 | 2013-05-25 | 2013-04-18 | PHJACOLPA
| 29635 | 0190-MLK-PRO-EGC-CODSYS01 | PM03 | 306 | 1W CO Replace Filter, sensor Cleaning C | Egron C CO Safety System ATEX | A | 0190E006 | 2021-06-03 | 2008-06-10 | PHILAGANAN
| 36409 | 0190-MLK-PRO-EGC-COLFAN01 | PM03 | 301 | 1Y PRESSURE X'MITTER CAL (LP-P 9632) | Egron C Nozzle Cooling Fan | A | 0190E006 | 2021-06-03 | 2010-08-18 | PHILAGANAN
| 33087 | 0190-MLK-PRO-EGC-COMMON | PM03 | 306 | 3M Milks Egron Grounding Check | Milks Egron C Facilities | C | 0190E006 | 2021-06-03 | 2008-06-06 | PHILAGANAN
| 34294 | 0190-MLK-PRO-EGC-COMMON | PM03 | 307 | 6M IR thermal scan of MCC Panels Egron C | Milks Egron C Facilities | C | 0190E006 | 2010-08-17 | 2008-06-07 | PHJACOLPA
| 36409 | 0190-MLK-PRO-EGC-COMMON | PM03 | 301 | 1Y PRESSURE X'MITTER CAL (LP-P 3531/1) | Milks Egron C Facilities | C | 0190E006 | 2021-06-03 | 2010-08-18 | PHILAGANAN
| 36410 | 0190-MLK-PRO-EGC-COMMON | PM03 | 301 | 1 YR RH & Temp Trans Cal (MIT 96031) | Milks Egron C Facilities | C | 0190E006 | 2021-06-03 | 2012-07-05 | PHILAGANAN
| 36410 | 0190-MLK-PRO-EGC-COMMON | PM03 | 301 | 1 YR RH & Temp Trans Cal (MIT 96033) | Milks Egron C Facilities | C | 0190E006 | 2021-06-03 | 2012-07-05 | PHILAGANAN
| 36409 | 0190-MLK-PRO-EGC-COMMON | PM03 | 301 | 1YR Pressure Transmitter Cal (PIT 96034) | Milks Egron C Facilities | C | 0190E006 | 2021-06-03 | 2012-07-05 | PHILAGANAN
| 36409 | 0190-MLK-PRO-EGC-COMMON | PM03 | 301 | 1YR Pressure Transmitter Cal (PIT 96019) | Milks Egron C Facilities | C | 0190E006 | 2021-06-03 | 2013-04-19 | PHILAGANAN
| 44239 | 0190-MLK-PRO-EGC-DFPIPE01 | PM03 | 307 | 1 Month Sight Glass check up | DF Milk Powder Transport Pipes Egron C | B | 0190E005 | 2011-02-23 | 2009-09-11 | PHJACOLPA
| 51346 | 0190-MLK-PRO-EGC-DFPIPE01 | PM03 | 301 | 1YR Weight Transmitter Cal (LP-W 9671) | DF Milk Powder Transport Pipes Egron C | B | 0190E006 | 2021-06-03 | 2009-10-17 | PHILAGANAN
| 51346 | 0190-MLK-PRO-EGC-DFPIPE01 | PM03 | 301 | 1YR Weight Transmitter Cal (LP-W 9672) | DF Milk Powder Transport Pipes Egron C | B | 0190E006 | 2021-06-03 | 2010-08-20 | PHILAGANAN
| 51346 | 0190-MLK-PRO-EGC-DFPIPE01 | PM03 | 301 | 1YR Weight Transmitter Cal (LP-W 9673) | DF Milk Powder Transport Pipes Egron C | B | 0190E006 | 2021-06-03 | 2010-08-20 | PHILAGANAN
| 51346 | 0190-MLK-PRO-EGC-DFPIPE01 | PM03 | 301 | 1YR Weight Transmitter Cal (LP-W 9674) | DF Milk Powder Transport Pipes Egron C | B | 0190E006 | 2021-06-03 | 2010-08-20 | PHILAGANAN
| 51346 | 0190-MLK-PRO-EGC-DFPIPE01 | PM03 | 301 | 1YR Weight Transmitter Cal (LP-W 9675) | DF Milk Powder Transport Pipes Egron C | B | 0190E006 | 2021-06-03 | 2010-08-20 | PHILAGANAN
| 51346 | 0190-MLK-PRO-EGC-DFPIPE01 | PM03 | 301 | 1YR Weight Transmitter Cal (LP-W 9676) | DF Milk Powder Transport Pipes Egron C | B | 0190E006 | 2021-06-03 | 2010-08-20 | PHILAGANAN
| 36405 | 0190-MLK-PRO-EGC-DHUMID03 | PM03 | 301 | 52WKS Temp Trans Cal (1C3-TE-06.06) | Egron C Dehumidifier No 3 | A | 0190E006 | 2021-06-03 | 2014-09-09 | PHILAGANAN
| 36411 | 0190-MLK-PRO-EGC-DHUMID04 | PM03 | 301 | 1YR IP Converter Cal (1D6-TCV-07.19C) | Egron C Dehumidifier No 4 | A | 0190E006 | 2021-06-03 | 2013-12-27 | PHILAGANAN
| 45377 | 0190-MLK-PRO-EGC-DRPCHT01 | PM03 | 307 | 6 MON Diverter Valve Drop Chute C | Egron C Drop Chute | B | 0190E005 | 2011-05-02 | 2009-10-01 | PHJACOLPA
| 43175 | 0190-MLK-PRO-EGC-DRPCHT01 | PM03 | 305 | 6 MON Servicing Drop Chute C | Egron C Drop Chute | B | 0190E005 | 2010-02-15 | 2009-10-01 | PHDUENASMA
| 60166 | 0190-MLK-PRO-EGC-DRPCHT01 | PM03 | 307 | 2MON Pneu Actuator& Solenoid Valve Check | Egron C Drop Chute | B | 0190E006 | 2012-02-20 | 2010-11-22 | PHJACOLPA
| 402518 | 0190-MLK-PRO-EGC-DRPCHT01 | PM03 | 307 | 1MON Butt Valve Liner Check C (V21) | Egron C Drop Chute | B | 0190E005 | 2013-06-04 | 2013-04-03 | PHJACOLPA
| 403126 | 0190-MLK-PRO-EGC-DRPCHT01 | PM03 | 307 | 2WKS BV Actuator Check (Inlet) | Egron C Drop Chute | B | 0190E006 | 2013-06-04 | 2013-04-18 | PHJACOLPA
| 403126 | 0190-MLK-PRO-EGC-DRPCHT01 | PM03 | 307 | 2WKS BV Actuator Check (Outlet) | Egron C Drop Chute | B | 0190E006 | 2013-06-04 | 2013-04-18 | PHJACOLPA
| 403126 | 0190-MLK-PRO-EGC-DRPCHT01 | PM03 | 305 | 12WK Actuator Assembly Replacement | Egron C Drop Chute | B | 0190E006 | 2021-02-18 | 2013-04-18 | PHBASALEN
| 403126 | 0190-MLK-PRO-EGC-DRPCHT01 | PM03 | 305 | 12WK Actuator Assembly Replacement | Egron C Drop Chute | B | 0190E006 | 2021-02-18 | 2013-06-04 | PHBASALEN
| 403126 | 0190-MLK-PRO-EGC-DRPCHT01 | PM03 | 305 | 12WK Actuator Assembly Replacement | Egron C Drop Chute | B | 0190E006 | 2021-02-18 | 2013-06-04 | PHBASALEN
| 36405 | 0190-MLK-PRO-EGC-EGRTWR01 | PM03 | 301 | 1Y Temperature Calibration LP-T 9606 | Egron C Tower | A | 0190E006 | 2021-06-03 | 2009-02-14 | PHILAGANAN
| 45378 | 0190-MLK-PRO-EGC-EGRTWR01 | PM03 | 307 | 6 Mon Hopper/Silo/Cone Egron C Tower | Egron C Tower | A | 0190E005 | 2010-04-10 | 2009-10-01 | PHDUENASMA
| 45548 | 0190-MLK-PRO-EGC-EGRTWR01 | PM03 | 302 | 48 HRS Dif. Pressure Sensor cleaning | Egron C Tower | A | 0190E006 | 2009-10-17 | 2009-10-16 | PHDUENASMA
| 36409 | 0190-MLK-PRO-EGC-EGRTWR01 | PM03 | 301 | 1Y PRESSURE X'MITTER CAL (LP-P 9607) | Egron C Tower | A | 0190E006 | 2021-06-03 | 2010-08-18 | PHILAGANAN
| 36409 | 0190-MLK-PRO-EGC-EGRTWR01 | PM03 | 301 | 1Y PRESSURE X'MITTER CAL (LP-P 3532/2) | Egron C Tower | A | 0190E006 | 2021-06-03 | 2010-08-18 | PHILAGANAN
| 36405 | 0190-MLK-PRO-EGC-EGRTWR01 | PM03 | 301 | 1Y Temp X'mitter Cal (LP-T 9627) | Egron C Tower | A | 0190E006 | 2021-06-03 | 2010-08-20 | PHILAGANAN
| 36405 | 0190-MLK-PRO-EGC-EGRTWR01 | PM03 | 301 | 1Y Temp X'mitter Cal (LP-T 9606) | Egron C Tower | A | 0190E006 | 2021-06-03 | 2010-08-20 | PHILAGANAN
| 52070 | 0190-MLK-PRO-EGC-EGRTWR01 | PM03 | 307 | 4WKS KD Functionality Check C | Egron C Tower | A | 0190E006 | 2015-07-21 | 2012-03-14 | PHJACOLPA
| 36405 | 0190-MLK-PRO-EGC-EGRTWR01 | PM03 | 301 | 1YR Temp Transmitter Cal (TT 96028) | Egron C Tower | A | 0190E006 | 2021-06-03 | 2012-07-05 | PHILAGANAN
| 59867 | 0190-MLK-PRO-EGC-EGRTWR01-ATEXBTL1_1 | PM03 | 305 | 52WK Atex Suppression System Servicing C | ATEX Suppression Bottle No. 1.1 | B | 0190E006 | 2018-03-01 | 2017-11-08 | PHBASALEN
| 59867 | 0190-MLK-PRO-EGC-EGRTWR01-ATEXBTL1_10 | PM03 | 305 | 52WK Atex Suppression System Servicing C | ATEX Suppression Bottle No. 1.10 | B | 0190E006 | 2018-03-01 | 2017-11-08 | PHBASALEN
| 59867 | 0190-MLK-PRO-EGC-EGRTWR01-ATEXBTL1_11 | PM03 | 305 | 52WK Atex Suppression System Servicing C | ATEX Suppression Bottle No. 1.11 | B | 0190E006 | 2018-03-01 | 2017-11-08 | PHBASALEN
| 59867 | 0190-MLK-PRO-EGC-EGRTWR01-ATEXBTL1_12 | PM03 | 305 | 52WK Atex Suppression System Servicing C | ATEX Suppression Bottle No. 1.12 | B | 0190E006 | 2018-03-01 | 2017-11-08 | PHBASALEN
| 59867 | 0190-MLK-PRO-EGC-EGRTWR01-ATEXBTL1_2 | PM03 | 305 | 52WK Atex Suppression System Servicing C | ATEX Suppression Bottle No. 1.2 | B | 0190E006 | 2018-03-01 | 2017-11-08 | PHBASALEN
| 59867 | 0190-MLK-PRO-EGC-EGRTWR01-ATEXBTL1_3 | PM03 | 305 | 52WK Atex Suppression System Servicing C | ATEX Suppression Bottle No. 1.3 | B | 0190E006 | 2018-03-01 | 2017-11-08 | PHBASALEN
| 59867 | 0190-MLK-PRO-EGC-EGRTWR01-ATEXBTL1_4 | PM03 | 305 | 52WK Atex Suppression System Servicing C | ATEX Suppression Bottle No. 1.4 | B | 0190E006 | 2018-03-01 | 2017-11-08 | PHBASALEN
| 59867 | 0190-MLK-PRO-EGC-EGRTWR01-ATEXBTL1_5 | PM03 | 305 | 52WK Atex Suppression System Servicing C | ATEX Suppression Bottle No. 1.5 | B | 0190E006 | 2018-03-01 | 2017-11-08 | PHBASALEN
| 59867 | 0190-MLK-PRO-EGC-EGRTWR01-ATEXBTL1_6 | PM03 | 305 | 52WK Atex Suppression System Servicing C | ATEX Suppression Bottle No. 1.6 | B | 0190E006 | 2018-03-01 | 2017-11-08 | PHBASALEN
| 59867 | 0190-MLK-PRO-EGC-EGRTWR01-ATEXBTL1_7 | PM03 | 305 | 52WK Atex Suppression System Servicing C | ATEX Suppression Bottle No. 1.7 | B | 0190E006 | 2018-03-01 | 2017-11-08 | PHBASALEN
| 59867 | 0190-MLK-PRO-EGC-EGRTWR01-ATEXBTL1_8 | PM03 | 305 | 52WK Atex Suppression System Servicing C | ATEX Suppression Bottle No. 1.8 | B | 0190E006 | 2018-03-01 | 2017-11-08 | PHBASALEN
| 59867 | 0190-MLK-PRO-EGC-EGRTWR01-ATEXBTL1_9 | PM03 | 305 | 52WK Atex Suppression System Servicing C | ATEX Suppression Bottle No. 1.9 | B | 0190E006 | 2018-03-01 | 2017-11-08 | PHBASALEN
| 36410 | 0190-MLK-PRO-EGC-EXHFAN01 | PM03 | 301 | 1Y %RH CALIBRATION (LP-M 9610) | Egron C Exhaust Fan No 1 | A | 0190E006 | 2021-06-03 | 2009-02-14 | PHILAGANAN
| 36405 | 0190-MLK-PRO-EGC-EXHFAN01 | PM03 | 301 | 1Y Temperature Calibration LP-T 9627 | Egron C Exhaust Fan No 1 | A | 0190E006 | 2021-06-03 | 2009-09-25 | PHILAGANAN
| 36405 | 0190-MLK-PRO-EGC-EXHFAN01 | PM03 | 301 | 1Y Temperature Calibration LP-T 3524/1C | Egron C Exhaust Fan No 1 | A | 0190E006 | 2021-06-03 | 2009-10-29 | PHILAGANAN
| 68775 | 0190-MLK-PRO-EGC-EXHFAN01 | PM03 | 305 | 1MON Cleaning of Impeller C | Egron C Exhaust Fan No 1 | A | 0190E005 | 2013-06-18 | 2012-09-27 | PHJACOLPA
| 68776 | 0190-MLK-PRO-EGC-EXHFAN01 | PM03 | 305 | 1MON Cleaning of Impeller C | Egron C Exhaust Fan No 1 | A | 0190E020 | 2013-06-18 | 2012-09-27 | PHJACOLPA
| 68776 | 0190-MLK-PRO-EGC-EXHFAN01 | PM03 | 305 | 1MON Cleaning of Impeller C | Egron C Exhaust Fan No 1 | A | 0190E020 | 2015-04-08 | 2012-09-27 | PHJACOLPA
| 36405 | 0190-MLK-PRO-EGC-EXHFAN01 | PM03 | 301 | 52WKS Temp Trans Cal (1C3-TE-10.23) | Egron C Exhaust Fan No 1 | A | 0190E006 | 2021-06-03 | 2014-09-09 | PHILAGANAN
| 68776 | 0190-MLK-PRO-EGC-EXHFAN02 | PM03 | 305 | 1MON Cleaning of Impeller C | Egron C Exhaust Fan No 2 | A | 0190E020 | 2015-04-08 | 2013-06-18 | PHJACOLPA
| 36405 | 0190-MLK-PRO-EGC-EXHFAN02 | PM03 | 301 | 52WKS Temp Trans Cal (1C3-TE-10.24) | Egron C Exhaust Fan No 2 | A | 0190E006 | 2021-06-03 | 2014-09-09 | PHILAGANAN
| 36405 | 0190-MLK-PRO-EGC-EXHFAN03 | PM03 | 301 | 1Y Temperature Calibration LP-T 9616 | Egron C Ad Ac Exhaust Fan | A | 0190E005 | 2021-06-03 | 2009-02-14 | PHILAGANAN
| 36405 | 0190-MLK-PRO-EGC-EXHFAN03 | PM03 | 301 | 1Y Temperature Calibration LP-T 9617 | Egron C Ad Ac Exhaust Fan | A | 0190E006 | 2021-06-03 | 2009-02-14 | PHILAGANAN
| 36405 | 0190-MLK-PRO-EGC-EXHFAN03 | PM03 | 301 | 1Y Temperature Calibration LP-T 3523/1C | Egron C Ad Ac Exhaust Fan | A | 0190E006 | 2021-06-03 | 2009-10-29 | PHILAGANAN
| 36405 | 0190-MLK-PRO-EGC-EXHFAN03 | PM03 | 301 | 1Y Temperature Calibration LP-T 3523/2C | Egron C Ad Ac Exhaust Fan | A | 0190E006 | 2021-06-03 | 2009-10-29 | PHILAGANAN
| 36406 | 0190-MLK-PRO-EGC-EXHFAN03 | PM03 | 301 | 1YR Flow Indicating Trans Cal (FIT96023) | Egron C Ad Ac Exhaust Fan | A | 0190E006 | 2021-06-03 | 2012-07-03 | PHILAGANAN
| 39912 | 0190-MLK-PRO-EGC-FDPSYS01 | PM03 | 307 | 3M Check-up Solimars Fluidiser Valves C | Fines Dense Phase System C | B | 0190E006 | 2010-02-15 | 2009-09-04 | PHDUENASMA
| 43175 | 0190-MLK-PRO-EGC-FDPSYS01 | PM03 | 305 | 6 MON Servicing Valves Dense Phase C | Fines Dense Phase System C | B | 0190E005 | 2010-02-15 | 2009-10-01 | PHDUENASMA
| 403126 | 0190-MLK-PRO-EGC-FDPSYS01 | PM03 | 305 | 12WK Actuator Assembly Replacement | Fines Dense Phase System C | B | 0190E006 | 2021-02-18 | 2013-04-18 | PHBASALEN
| 45378 | 0190-MLK-PRO-EGC-FINHPR01 | PM03 | 307 | 6 Mon Hopper/Silo/Cone AD/AC Fines C | Egron C Ad Ac Fine Powder Sep Hopper | B | 0190E005 | 2010-04-10 | 2009-10-01 | PHDUENASMA
| 45378 | 0190-MLK-PRO-EGC-FINHPR01 | PM03 | 307 | 6MON Cone/Hopper/Silo check C | Egron C Ad Ac Fine Powder Sep Hopper | B | 0190E005 | 2011-12-23 | 2011-01-21 | PHJACOLPA
| 59867 | 0190-MLK-PRO-EGC-FINHPR01-ATEXBTL3_1 | PM03 | 305 | 52WK Atex Suppression System Servicing C | ATEX Suppression Bottle No. 3.1 | B | 0190E006 | 2018-03-01 | 2017-11-08 | PHBASALEN
| 59867 | 0190-MLK-PRO-EGC-FINHPR01-ATEXBTL3_2 | PM03 | 305 | 52WK Atex Suppression System Servicing C | ATEX Suppression Bottle No. 3.2 | B | 0190E006 | 2018-03-01 | 2017-11-08 | PHBASALEN
| 36405 | 0190-MLK-PRO-EGC-HETCAB01 | PM03 | 301 | 1Y Temperature Calibration LP-T 9614 | Egron C Ad Heating Cabinet No. 1 | A | 0190E006 | 2021-06-03 | 2009-02-14 | PHILAGANAN
| 36409 | 0190-MLK-PRO-EGC-HETCAB01 | PM03 | 301 | 0190-1Y PRESSURE TRANSMITTER CALIBRATION | Egron C Ad Heating Cabinet No. 1 | A | 0190E006 | 2021-06-03 | 2009-09-24 | PHILAGANAN
| 36411 | 0190-MLK-PRO-EGC-HETCAB01 | PM03 | 301 | 1YR I/P Converter +Valve Cal (TCV 05.16C | Egron C Ad Heating Cabinet No. 1 | A | 0190E006 | 2021-06-03 | 2013-12-27 | PHILAGANAN
| 36411 | 0190-MLK-PRO-EGC-HETCAB01 | PM03 | 301 | 1YR I/P Converter +Valve Cal (TCV 05.17C | Egron C Ad Heating Cabinet No. 1 | A | 0190E006 | 2021-06-03 | 2013-12-27 | PHILAGANAN
| 36411 | 0190-MLK-PRO-EGC-HETCAB01 | PM03 | 301 | 1YR I/P Converter +Valve Cal (TCV 05.18C | Egron C Ad Heating Cabinet No. 1 | A | 0190E006 | 2021-06-03 | 2013-12-27 | PHILAGANAN
| 44160 | 0190-MLK-PRO-EGC-IRODOS01 | PM03 | 302 | 1 Month Screwfeeder Check Iron C | Iron Dosing Hopper Homo/Screwfeeder C | A | 0190E005 | 2011-08-26 | 2009-09-04 | PHJACOLPA
| 45561 | 0190-MLK-PRO-EGC-IRODOS01 | PM03 | 307 | 48 HRS Iron Dosing Line cleaning | Iron Dosing Hopper Homo/Screwfeeder C | A | 0190E005 | 2009-10-17 | 2009-10-17 | PHDUENASMA
| 29633 | 0190-MLK-PRO-EGC-IRODOS01 | PM03 | 303 | 1Y Change Oil Iron Dosing C Gearbox | Iron Dosing Hopper Homo/Screwfeeder C | A | 0190E005 | 2011-03-28 | 2010-08-27 | PHJACOLPA
| 29632 | 0190-MLK-PRO-EGC-IRODOS02 | PM03 | 303 | 1YR Screw Feeder Gearbox Change Oil | Iron Dosing LIW Homo/Screwfeeder C | A | 0190E005 | 2014-07-25 | 2011-03-28 | PHJACOLPA
| 44160 | 0190-MLK-PRO-EGC-IRODOS02 | PM03 | 307 | 12WKS Screwffeder Check up Egron C | Iron Dosing LIW Homo/Screwfeeder C | A | 0190E005 | 2015-07-21 | 2011-05-09 | PHJACOLPA
| 50867 | 0190-MLK-PRO-EGC-LHPSYS01 | PM03 | 307 | 1 MONTH LHPN ACTUATOR CHECK | LHPN System | B | 0190E005 | 2011-06-29 | 2010-07-17 | PHJACOLPA
| 36405 | 0190-MLK-PRO-EGC-LHPSYS01 | PM03 | 301 | 1YR Temp Transmitter Cal (LP-T 9600) | LHPN System | B | 0190E006 | 2021-06-03 | 2011-06-29 | PHILAGANAN
| 36409 | 0190-MLK-PRO-EGC-LHPSYS01 | PM03 | 301 | 1YR Press Trans Calibration (PIT-96082) | LHPN System | B | 0190E006 | 2021-06-03 | 2012-12-13 | PHILAGANAN
| 50868 | 0190-MLK-PRO-EGC-LHPSYS04 | PM03 | 305 | 26WKS LHPN VALVE 03 | SNF C LHPN No. 3 | A | 0190E005 | 2021-05-14 | 2011-01-24 | PHBASALEN
| 60739 | 0190-MLK-PRO-EGC-LHPSYS04 | PM03 | 305 | 13WKS Quick Connect Servicing -03 | SNF C LHPN No. 3 | A | 0190E005 | 2021-05-14 | 2011-11-30 | PHBASALEN
| 60739 | 0190-MLK-PRO-EGC-LHPSYS07 | PM03 | 305 | 13WKS Quick Connect Servicing -03 | 3L C LHPN No. 3 | A | 0190E005 | 2021-05-14 | 2011-11-30 | PHBASALEN
| 45551 | 0190-MLK-PRO-EGC-LIWHPR01 | PM03 | 302 | 48 HRS L/W Filter cleaning | Egron C MSK Dosing Liw Hopper 1 | C | 0190E006 | 2009-10-17 | 2009-10-16 | PHDUENASMA
| 36402 | 0190-MLK-PRO-EGC-LIWHPR02 | PM03 | 301 | 3M Weight Transmitter (LP-W 9624) | Egron C MSK Dosing Liw Hopper 2 | C | 0190E006 | 2021-06-03 | 2009-02-04 | PHILAGANAN
| 36402 | 0190-MLK-PRO-EGC-LIWHPR02 | PM03 | 301 | 3MON Weight Trans Cal (1C3-WIT-02.08) | Egron C MSK Dosing Liw Hopper 2 | C | 0190E006 | 2021-06-03 | 2009-07-22 | PHILAGANAN
| 45551 | 0190-MLK-PRO-EGC-LIWHPR02 | PM03 | 302 | 48 HRS L/W Filter cleaning | Egron C MSK Dosing Liw Hopper 2 | C | 0190E006 | 2009-10-17 | 2009-10-16 | PHDUENASMA
| 34294 | 0190-MLK-PRO-EGC-MCCPNL01 | PM03 | 307 | 3MON CBM Monitoring-Thermography/PDMS | MCC Spray Drying C | A | 0190E006 | 2010-09-28 | 2010-08-17 | PHJACOLPA
| 52274 | 0190-MLK-PRO-EGC-MCCPNL01 | PM03 | 307 | 3MON PLC based Control System Check-up | MCC Spray Drying C | A | 0190E006 | 2011-12-27 | 2011-11-07 | PHJACOLPA
| 34294 | 0190-MLK-PRO-EGC-MCCPNL02 | PM03 | 307 | 3MON CBM Monitoring-Thermography/PDMS | MCC Panel Loss-In-Weight Egron C | A | 0190E006 | 2010-09-28 | 2010-08-17 | PHJACOLPA
| 52274 | 0190-MLK-PRO-EGC-MCCPNL02 | PM03 | 307 | 3MON PLC based Control System Check-up | MCC Panel Loss-In-Weight Egron C | A | 0190E006 | 2011-12-27 | 2011-11-07 | PHJACOLPA
| 403126 | 0190-MLK-PRO-EGC-MSKBLW03 | PM03 | 307 | 2WKS BV Actuator Functionality Check | Egron C MSK Dosing Blower No. 1 | A | 0190E006 | 2013-04-29 | 2013-04-18 | PHJACOLPA
| 403140 | 0190-MLK-PRO-EGC-MSKBLW03 | PM03 | 307 | 2MON Butt Valve Liner Check C | Egron C MSK Dosing Blower No. 1 | A | 0190E005 | 2013-05-25 | 2013-04-18 | PHJACOLPA
| 36405 | 0190-MLK-PRO-EGC-MSKBLW03 | PM03 | 301 | 1YR Temp Trans Cal (1C3-TE-02.15) | Egron C MSK Dosing Blower No. 1 | A | 0190E006 | 2021-06-03 | 2014-09-09 | PHILAGANAN
| 403126 | 0190-MLK-PRO-EGC-MSKBLW04 | PM03 | 307 | 2WKS BV Actuator Functionality Check | Egron C MSK Dosing Blower No. 2 | A | 0190E006 | 2013-04-29 | 2013-04-18 | PHJACOLPA
| 403140 | 0190-MLK-PRO-EGC-MSKBLW04 | PM03 | 307 | 2MON Butt Valve Liner Check C | Egron C MSK Dosing Blower No. 2 | A | 0190E005 | 2013-05-25 | 2013-04-18 | PHJACOLPA
| 45378 | 0190-MLK-PRO-EGC-MSKSLO01 | PM03 | 307 | 6 Mon Hopper/Silo/Cone MSK Silo C1 | Egron C MSK Silo No 1 | C | 0190E005 | 2010-04-10 | 2009-10-01 | PHDUENASMA
| 43175 | 0190-MLK-PRO-EGC-MSKSLO01 | PM03 | 305 | 6 MON Servicing Valves MSK Silo C1 | Egron C MSK Silo No 1 | C | 0190E005 | 2010-02-15 | 2009-10-01 | PHDUENASMA
| 43175 | 0190-MLK-PRO-EGC-MSKSLO01 | PM03 | 305 | 6 MON Servicing of Butterfly valve C | Egron C MSK Silo No 1 | C | 0190E005 | 2010-08-20 | 2010-02-15 | PHJACOLPA
| 51346 | 0190-MLK-PRO-EGC-MSKSLO01 | PM03 | 301 | 1YR Weight Transmitter Cal (LP-W 9577) | Egron C MSK Silo No 1 | C | 0190E006 | 2021-06-03 | 2010-08-20 | PHILAGANAN
| 51346 | 0190-MLK-PRO-EGC-MSKSLO01 | PM03 | 301 | 1YR Weight Transmitter Cal (LP-W 9681) | Egron C MSK Silo No 1 | C | 0190E006 | 2021-06-03 | 2012-07-05 | PHILAGANAN
| 403126 | 0190-MLK-PRO-EGC-MSKSLO01 | PM03 | 307 | 2WKS BV Actuator Functionality Check | Egron C MSK Silo No 1 | C | 0190E006 | 2014-01-15 | 2013-04-18 | PHJACOLPA
| 45378 | 0190-MLK-PRO-EGC-MSKSLO02 | PM03 | 307 | 6 Mon Hopper/Silo/Cone MSK Silo C2 | Egron C MSK Silo No 2 | C | 0190E005 | 2010-04-10 | 2009-10-01 | PHDUENASMA
| 43175 | 0190-MLK-PRO-EGC-MSKSLO02 | PM03 | 305 | 6 MON Servicing Valves MSK Silo C2 | Egron C MSK Silo No 2 | C | 0190E005 | 2010-02-15 | 2009-10-01 | PHDUENASMA
| 51346 | 0190-MLK-PRO-EGC-MSKSLO02 | PM03 | 301 | 1YR Weight Transmitter Cal (LP-W 9578) | Egron C MSK Silo No 2 | C | 0190E006 | 2021-06-03 | 2010-08-20 | PHILAGANAN
| 403126 | 0190-MLK-PRO-EGC-MSKSLO02 | PM03 | 307 | 2WKS BV Actuator Functionality Check | Egron C MSK Silo No 2 | C | 0190E006 | 2014-01-15 | 2013-04-18 | PHJACOLPA
| 49346 | 0190-MLK-PRO-EGC-MSKSTV01 | PM03 | 305 | 14DAYS SMS Gasket Replacement C | Egron C MSK Dosing Starvalve 1 | A | 0190E020 | 2016-03-10 | 2010-04-01 | PHBASALEN
| 31435 | 0190-MLK-PRO-EGC-MSKSTV02 | PM03 | 305 | 1Y S/V Bearing Replacement | Egron C MSK Dosing Starvalve 2 | A | 0190E005 | 2011-01-20 | 2010-03-27 | PHJACOLPA
| 49346 | 0190-MLK-PRO-EGC-MSKSTV02 | PM03 | 305 | 14DAYS SMS Gasket Replacement C | Egron C MSK Dosing Starvalve 2 | A | 0190E020 | 2016-03-10 | 2010-04-01 | PHBASALEN
| 405206 | 0190-MLK-PRO-EGC-MSKSTV02 | PM03 | 305 | 1MON S/V Lip Seal Replacement | Egron C MSK Dosing Starvalve 2 | A | 0190E005 | 2014-07-05 | 2013-07-22 | PHJACOLPA
| 36411 | 0190-MLK-PRO-EGC-MULSEP01 | PM03 | 301 | 1Y I/P CONVERTE CALIBRATION | Egron C Powder Separator 1 Multiclone 1 | B | 0190E006 | 2021-06-03 | 2009-09-24 | PHILAGANAN
| 45378 | 0190-MLK-PRO-EGC-MULSEP01 | PM03 | 307 | 6 Mon Hopper/Silo/Cone Separator C1 | Egron C Powder Separator 1 Multiclone 1 | B | 0190E005 | 2010-04-10 | 2009-10-01 | PHDUENASMA
| 45548 | 0190-MLK-PRO-EGC-MULSEP01 | PM03 | 302 | 48 HRS Dif. Pressure Sensor cleaning | Egron C Powder Separator 1 Multiclone 1 | B | 0190E006 | 2009-10-17 | 2009-10-16 | PHDUENASMA
| 36411 | 0190-MLK-PRO-EGC-MULSEP01 | PM03 | 301 | 1Y I/P CONVERTER CALIBRATION LP-P 9621 | Egron C Powder Separator 1 Multiclone 1 | B | 0190E006 | 2021-06-03 | 2009-10-29 | PHILAGANAN
| 36409 | 0190-MLK-PRO-EGC-MULSEP01 | PM03 | 301 | 1Y PRESSURE X'MITTER CAL (LP-P 9621) | Egron C Powder Separator 1 Multiclone 1 | B | 0190E006 | 2021-06-03 | 2010-08-18 | PHILAGANAN
| 36411 | 0190-MLK-PRO-EGC-MULSEP01 | PM03 | 301 | 1Y IP Converter X'mitter Cal (LP-P 9621) | Egron C Powder Separator 1 Multiclone 1 | B | 0190E005 | 2021-06-03 | 2010-08-20 | PHILAGANAN
| 36405 | 0190-MLK-PRO-EGC-MULSEP01 | PM03 | 301 | 52WKS Temp Trans Cal (1C3-TE-10.15) | Egron C Powder Separator 1 Multiclone 1 | B | 0190E006 | 2021-06-03 | 2014-09-09 | PHILAGANAN
| 36405 | 0190-MLK-PRO-EGC-MULSEP01 | PM03 | 301 | 52WKS Temp Trans Cal (1C3-TE-10.28) | Egron C Powder Separator 1 Multiclone 1 | B | 0190E006 | 2021-06-03 | 2014-09-09 | PHILAGANAN
| 59867 | 0190-MLK-PRO-EGC-MULSEP01-ATEXBTL1_13 | PM03 | 305 | 52WK Atex Suppression System Servicing C | ATEX Suppression Bottle No. 1.13 | B | 0190E006 | 2018-03-01 | 2017-11-08 | PHBASALEN
| 59867 | 0190-MLK-PRO-EGC-MULSEP01-ATEXBTL1_14 | PM03 | 305 | 52WK Atex Suppression System Servicing C | ATEX Suppression Bottle No. 1.14 | B | 0190E006 | 2018-03-01 | 2017-11-08 | PHBASALEN
| 36411 | 0190-MLK-PRO-EGC-MULSEP02 | PM03 | 301 | 1Y I/P CONVERTE CALIBRATION | Egron C Powder Separator 2 Multiclone 2 | B | 0190E005 | 2021-06-03 | 2009-09-24 | PHILAGANAN
| 45378 | 0190-MLK-PRO-EGC-MULSEP02 | PM03 | 307 | 6 Mon Hopper/Silo/Cone Separator C2 | Egron C Powder Separator 2 Multiclone 2 | B | 0190E005 | 2010-04-10 | 2009-10-01 | PHDUENASMA
| 45548 | 0190-MLK-PRO-EGC-MULSEP02 | PM03 | 302 | 48 HRS Dif. Pressure Sensor cleaning | Egron C Powder Separator 2 Multiclone 2 | B | 0190E006 | 2009-10-17 | 2009-10-16 | PHDUENASMA
| 36411 | 0190-MLK-PRO-EGC-MULSEP02 | PM03 | 301 | 1Y I/P CONVERTER CALIBRATION LP-P 9622 | Egron C Powder Separator 2 Multiclone 2 | B | 0190E006 | 2021-06-03 | 2009-10-29 | PHILAGANAN
| 36409 | 0190-MLK-PRO-EGC-MULSEP02 | PM03 | 301 | 1Y PRESSURE X'MITTER CAL (LP-P 9622) | Egron C Powder Separator 2 Multiclone 2 | B | 0190E006 | 2021-06-03 | 2010-08-18 | PHILAGANAN
| 36411 | 0190-MLK-PRO-EGC-MULSEP02 | PM03 | 301 | 1Y IP Converter X'mitter Cal (LP-P 9622) | Egron C Powder Separator 2 Multiclone 2 | B | 0190E006 | 2021-06-03 | 2010-08-20 | PHILAGANAN
| 36405 | 0190-MLK-PRO-EGC-MULSEP02 | PM03 | 301 | 52WKS Temp Trans Cal (1C3-TE-10.16) | Egron C Powder Separator 2 Multiclone 2 | B | 0190E006 | 2021-06-03 | 2014-09-09 | PHILAGANAN
| 59867 | 0190-MLK-PRO-EGC-MULSEP02-ATEXBTL1_15 | PM03 | 305 | 52WK Atex Suppression System Servicing C | ATEX Suppression Bottle No. 1.15 | B | 0190E006 | 2018-03-01 | 2017-11-08 | PHBASALEN
| 44239 | 0190-MLK-PRO-EGC-MULSVA01 | PM03 | 307 | 1 Month Sight Glass check Sep C1 | Egron C Multiclone Star Valve 1 | A | 0190E005 | 2013-07-30 | 2009-09-11 | PHJACOLPA
| 49346 | 0190-MLK-PRO-EGC-MULSVA01 | PM03 | 305 | 1Month SMS Gasket Replacement C | Egron C Multiclone Star Valve 1 | A | 0190E005 | 2012-01-29 | 2010-04-01 | PHJACOLPA
| 44239 | 0190-MLK-PRO-EGC-MULSVA02 | PM03 | 307 | 1 Month Sight Glass check Sep C2 | Egron C Multiclone Star Valve 2 | A | 0190E005 | 2013-07-30 | 2009-09-11 | PHJACOLPA
| 49346 | 0190-MLK-PRO-EGC-MULSVA02 | PM03 | 305 | 1Month SMS Gasket Replacement C | Egron C Multiclone Star Valve 2 | A | 0190E005 | 2012-01-29 | 2010-04-01 | PHJACOLPA
| 43175 | 0190-MLK-PRO-EGC-PICHPR01 | PM03 |  | 6 MON Servicing of Pick-up Hopper C | Egron C Pick-Up Hopper | B | 0190E005 | 2010-09-04 | 2009-07-22 | PHJACOLPA
| 45378 | 0190-MLK-PRO-EGC-PICHPR01 | PM03 | 307 | 6 Mon Hopper/Silo/Cone Pick up Hopper C | Egron C Pick-Up Hopper | B | 0190E005 | 2010-04-10 | 2009-10-01 | PHDUENASMA
| 43175 | 0190-MLK-PRO-EGC-PICHPR01 | PM03 | 305 | 6 MON Servicing Valves Pick up Hop. C | Egron C Pick-Up Hopper | B | 0190E005 | 2010-02-15 | 2009-10-01 | PHDUENASMA
| 403126 | 0190-MLK-PRO-EGC-PICHPR01 | PM03 | 305 | 12WK Actuator Assembly Replacement | Egron C Pick-Up Hopper | B | 0190E006 | 2021-02-18 | 2013-04-18 | PHBASALEN
| 34294 | 0190-MLK-PRO-EGC-PLCPNL01 | PM03 | 307 | 3MON CBM Monitoring-Thermography/PDMS | PLC Control Panel Spray Drying C | A | 0190E006 | 2010-09-28 | 2010-08-17 | PHJACOLPA
| 34294 | 0190-MLK-PRO-EGC-PLCPNL02 | PM03 | 307 | 3MON CBM Monitoring-Thermography/PDMS | PLC Control Panel Nucon Direct Filling C | A | 0190E006 | 2010-09-28 | 2010-08-17 | PHJACOLPA
| 45563 | 0190-MLK-PRO-EGC-POWSIF01 | PM03 | 307 | 48 HRS Vibro Sifter Screen check/clean C | Egron C Powder Sifter | A | 0190E005 | 2010-09-04 | 2009-10-17 | PHJACOLPA
| 45563 | 0190-MLK-PRO-EGC-POWSIF01 | PM03 | 307 | 48 HRS Vibro Sifter Screen check/clean | Egron C Powder Sifter | A | 0190E005 | 2009-10-17 | 2009-10-17 | PHDUENASMA
| 39912 | 0190-MLK-PRO-EGC-PRSPOT01 | PM03 | 307 | 3M Check-up Solimars Fluidiser valves C | Pressure Pot Egron C | B | 0190E006 | 2010-02-15 | 2009-04-08 | PHDUENASMA
| 45378 | 0190-MLK-PRO-EGC-PRSPOT01 | PM03 | 307 | 6 Mon Hopper/Silo/Cone Pressure Pot C | Pressure Pot Egron C | B | 0190E005 | 2010-04-10 | 2009-10-01 | PHDUENASMA
| 43175 | 0190-MLK-PRO-EGC-PRSPOT01 | PM03 | 305 | 6 MON Servicing Valves Pressure Pot C | Pressure Pot Egron C | B | 0190E005 | 2010-02-15 | 2009-10-01 | PHDUENASMA
| 39912 | 0190-MLK-PRO-EGC-PRSPOT01 | PM03 | 305 | 4MON Solimar Valve Replacement C | Pressure Pot Egron C | B | 0190E006 | 2011-07-22 | 2010-08-19 | PHJACOLPA
| 51346 | 0190-MLK-PRO-EGC-PRSPOT01 | PM03 | 301 | 1YR Weight Transmitter Cal (LP-W 9581) | Pressure Pot Egron C | B | 0190E006 | 2021-06-03 | 2010-08-20 | PHILAGANAN
| 403126 | 0190-MLK-PRO-EGC-PRSPOT01 | PM03 | 305 | 12WK Actuator Assembly Replacement | Pressure Pot Egron C | B | 0190E006 | 2021-02-18 | 2013-04-18 | PHBASALEN
| 403126 | 0190-MLK-PRO-EGC-PRSPOT01 | PM03 | 305 | 12WK Actuator Assembly Replacement | Pressure Pot Egron C | B | 0190E006 | 2021-02-18 | 2013-04-18 | PHBASALEN
| 403126 | 0190-MLK-PRO-EGC-PRSPOT01 | PM03 | 305 | 12WK Actuator Assembly Replacement | Pressure Pot Egron C | B | 0190E006 | 2021-02-18 | 2013-04-18 | PHBASALEN
| 69389 | 0190-MLK-PRO-EGC-PRSPOT01 | PM03 | 307 | 18WKS Anlge Seat Valve Check | Pressure Pot Egron C | B | 0190E006 | 2018-02-28 | 2013-11-04 | PHBASALEN
| 406120 | 0190-MLK-PRO-EGC-PRSPOT01 | PM03 | 307 | 16WK Check Valve Func. Check (Transport) | Pressure Pot Egron C | B | 0190E006 | 2018-02-28 | 2014-01-16 | PHBASALEN
| 406120 | 0190-MLK-PRO-EGC-PRSPOT01 | PM03 | 307 | 16WK Check Valve Func. Check (Purging) | Pressure Pot Egron C | B | 0190E006 | 2018-02-28 | 2014-01-16 | PHBASALEN
| 36411 | 0190-MLK-PRO-EGC-PWINCH01 | PM03 | 301 | 1Y IP Converter X'mitter Cal (LP-Z 9630) | Egron C Platform Winch | B | 0190E006 | 2021-06-03 | 2010-08-20 | PHILAGANAN
| 43175 | 0190-MLK-PRO-EGC-RDPSYS01 | PM03 | 305 | 6 MON Servicing Valves Dry Rework PDP C | Egron C Dry Rework Dense Phase System | B | 0190E005 | 2010-02-15 | 2009-10-01 | PHDUENASMA
| 45562 | 0190-MLK-PRO-EGC-SCWCVY01 | PM03 | 307 | 48 HRS Eductor Nozzle line cleaning | Egron C MSK Dosing 1 Homo/Screwfeeder | A | 0190E005 | 2009-10-17 | 2009-10-17 | PHDUENASMA
| 29633 | 0190-MLK-PRO-EGC-SCWCVY01 | PM03 | 303 | 1Y Change Oil MSK Dosing C1 Screw Gearbo | Egron C MSK Dosing 1 Homo/Screwfeeder | A | 0190E005 | 2011-03-28 | 2010-08-27 | PHJACOLPA
| 51771 | 0190-MLK-PRO-EGC-SCWCVY01 | PM03 | 305 | 2WK Packing Gland Replacement C | Egron C MSK Dosing 1 Homo/Screwfeeder | A | 0190E005 | 2012-06-01 | 2010-09-21 | PHJACOLPA
| 57824 | 0190-MLK-PRO-EGC-SCWCVY01 | PM03 | 307 | 60HRS Filter Breather Cleaning | Egron C MSK Dosing 1 Homo/Screwfeeder | A | 0190E020 | 2011-09-06 | 2011-05-27 | PHJACOLPA
| 45562 | 0190-MLK-PRO-EGC-SCWCVY02 | PM03 | 307 | 48 HRS Eductor Nozzle Line cleaning C | Egron C MSK Dosing 2 Homo/Screwfeeder | A | 0190E005 | 2010-08-20 | 2009-10-17 | PHJACOLPA
| 45562 | 0190-MLK-PRO-EGC-SCWCVY02 | PM03 | 307 | 48 HRS Eductor Nozzle Line cleaning | Egron C MSK Dosing 2 Homo/Screwfeeder | A | 0190E005 | 2009-10-17 | 2009-10-17 | PHDUENASMA
| 29633 | 0190-MLK-PRO-EGC-SCWCVY02 | PM03 | 303 | 1Y Change Oil MSK Dosing C2 Screw Gearbo | Egron C MSK Dosing 2 Homo/Screwfeeder | A | 0190E005 | 2011-03-28 | 2010-08-27 | PHJACOLPA
| 51771 | 0190-MLK-PRO-EGC-SCWCVY02 | PM03 | 305 | 2WK Packing Gland Replacement C | Egron C MSK Dosing 2 Homo/Screwfeeder | A | 0190E005 | 2012-06-01 | 2010-09-21 | PHJACOLPA
| 57824 | 0190-MLK-PRO-EGC-SCWCVY02 | PM03 | 307 | 60HRS Filter Breather Cleaning | Egron C MSK Dosing 2 Homo/Screwfeeder | A | 0190E020 | 2011-09-06 | 2011-05-27 | PHJACOLPA
| 59092 | 0190-MLK-PRO-EGC-SEAFAN01 | PM03 | 305 | 1MON Hygienic Filter Replacement C | Secondary Air Fan 1C | B | 0190E020 | 2012-03-24 | 2011-08-09 | PHJACOLPA
| 63098 | 0190-MLK-PRO-EGC-SEAFAN01 | PM03 | 305 | 3MON Hygienic Filter Replacement | Secondary Air Fan 1C | B | 0190E020 | 2012-03-27 | 2012-03-27 | PHJACOLPA
| 36409 | 0190-MLK-PRO-EGC-SEAFAN01 | PM03 | 301 | 1YR Pressure Transmitter Cal (PIT 96018) | Secondary Air Fan 1C | B | 0190E006 | 2021-06-03 | 2013-04-19 | PHILAGANAN
| 36405 | 0190-MLK-PRO-EGC-SECFAN01 | PM03 | 301 | 1Y Temp X'mitter Cal (LP-T 3524/1C) | Egron C Secondary Air Fan No 1 | A | 0190E006 | 2021-06-03 | 2010-08-20 | PHILAGANAN
| 51662 | 0190-MLK-PRO-EGC-SECFAN02 | PM03 | 302 | 4WKS PdMS Vibration Check | Egron C Secondary Air Fan No 2 | C | 0190E005 | 2011-05-24 | 2010-04-07 | PHJACOLPA
| 36405 | 0190-MLK-PRO-EGC-SECFAN02 | PM03 | 301 | 1Y Temp X'mitter Cal (LP-T 3524/2C) | Egron C Secondary Air Fan No 2 | C | 0190E006 | 2021-06-03 | 2010-08-20 | PHILAGANAN
| 59092 | 0190-MLK-PRO-EGC-SECFAN02 | PM03 | 305 | 1MON Hygienic Filter Replacement C | Egron C Secondary Air Fan No 2 | C | 0190E020 | 2012-03-24 | 2011-08-09 | PHJACOLPA
| 63098 | 0190-MLK-PRO-EGC-SECFAN02 | PM03 | 305 | 3MON Hygienic Filter Replacement | Egron C Secondary Air Fan No 2 | C | 0190E020 | 2012-03-27 | 2012-03-27 | PHJACOLPA
| 39912 | 0190-MLK-PRO-EGC-SURHPR01 | PM03 | 307 | 3M Check-up Solimars Fluidiser Valves C | Nucon Surge Hopper Egron C | C | 0190E006 | 2010-02-15 | 2009-04-08 | PHDUENASMA
| 45378 | 0190-MLK-PRO-EGC-SURHPR01 | PM03 | 307 | 6 Mon Hopper/Silo/Cone Surge Hopper C | Nucon Surge Hopper Egron C | C | 0190E005 | 2010-04-10 | 2009-10-01 | PHDUENASMA
| 43175 | 0190-MLK-PRO-EGC-SURHPR01 | PM03 | 305 | 6 MON Servicing Valves Surge Hopper C | Nucon Surge Hopper Egron C | C | 0190E005 | 2010-02-15 | 2009-10-01 | PHDUENASMA
| 51346 | 0190-MLK-PRO-EGC-SURHPR01 | PM03 | 301 | 1YR Weight Transmitter Cal (LP-W 9582) | Nucon Surge Hopper Egron C | C | 0190E006 | 2021-06-03 | 2010-08-20 | PHILAGANAN
| 403126 | 0190-MLK-PRO-EGC-SURHPR01 | PM03 | 307 | 2WKS BV Actuator Check (Outlet) | Nucon Surge Hopper Egron C | C | 0190E006 | 2014-01-15 | 2013-04-18 | PHJACOLPA
| 39912 | 0190-MLK-PRO-EGC-TOTHPR01 | PM03 | 307 | 3M Check-up Solimars Fluidiser Valves C | Totebin Receiving Hopper Egron C | B | 0190E006 | 2010-02-15 | 2009-04-08 | PHDUENASMA
| 45378 | 0190-MLK-PRO-EGC-TOTHPR01 | PM03 | 307 | 6 Mon Hopper/Silo/Cone Receiving Hop. C | Totebin Receiving Hopper Egron C | B | 0190E005 | 2010-04-10 | 2009-10-01 | PHDUENASMA
| 43175 | 0190-MLK-PRO-EGC-TOTHPR01 | PM03 | 305 | 6 MON Servicing Valves TB Receiving C | Totebin Receiving Hopper Egron C | B | 0190E005 | 2010-02-15 | 2009-10-01 | PHDUENASMA
| 39912 | 0190-MLK-PRO-EGC-TOTHPR01 | PM03 | 305 | 4MON Solimar Valve Replacement C | Totebin Receiving Hopper Egron C | B | 0190E006 | 2011-07-22 | 2010-02-15 | PHJACOLPA
| 43175 | 0190-MLK-PRO-EGC-TTBWGH01 | PM03 | 305 | 6 MON Servicing Valves TB Weighing C1 | Egron C Totebin Weighing scale1 | C | 0190E005 | 2010-02-15 | 2009-10-01 | PHDUENASMA
| 43175 | 0190-MLK-PRO-EGC-TTBWGH02 | PM03 | 305 | 6 MON Servicing Valves TB Weighing C2 | Egron C Totebin Weighing scale2 | B | 0190E005 | 2010-02-15 | 2009-10-01 | PHDUENASMA
| 51346 | 0190-MLK-PRO-EGC-TTBWGH02 | PM03 | 301 | 1YR Weight Transmitter Cal (LP-W 9680) | Egron C Totebin Weighing scale2 | B | 0190E006 | 2021-06-03 | 2010-08-20 | PHILAGANAN
| 39912 | 0190-MLK-PRO-EGC-VACHPR01 | PM03 | 307 | 3M Check-up Solimars Fluidiser Valves C | Nucon Vacuum Hopper Egron C | B | 0190E006 | 2010-02-15 | 2009-04-08 | PHDUENASMA
| 45378 | 0190-MLK-PRO-EGC-VACHPR01 | PM03 | 307 | 6 Mon Hopper/Silo/Cone Vacuum Hopper C | Nucon Vacuum Hopper Egron C | B | 0190E005 | 2010-04-10 | 2009-10-01 | PHDUENASMA
| 43175 | 0190-MLK-PRO-EGC-VACHPR01 | PM03 | 305 | 6 MON Servicing Valves Nucon Vac. Hop. C | Nucon Vacuum Hopper Egron C | B | 0190E005 | 2010-02-15 | 2009-10-01 | PHDUENASMA
| 59517 | 0190-MLK-PRO-EGC-VACHPR01 | PM03 | 305 | 2MON Butterfly Valve Servicing | Nucon Vacuum Hopper Egron C | B | 0190E005 | 2012-07-09 | 2010-02-15 | PHJACOLPA
| 402518 | 0190-MLK-PRO-EGC-VACHPR01 | PM03 | 307 | 1MON Butt Valve Liner Check C (V20) | Nucon Vacuum Hopper Egron C | B | 0190E005 | 2013-06-04 | 2013-04-03 | PHJACOLPA
| 29626 | 0190-MLK-PRO-EGC-VACPMP01 | PM03 | 305 | 6M Change Filter Nucon Vacuum C | Nucon Vacuum Pump C1 | A | 0190E005 | 2010-02-16 | 2008-06-07 | PHDUENASMA
| 29630 | 0190-MLK-PRO-EGC-VACPMP01 | PM03 | 303 | 6M Change Oil Nucon Vacuum C | Nucon Vacuum Pump C1 | A | 0190E005 | 2010-02-16 | 2008-06-07 | PHDUENASMA
| 43175 | 0190-MLK-PRO-EGC-VACPMP01 | PM03 | 305 | 6 MON Servicing Valves Vacuum Pump C | Nucon Vacuum Pump C1 | A | 0190E005 | 2010-02-15 | 2009-10-01 | PHDUENASMA
| 51662 | 0190-MLK-PRO-EGC-VACPMP01 | PM03 | 302 | 1MON PdMS Vibration Check | Nucon Vacuum Pump C1 | A | 0190E005 | 2011-01-26 | 2010-04-07 | PHJACOLPA
| 29630 | 0190-MLK-PRO-EGC-VACPMP01 | PM03 | 303 | 6M Change Oil Nucon Vacuum B | Nucon Vacuum Pump C1 | A | 0190E005 | 2010-11-25 | 2010-08-13 | PHJACOLPA
| 51662 | 0190-MLK-PRO-EGC-VACPMP01 | PM03 | 302 | 4WKS PdMS Vibration Check | Nucon Vacuum Pump C1 | A | 0190E014 | 2012-09-27 | 2011-01-26 | PHJACOLPA
| 403126 | 0190-MLK-PRO-EGC-VACPMP01 | PM03 | 307 | 2WKS BV Actuator Check (Isolation) | Nucon Vacuum Pump C1 | A | 0190E006 | 2013-10-25 | 2013-04-18 | PHJACOLPA
| 69389 | 0190-MLK-PRO-EGC-VACPMP02 | PM03 | 307 | 18WKS Angle Seat Valve Check C2 | Nucon Vacuum Pump C2 | B | 0190E006 | 2021-03-15 | 2013-08-05 | PHBASALEN
| 36409 | 0190-MLK-PRO-EGC-VANVLV01 | PM03 | 301 | 1YR Pressure Transmitter Cal (PIT 96038) | Egron C Vanessa Valve to Stack | B | 0190E006 | 2021-06-03 | 2012-07-05 | PHILAGANAN
| 50869 | 0190-MLK-PRO-EGC-XSUPSS01 | PM03 | 307 | 3 MON ATEX DMM MODULE CHECK-UP | ATEX Suppression Bottle Safety System C | A | 0190E006 | 2010-10-15 | 2010-07-17 | PHJACOLPA
| 59867 | 0190-MLK-PRO-EGC-XSUPSS01 | PM03 | 305 | 52WK Atex Suppression System Servicing C | ATEX Suppression Bottle Safety System C | A | 0190E006 | 2017-11-08 | 2011-10-11 | PHBASALEN
| 45375 | 0190-MLK-PRO-NDC-BUFPMP01 | PM03 | 307 | 1 Year Pump Seal/Impeller NDC tank 1 Dis | NDC Buffer Tank Discharge Pump 1 | B | 0190E005 | 2010-03-27 | 2009-10-01 | PHDUENASMA
| 45375 | 0190-MLK-PRO-NDC-BUFPMP02 | PM03 | 307 | 1 Year Pump Seal/Impeller NDC Buffer C | NDC Buffer Tank Discharge Pump 2 | B | 0190E005 | 2010-12-27 | 2009-10-01 | PHJACOLPA
| 36406 | 0190-MLK-PRO-NDC-BUFPMP02 | PM03 | 301 | 1Y FLOWMETER TRANSMITTER LP-F 9689 | NDC Buffer Tank Discharge Pump 2 | B | 0190E006 | 2021-06-03 | 2009-10-29 | PHILAGANAN
| 45375 | 0190-MLK-PRO-NDC-CIRPMP01 | PM03 | 307 | 1 Year Pump Seal/Impeller NDC tnk Recir. | NDC Glucose Storage Tank CIP Pump | B | 0190E005 | 2010-03-27 | 2009-10-01 | PHDUENASMA
| 45375 | 0190-MLK-PRO-NDC-CIRPMP01 | PM03 | 307 | 1 Year Pump Seal & Impeller check up | NDC Glucose Storage Tank CIP Pump | B | 0190E005 | 2010-12-27 | 2010-03-27 | PHJACOLPA
| 45375 | 0190-MLK-PRO-NDC-CIRPMP01 | PM03 | 307 | 6MON Mechanical Seal & Impeller check-up | NDC Glucose Storage Tank CIP Pump | B | 0190E005 | 2011-05-01 | 2010-12-27 | PHJACOLPA
| 33087 | 0190-MLK-PRO-NDC-COMMON01 | PM03 | 306 | 13WKS Grounding Check Glucose B/C | NDC Common Facilities | C | 0190E020 | 2021-06-03 | 2010-06-16 | PHILAGANAN
| 34294 | 0190-MLK-PRO-NDC-COMMON01 | PM03 | 307 | 3MON CBM Monitoring-Thermography/PDMS | NDC Common Facilities | C | 0190E005 | 2010-09-28 | 2010-08-17 | PHJACOLPA
| 66762 | 0190-MLK-PRO-NDC-COMMON01 | PM03 | 307 | 4WKS PM of Vacuum Cleaners Glucose Area | NDC Common Facilities | C | 0190E006 | 2015-04-08 | 2012-07-20 | PHJACOLPA
| 407764 | 0190-MLK-PRO-NDC-COMMON01 | PM03 | 301 | 52WKS Press Gauge Cal (1B7-PG-003) | NDC Common Facilities | C | 0190E006 | 2021-06-03 | 2013-12-17 | PHILAGANAN
| 407764 | 0190-MLK-PRO-NDC-COMMON01 | PM03 | 301 | 1YR Pressure Gauge Calibration (PG-374) | NDC Common Facilities | C | 0190E006 | 2021-06-03 | 2013-12-17 | PHILAGANAN
| 407764 | 0190-MLK-PRO-NDC-COMMON01 | PM03 | 301 | 1YR Pressure Gauge Calibration (PG-375) | NDC Common Facilities | C | 0190E006 | 2021-06-03 | 2013-12-17 | PHILAGANAN
| 407764 | 0190-MLK-PRO-NDC-COMMON01 | PM03 | 301 | 52WKS Press Gauge Cal (1B7-PG-006) | NDC Common Facilities | C | 0190E006 | 2021-06-03 | 2013-12-17 | PHILAGANAN
| 407764 | 0190-MLK-PRO-NDC-COMMON01 | PM03 | 301 | 1YR Press Gauge Cal (1B4-PG-007) | NDC Common Facilities | C | 0190E006 | 2021-06-03 | 2013-12-17 | PHILAGANAN
| 407764 | 0190-MLK-PRO-NDC-COMMON01 | PM03 | 301 | 1YR Press Gauge Cal (1B7-PG-008) | NDC Common Facilities | C | 0190E006 | 2021-06-03 | 2013-12-17 | PHILAGANAN
| 407764 | 0190-MLK-PRO-NDC-COMMON01 | PM03 | 301 | 1YR Pressure Gauge Calibration (PG-379) | NDC Common Facilities | C | 0190E006 | 2021-06-03 | 2013-12-17 | PHILAGANAN
| 407764 | 0190-MLK-PRO-NDC-COMMON01 | PM03 | 301 | 1YR Press Gauge Cal (1B3-PG-01.04) | NDC Common Facilities | C | 0190E006 | 2021-06-03 | 2013-12-17 | PHILAGANAN
| 407764 | 0190-MLK-PRO-NDC-COMMON01 | PM03 | 301 | 52WKS Press Gauge Cal (1A1-PG-001) | NDC Common Facilities | C | 0190E006 | 2021-06-03 | 2014-09-05 | PHILAGANAN
| 407764 | 0190-MLK-PRO-NDC-COMMON01 | PM03 | 301 | 52WKS Press Gauge Cal (1B1-PG-074) | NDC Common Facilities | C | 0190E006 | 2021-06-03 | 2014-09-05 | PHILAGANAN
| 407764 | 0190-MLK-PRO-NDC-COMMON01 | PM03 | 301 | 52WKS Press Gauge Cal (1B1-PG-080) | NDC Common Facilities | C | 0190E006 | 2021-06-03 | 2014-09-05 | PHILAGANAN
| 45375 | 0190-MLK-PRO-NDC-GLCSTOTNK01 | PM03 | 307 | 1 Year Pump Seal/Impeller NDC Stor. B | NDC Glucose Storage Tank B | C | 0190E005 | 2010-03-27 | 2009-10-01 | PHDUENASMA
| 51346 | 0190-MLK-PRO-NDC-GLCSTOTNK01 | PM03 | 301 | 1YR Weight Transmitter Cal (WI 95045) | NDC Glucose Storage Tank B | C | 0190E006 | 2021-06-03 | 2012-07-09 | PHILAGANAN
| 36405 | 0190-MLK-PRO-NDC-GLCSTOTNK01 | PM03 | 301 | 1YR Temp Trans Calibration (TT-95047) | NDC Glucose Storage Tank B | C | 0190E006 | 2021-06-03 | 2012-12-10 | PHILAGANAN
| 36405 | 0190-MLK-PRO-NDC-GLCSTOTNK01 | PM03 | 301 | 1YR Temp Trans Calibration (TT-95049) | NDC Glucose Storage Tank B | C | 0190E006 | 2021-06-03 | 2012-12-10 | PHILAGANAN
| 36405 | 0190-MLK-PRO-NDC-GLCSTOTNK01 | PM03 | 301 | 1YR Temp Trans Calibration (TT-95049) | NDC Glucose Storage Tank B | C | 0190E006 | 2021-06-03 | 2012-12-13 | PHILAGANAN
| 36405 | 0190-MLK-PRO-NDC-GLCSTOTNK01 | PM03 | 301 | 1YR Temp Trans Calibration (TT-95047) | NDC Glucose Storage Tank B | C | 0190E006 | 2021-06-03 | 2012-12-12 | PHILAGANAN
| 36405 | 0190-MLK-PRO-NDC-GLCSTOTNK01 | PM03 | 301 | 1YR Temp Trans Calibration (TT-95049) | NDC Glucose Storage Tank B | C | 0190E006 | 2021-06-03 | 2012-12-12 | PHILAGANAN
| 36405 | 0190-MLK-PRO-NDC-GLCSTOTNK01 | PM03 | 301 | 1YR Temp Trans Calibration (TT-95047) | NDC Glucose Storage Tank B | C | 0190E006 | 2021-06-03 | 2012-12-12 | PHILAGANAN
| 36405 | 0190-MLK-PRO-NDC-GLCSTOTNK01 | PM03 | 301 | 1YR Temp Trans Calibration (TT-95049) | NDC Glucose Storage Tank B | C | 0190E006 | 2021-06-03 | 2012-12-12 | PHILAGANAN
| 45375 | 0190-MLK-PRO-NDC-GLUPMP01 | PM03 | 307 | 1 Year Pump Seal/Impeller NDC Transfer C | NDC Glucose Storage Tank Transfer Pump C | A | 0190E005 | 2010-12-27 | 2009-10-01 | PHJACOLPA
| 45375 | 0190-MLK-PRO-NDC-GLUPMP01 | PM03 | 307 | 6MON Mechanical Seal & Impeller check-up | NDC Glucose Storage Tank Transfer Pump C | A | 0190E005 | 2011-05-01 | 2010-12-27 | PHJACOLPA
| 45375 | 0190-MLK-PRO-NDC-GLUPMP02 | PM03 | 307 | 1 Year Pump Seal & Impeller check up | NDC Glucose Storage Tank Transfer Pump B | A | 0190E005 | 2010-03-27 | 2009-10-01 | PHDUENASMA
| 36406 | 0190-MLK-PRO-NDC-GLUPMP02 | PM03 | 301 | 1Y FLOWMETER TRANSMITTER LP-F 9589 | NDC Glucose Storage Tank Transfer Pump B | A | 0190E006 | 2021-06-03 | 2009-10-29 | PHILAGANAN
| 45375 | 0190-MLK-PRO-NDC-GLUPMP02 | PM03 | 307 | 1 Year Pump Seal & Impeller check up | NDC Glucose Storage Tank Transfer Pump B | A | 0190E005 | 2010-12-27 | 2010-03-27 | PHJACOLPA
| 45375 | 0190-MLK-PRO-NDC-RCVPMP01 | PM03 | 307 | 1 Year Pump Seal/Impeller Receiving B | NDC Glucose Receiving Pump B | A | 0190E005 | 2010-03-27 | 2009-10-01 | PHDUENASMA
| 45375 | 0190-MLK-PRO-NDC-RCVPMP01 | PM03 | 307 | 1 Year Pump Seal & Impeller check up | NDC Glucose Receiving Pump B | A | 0190E005 | 2010-05-03 | 2010-03-27 | PHDUENASMA
| 45375 | 0190-MLK-PRO-NDC-RCVPMP01 | PM03 | 302 | 1 Year Pump Seal & Impeller check up | NDC Glucose Receiving Pump B | A | 0190E005 | 2010-12-27 | 2010-06-11 | PHJACOLPA
| 45375 | 0190-MLK-PRO-NDC-RCVPMP02 | PM03 | 307 | 1 Year Pump Seal & Impeller check up C | NDC Glucose Receiving Pump C | A | 0190E005 | 2010-12-27 | 2009-10-01 | PHJACOLPA
| 45375 | 0190-MLK-PRO-NDC-TRUPMP01 | PM03 | 307 | 1 Year Pump Seal/Impeller NDC Vat | NDC Glucose Heatng Vat Discharge Pump B | A | 0190E005 | 2010-03-27 | 2009-10-01 | PHDUENASMA
| 45375 | 0190-MLK-PRO-NDC-TRUPMP01 | PM03 | 307 | 1 Year Pump Seal & Impeller check up | NDC Glucose Heatng Vat Discharge Pump B | A | 0190E005 | 2010-05-03 | 2010-03-27 | PHDUENASMA
| 45375 | 0190-MLK-PRO-NDC-TRUPMP01 | PM03 | 307 | 1 YR Pump Seal & Impeller Check-up | NDC Glucose Heatng Vat Discharge Pump B | A | 0190E005 | 2010-09-04 | 2010-05-03 | PHJACOLPA
| 36406 | 0190-MLK-PRO-NDC-TRUPMP01 | PM03 | 301 | 1YR FLOWMETER CAL (LP-F 9589) | NDC Glucose Heatng Vat Discharge Pump B | A | 0190E005 | 2021-06-03 | 2010-05-28 | PHILAGANAN
| 45375 | 0190-MLK-PRO-NDC-TRUPMP01 | PM03 | 302 | 6MON Pump Overhauling | NDC Glucose Heatng Vat Discharge Pump B | A | 0190E005 | 2011-05-01 | 2010-06-11 | PHJACOLPA
| 29631 | 0190-MLK-PRO-NDC-TRUPMP01 | PM03 | 303 | 52WKS Change Oil of Pumps | NDC Glucose Heatng Vat Discharge Pump B | A | 0190E005 | 2017-11-20 | 2013-06-12 | PHBASALEN
| 45375 | 0190-MLK-PRO-NDC-TRUPMP02 | PM03 | 307 | 1 Year Pump Seal & Impeller check up C | NDC Glucose Heatng Vat Discharge Pump C | A | 0190E005 | 2010-12-27 | 2009-10-01 | PHJACOLPA
| 36406 | 0190-MLK-PRO-NDC-TRUPMP02 | PM03 | 301 | 1YR FLOWMETER CAL (LP-F 9689) | NDC Glucose Heatng Vat Discharge Pump C | A | 0190E006 | 2021-06-03 | 2010-08-18 | PHILAGANAN
| 29631 | 0190-MLK-PRO-NDC-TRUPMP02 | PM03 | 303 | 52WKS Change Oil of Pumps | NDC Glucose Heatng Vat Discharge Pump C | A | 0190E005 | 2017-11-20 | 2013-06-12 | PHBASALEN
| 51984 | 0190-MLK-PRO-NH3-CHILER01 | PM03 | 301 | 1Y Cal NH3 Chilled Wtr In 5C5-TE-08.06 | Milks Water Chiller Tank | B | 0190E012 | 2021-06-03 | 2014-09-03 | PHILAGANAN
| 51984 | 0190-MLK-PRO-NH3-CHILER01 | PM03 | 301 | 52W Cal NH3 Chilled Wtr 5C5-TIC-09.03/01 | Milks Water Chiller Tank | B | 0190E012 | 2021-06-03 | 2014-09-03 | PHILAGANAN
| 51984 | 0190-MLK-PRO-NH3-CHILER01 | PM03 | 301 | 1Y Cal NH3 Chld Wtr Out 5C5-TIC-09.03/01 | Milks Water Chiller Tank | B | 0190E012 | 2021-06-03 | 2014-09-03 | PHILAGANAN
| 51984 | 0190-MLK-PRO-NH3-CHILER01 | PM03 | 301 | 52W Cal NH3 H2O Inlet 5C5_TIC-09.03/02 | Milks Water Chiller Tank | B | 0190E012 | 2021-06-03 | 2014-09-03 | PHILAGANAN
| 55241 | 0190-MLK-PRO-NH3-CHWLNE01 | PM03 | 301 | 52W Cal CWDS Ret Pipe 5C4-TG-01.15/01 | Milks Ammonia Chilled Water Line 1 | B | 0190E012 | 2021-06-03 | 2014-09-02 | PHILAGANAN
| 55241 | 0190-MLK-PRO-NH3-CHWLNE01 | PM03 | 301 | 52W Cal CWDS Ret Pipe 5C4-TG-01.15/02 | Milks Ammonia Chilled Water Line 1 | B | 0190E012 | 2021-06-03 | 2014-09-03 | PHILAGANAN
| 51984 | 0190-MLK-PRO-NH3-CHWLNE01 | PM03 | 301 | 52W Cal CWDS Ret Pipe 5C4-TT-006 | Milks Ammonia Chilled Water Line 1 | B | 0190E012 | 2021-06-03 | 2014-09-03 | PHILAGANAN
| 55241 | 0190-MLK-PRO-NH3-CHWLNE02 | PM03 | 301 | 52W Cal CWDS Ret Pipe 5C4-TG-01.15/03 | Milks Ammonia Chilled Water Line2 | C | 0190E005 | 2021-06-03 | 2014-09-03 | PHILAGANAN
| 55241 | 0190-MLK-PRO-NH3-CHWLNE02 | PM03 | 301 | 52W Cal CWDS Ret Pipe 5C4-TG-01.15/04 | Milks Ammonia Chilled Water Line2 | C | 0190E005 | 2021-06-03 | 2014-09-03 | PHILAGANAN
| 56476 | 0190-MLK-PRO-NH3-COMPSR01 | PM03 | 305 | 10,000hrs Planned Service Oil Filter Rep | Milks NH3 Chiller 1 Compressor Assembly | B | 0190E005 | 2011-10-08 | 2011-02-25 | PHBALALAOS
| 56944 | 0190-MLK-PRO-NH3-COMPSR01 | PM03 | 303 | 30000 hrs Lubrication NH3 Compressor | Milks NH3 Chiller 1 Compressor Assembly | B | 0190E005 | 2011-10-08 | 2011-04-08 | PHBALALAOS
| 60753 | 0190-MLK-PRO-NH3-COMPSR01 | PM03 | 306 | 3MON SYSTEM LEAK TEST | Milks NH3 Chiller 1 Compressor Assembly | B | 0190E005 | 2021-06-03 | 2011-12-01 | PHILAGANAN
| 52264 | 0190-MLK-PRO-NH3-COMPSR01 | PM03 | 301 | 1Y Calibration Rodeo NH3 Discharge PRV | Milks NH3 Chiller 1 Compressor Assembly | B | 0190E017 | 2021-06-03 | 2012-04-17 | PHILAGANAN
| 51984 | 0190-MLK-PRO-NH3-COMPSR01 | PM03 | 301 | 1Y Cal Rodeo1 Proc Temp 5C1-TE-022 | Milks NH3 Chiller 1 Compressor Assembly | B | 0190E012 | 2021-06-03 | 2014-09-09 | PHILAGANAN
| 51984 | 0190-MLK-PRO-NH3-COMPSR01 | PM03 | 301 | 52W Cal Rodeo Steam Heater 5C1_TG-003 | Milks NH3 Chiller 1 Compressor Assembly | B | 0190E012 | 2021-06-03 | 2014-10-29 | PHILAGANAN
| 51984 | 0190-MLK-PRO-NH3-COMPSR02 | PM03 | 301 | 1Y Cal Rodeo2 Proc Temp 5C1-TE-029 | Milks NH3 Chiller 2 Compressor Assembly | B | 0190E012 | 2021-06-03 | 2014-09-09 | PHILAGANAN
| 51984 | 0190-MLK-PRO-NH3-COMPSR02 | PM03 | 301 | 1Y Cal Rodeo2 Comp Suc 5C1_HMI-T06.03/01 | Milks NH3 Chiller 2 Compressor Assembly | B | 0190E010 | 2021-06-03 | 2014-10-29 | PHILAGANAN
| 51984 | 0190-MLK-PRO-NH3-COMPSR02 | PM03 | 301 | 1Y Cal Rodeo2 Comp Suc 5C1_TE-06.03/01 | Milks NH3 Chiller 2 Compressor Assembly | B | 0190E010 | 2021-06-03 | 2014-10-29 | PHILAGANAN
| 52264 | 0190-MLK-PRO-NH3-COMPSR02 | PM03 | 301 | 52W Calibration of Flow Ind Trans-Jan | Milks NH3 Chiller 2 Compressor Assembly | B | 0190E017 | 2021-06-03 | 2021-03-18 | PHILAGANAN
| 55241 | 0190-MLK-PRO-NH3-COWLNE01 | PM03 | 301 | 52W Cal Rodeo CT Pmp1 5C1-TG-01.23/01 | Milks Ammonia Cooling Water Line 1 | B | 0190E012 | 2021-06-03 | 2014-09-11 | PHILAGANAN
| 55241 | 0190-MLK-PRO-NH3-COWLNE01 | PM03 | 301 | 52W Cal Rodeo CT Pmp1 5C1-TG-01.23/02 | Milks Ammonia Cooling Water Line 1 | B | 0190E012 | 2021-06-03 | 2014-09-11 | PHILAGANAN
|  | 0190-MLK-PRO-NH3-MCCPNL01 | PM03 | 305 | 1M CLEANING RODEO CHILLER PLC PANEL | Milks Chiller Motor Control Panel 1 | B | 0190E011 | 2011-05-16 | 2011-04-30 | PHFUTALARA
| 55205 | 0190-MLK-PRO-NH3-MCCPNL01 | PM03 | 305 | 1Y SERVICE RODEO CHILLER PLC PANEL | Milks Chiller Motor Control Panel 1 | B | 0190E011 | 2011-04-30 | 2011-04-30 | PHFUTALARA
| 52264 | 0190-MLK-PRO-NH3-OILCOL01 | PM03 | 301 | 1Y Calibration Rodeo NH3 Separator PRVs | Milks Ammonia Oil Cooler 1 | B | 0190E017 | 2021-06-03 | 2012-04-17 | PHILAGANAN
| 51984 | 0190-MLK-PRO-NH3-OILCOL02 | PM03 | 301 | 1Y Cal Rodeo2 Oil Sep 5C1_HMI-T30.06* | Milks Ammonia Oil Cooler 2 | B | 0190E010 | 2021-06-03 | 2014-10-29 | PHILAGANAN
| 51986 | 0190-MLK-PRO-NH3-RECTNK01 | PM03 | 301 | 52W Cal Rodeo Buffer SW 5E6-FIQ-034 | Ammonia Receiver/Accumulator Tank 1 | B | 0190E012 | 2021-06-03 | 2014-09-11 | PHILAGANAN
| 29631 | 0190-MLK-PRO-OHF-AIRHTR01 | PM03 | 305 | 1YR Change Oil of Pumps | OH Butter Melting Room Heater | C | 0190E005 | 2011-06-07 | 2011-01-18 | PHJACOLPA
| 45375 | 0190-MLK-PRO-OHF-BATPMP01 | PM03 | 307 | 1 Year Pump Seal/Impeller Oil Batch B | OH Batch Type Dosing Pump Line B | B | 0190E005 | 2010-12-27 | 2009-10-01 | PHJACOLPA
| 45375 | 0190-MLK-PRO-OHF-BATPMP02 | PM03 | 307 | 1 Year Pump Seal/Impeller OH dosing C | OH Batch Type Dosing Pump Line C | B | 0190E005 | 2010-12-27 | 2009-10-01 | PHJACOLPA
| 45375 | 0190-MLK-PRO-OHF-DRUCVY01 | PM03 | 307 | 1 Year Pump Seal/Impeller Oil Batch B | OH Butter Oil Loading Facility | C | 0190E005 | 2010-12-27 | 2009-10-01 | PHJACOLPA
| 45375 | 0190-MLK-PRO-OHF-GLUPMP01 | PM03 | 307 | 1 Year Pump Seal/Impeller NDC Heating C | Glucose Hotwater Jacket Supply Pump | C | 0190E005 | 2010-12-27 | 2009-10-01 | PHJACOLPA
| 45375 | 0190-MLK-PRO-OHF-HOTPHE01 | PM03 | 307 | 1 Year Pump Seal/Impeller Buffer B | Buffer Hot Water PHE Line B | C | 0190E005 | 2010-12-27 | 2009-10-01 | PHJACOLPA
| 45375 | 0190-MLK-PRO-OHF-HOTPHE02 | PM03 | 307 | 1 Year Pump Seal/Impeller Buffer PHE C | Buffer Hot Water PHE Line C | C | 0190E005 | 2010-12-27 | 2009-10-01 | PHJACOLPA
| 45375 | 0190-MLK-PRO-OHF-HOTTNK01 | PM03 | 307 | 1 Year Pump Seal/Impeller OH Hot Water A | OH Hot Water Tank A Oil Line Heater | B | 0190E005 | 2010-12-27 | 2009-10-01 | PHJACOLPA
| 407764 | 0190-MLK-PRO-OHF-HOTTNK01 | PM03 | 301 | 1YR Press Gauge Cal (1D1-PG-001) | OH Hot Water Tank A Oil Line Heater | B | 0190E006 | 2021-06-03 | 2013-12-17 | PHILAGANAN
| 410981 | 0190-MLK-PRO-OHF-HOTTNK01 | PM03 | 301 | 1YR Temperature Gauge Cal (TG-075) | OH Hot Water Tank A Oil Line Heater | B | 0190E006 | 2021-06-03 | 2013-12-18 | PHILAGANAN
| 410981 | 0190-MLK-PRO-OHF-HOTTNK01 | PM03 | 301 | 1YR Temperature Gauge Cal (TG-076) | OH Hot Water Tank A Oil Line Heater | B | 0190E006 | 2021-06-03 | 2013-12-18 | PHILAGANAN
| 36405 | 0190-MLK-PRO-OHF-HOTTNK02 | PM03 | 301 | 1YR Temp Trans Calibration (TT 9540) | OH Hot Water Tank B SNF Buffer Tank B | B | 0190E006 | 2021-06-03 | 2012-12-10 | PHILAGANAN
| 36405 | 0190-MLK-PRO-OHF-HOTTNK02 | PM03 | 301 | 1YR Temp Trans Calibration (TT 95083) | OH Hot Water Tank B SNF Buffer Tank B | B | 0190E006 | 2021-06-03 | 2012-12-10 | PHILAGANAN
| 36405 | 0190-MLK-PRO-OHF-HOTTNK02 | PM03 | 301 | 1YR Temp Trans Calibration (TT 9540) | OH Hot Water Tank B SNF Buffer Tank B | B | 0190E006 | 2021-06-03 | 2012-12-10 | PHILAGANAN
| 45375 | 0190-MLK-PRO-OHF-HOTTNK03 | PM03 | 307 | 1 Year Pump Seal/ImpellerOH SNF buffer C | OH Hot Water Tank C SNF Buffer Tank C | B | 0190E005 | 2010-12-27 | 2009-10-01 | PHJACOLPA
| 45375 | 0190-MLK-PRO-OHF-HTRPMP21 | PM03 | 307 | 1 Year Pump Seal/Impeller LH P21 | OH Hot Water Line Heater Pump 21 | B | 0190E005 | 2010-12-27 | 2009-10-01 | PHJACOLPA
| 45375 | 0190-MLK-PRO-OHF-HTRPMP21 | PM03 | 307 | 6MON Mechanical Seal & Impeller check-up | OH Hot Water Line Heater Pump 21 | B | 0190E005 | 2011-01-21 | 2011-01-21 | PHJACOLPA
| 45375 | 0190-MLK-PRO-OHF-HWTPMP01 | PM03 | 307 | 1 Year Pump Seal/Impeller OH Buffer B | OH Hot Water Buffer Tank SNF B Discharge | B | 0190E005 | 2010-12-27 | 2009-10-01 | PHJACOLPA
| 45375 | 0190-MLK-PRO-OHF-HWTPMP02 | PM03 | 307 | 1 Year Pump Seal/Impeller SNF Buffer C | OH Hot Water Buffer Tank SNF C Discharge | B | 0190E005 | 2010-12-27 | 2009-10-01 | PHJACOLPA
| 45375 | 0190-MLK-PRO-OHF-HWTPMP03 | PM03 | 307 | 1 Year Pump Seal/Impeller Buffer rec. B | OH Hot Water Buffer Tank SNF B recircula | B | 0190E005 | 2010-12-27 | 2009-10-01 | PHJACOLPA
| 45375 | 0190-MLK-PRO-OHF-HWTPMP04 | PM03 | 307 | 1 Year Pump Seal/Impeller OH Hot Water C | OH Hot Water Buffer Tank SNF C recircula | B | 0190E005 | 2010-12-27 | 2009-10-01 | PHJACOLPA
| 45375 | 0190-MLK-PRO-OHF-ILDPMP01 | PM03 | 307 | 1 Year Pump Seal/Impeller OH In Line B | OH In Line Dosing Pump Line B | B | 0190E005 | 2010-12-27 | 2009-10-01 | PHJACOLPA
| 407764 | 0190-MLK-PRO-OHF-ILDPMP01 | PM03 | 301 | 52WKS Pressure Gauge Cal (1D2-PG-02.20) | OH In Line Dosing Pump Line B | B | 0190E006 | 2021-06-03 | 2014-09-03 | PHILAGANAN
| 45375 | 0190-MLK-PRO-OHF-ILDPMP02 | PM03 | 307 | 1 Year Pump Seal/Impeller In line dos C | OH In Line Dosing Pump Line C | B | 0190E005 | 2010-12-27 | 2009-10-01 | PHJACOLPA
| 407764 | 0190-MLK-PRO-OHF-ILDPMP02 | PM03 | 301 | 1YR Pressure Gauge Calibration (PG-336) | OH In Line Dosing Pump Line C | B | 0190E006 | 2021-06-03 | 2013-12-17 | PHILAGANAN
| 29631 | 0190-MLK-PRO-OHF-LECPMP01 | PM03 | 303 | 1YR Change Oil OH Lecithin Pump 1 | OH Lecithin Pump No 1 To Tank 7&8 | B | 0190E005 | 2011-01-18 | 2008-06-07 | PHJACOLPA
| 45375 | 0190-MLK-PRO-OHF-LECPMP01 | PM03 | 307 | 1 Year Pump Seal & Impeller check up | OH Lecithin Pump No 1 To Tank 7&8 | B | 0190E005 | 2010-12-27 | 2009-10-01 | PHJACOLPA
| 29631 | 0190-MLK-PRO-OHF-LECPMP02 | PM03 | 303 | 1YR Change Oil OH Lecithin pump 2 | OH Lecithin Pump No 2 Lecit Tank Egron | B | 0190E005 | 2011-01-18 | 2008-06-07 | PHJACOLPA
| 45375 | 0190-MLK-PRO-OHF-LECPMP02 | PM03 | 307 | 1 Year Pump Seal/Impeller Lecithin 2 | OH Lecithin Pump No 2 Lecit Tank Egron | B | 0190E005 | 2010-12-27 | 2009-10-01 | PHJACOLPA
| 45375 | 0190-MLK-PRO-OHF-OILTNK01 | PM03 | 307 | 1 Year Pump Seal/Impeller OH Tank 1 | OH Tank No 1 Palmolein Oil | B | 0190E005 | 2010-12-27 | 2009-10-01 | PHJACOLPA
| 45375 | 0190-MLK-PRO-OHF-OILTNK02 | PM03 | 307 | 1 Year Pump Seal/Impeller OH Tank 2 | OH Tank No 2 Butter Oil Corn Oil | C | 0190E005 | 2010-12-27 | 2009-10-01 | PHJACOLPA
| 45375 | 0190-MLK-PRO-OHF-OILTNK03 | PM03 | 307 | 1 Year Pump Seal/Impeller OH Tank 3 | OH Tank No 3 Palmolein Oil | B | 0190E005 | 2010-12-27 | 2009-10-01 | PHJACOLPA
| 45375 | 0190-MLK-PRO-OHF-OILTNK04 | PM03 | 307 | 1 Year Pump Seal/Impeller OH Tank 4 | OH Tank No 4 Blend A | B | 0190E005 | 2010-12-27 | 2009-10-01 | PHJACOLPA
| 45375 | 0190-MLK-PRO-OHF-OILTNK05 | PM03 | 307 | 1 Year Pump Seal/Impeller OH Tank 5 | OH Tank No 5 Soya Oil Day Tank | B | 0190E005 | 2010-12-27 | 2009-10-01 | PHJACOLPA
| 45375 | 0190-MLK-PRO-OHF-OILTNK06 | PM03 | 307 | 1 Year Pump Seal/Impeller OH Tank 6 | OH Tank No 6 Coconut Oil | C | 0190E005 | 2010-12-27 | 2009-10-01 | PHJACOLPA
| 45375 | 0190-MLK-PRO-OHF-OILTNK07 | PM03 | 307 | 1 Year Pump Seal/Impeller OH Tank 7 | OH Tank No 7 Vitamin Mixing Tank | C | 0190E005 | 2010-12-27 | 2009-10-01 | PHJACOLPA
| 36406 | 0190-MLK-PRO-OHF-OILTNK07 | PM03 | 301 | 1Y FLOWMETER TRANSMITTER LP-F 9591 | OH Tank No 7 Vitamin Mixing Tank | C | 0190E006 | 2021-06-03 | 2009-10-29 | PHILAGANAN
| 36408 | 0190-MLK-PRO-OHF-OILTNK07 | PM03 | 301 | 1YR Level Trans Calibration (LP-L 9591) | OH Tank No 7 Vitamin Mixing Tank | C | 0190E006 | 2021-06-03 | 2011-06-29 | PHILAGANAN
| 45375 | 0190-MLK-PRO-OHF-OILTNK08 | PM03 | 307 | 1 Year Pump Seal/Impeller OH Tank 8 | OH Tank No 8 Vitamin Mixing Tank | C | 0190E005 | 2010-12-27 | 2009-10-01 | PHJACOLPA
| 36406 | 0190-MLK-PRO-OHF-OILTNK08 | PM03 | 301 | 1Y FLOWMETER TRANSMITTER LP-F 9592 | OH Tank No 8 Vitamin Mixing Tank | C | 0190E006 | 2021-06-03 | 2009-10-29 | PHILAGANAN
| 36406 | 0190-MLK-PRO-OHF-OILTNK08 | PM03 | 301 | 1YR FLOWMETER CAL (LP-F 9592) | OH Tank No 8 Vitamin Mixing Tank | C | 0190E006 | 2021-06-03 | 2010-08-18 | PHILAGANAN
| 36406 | 0190-MLK-PRO-OHF-OILTNK09 | PM03 | 301 | 1Y FLOWMETER TRANSMITTER LP-F 9593 | OH Tank No 9 Palmolein Oil | C | 0190E006 | 2021-06-03 | 2009-10-29 | PHILAGANAN
| 36406 | 0190-MLK-PRO-OHF-OILTNK10 | PM03 | 301 | 1Y FLOWMETER TRANSMITTER LP-F 9594 | OH Tank No 10 Blend A | C | 0190E006 | 2021-06-03 | 2009-10-29 | PHILAGANAN
| 36406 | 0190-MLK-PRO-OHF-OILTNK10 | PM03 | 301 | 1YR FLOWMETER CAL (LP-F 9594) | OH Tank No 10 Blend A | C | 0190E006 | 2021-06-03 | 2010-08-18 | PHILAGANAN
| 34294 | 0190-MLK-PRO-OHF-PLCPNL01 | PM03 | 302 | 3MON CBM Monitoring-Thermography/PDMS | PLC Control Panel Oil Handling Facility | A | 0190E006 | 2010-09-28 | 2010-07-27 | PHJACOLPA
| 29631 | 0190-MLK-PRO-OHF-RCVPMP01 | PM03 | 303 | 1YR Change Oil OH Receiving Pump 1 | OH Receiving Pump No 1 | B | 0190E005 | 2011-01-18 | 2008-06-07 | PHJACOLPA
| 45375 | 0190-MLK-PRO-OHF-RCVPMP01 | PM03 | 307 | 1 Year Pump Seal/Impeller OH Receiving 1 | OH Receiving Pump No 1 | B | 0190E005 | 2010-12-27 | 2009-10-01 | PHJACOLPA
| 29631 | 0190-MLK-PRO-OHF-RCVPMP02 | PM03 | 303 | 1YR Change Oil OH Receiving Pump 2 | OH Receiving Pump No 2 | B | 0190E005 | 2011-01-18 | 2008-06-07 | PHJACOLPA
| 45375 | 0190-MLK-PRO-OHF-RCVPMP02 | PM03 | 307 | 1 Year Pump Seal/Impeller Oil Receiv. 2 | OH Receiving Pump No 2 | B | 0190E005 | 2010-12-27 | 2009-10-01 | PHJACOLPA
| 407764 | 0190-MLK-PRO-OHF-STEDIS01 | PM03 | 301 | 1YR Pressure Gauge Cal (1D2-PG-28.10) | Oil Handling Steam Distribution Line | B | 0190E006 | 2021-06-03 | 2014-09-03 | PHILAGANAN
| 51663 | 0190-MLK-PRO-SMB-ACOFAN01 | PM03 | 302 | 3WK PDMS Vibration Check | Egron Malto Dosing B After Cooler Fan | B | 0190E006 | 2011-03-10 | 2011-01-26 | PHJACOLPA
| 403355 | 0190-MLK-PRO-SMB-ACOFAN01 | PM03 | 306 | 2WKS Equipment Grounding Check | Egron Malto Dosing B After Cooler Fan | B | 0190E006 | 2021-06-03 | 2013-04-30 | PHILAGANAN
| 51663 | 0190-MLK-PRO-SMB-AIRBLW01 | PM03 | 302 | 3WK PDMS Vibration Check | Egron Malto Dosing B Air Blower | B | 0190E014 | 2013-07-16 | 2011-01-26 | PHJACOLPA
| 36405 | 0190-MLK-PRO-SMB-AIRBLW01 | PM03 | 301 | 1YR Temp Trans Calibration (TT-95087) | Egron Malto Dosing B Air Blower | B | 0190E006 | 2021-06-03 | 2012-12-13 | PHILAGANAN
| 36409 | 0190-MLK-PRO-SMB-AIRBLW01 | PM03 | 301 | 1YR Press Trans Calibration (PIT-95087) | Egron Malto Dosing B Air Blower | B | 0190E006 | 2021-06-03 | 2012-12-12 | PHILAGANAN
| 36409 | 0190-MLK-PRO-SMB-AIRBLW01 | PM03 | 301 | 1YR Press Trans Calibration (PIT-95087) | Egron Malto Dosing B Air Blower | B | 0190E006 | 2021-06-03 | 2012-12-12 | PHILAGANAN
| 36405 | 0190-MLK-PRO-SMB-AIRBLW01 | PM03 | 301 | 1YR Temp Trans Calibration (TT-95087) | Egron Malto Dosing B Air Blower | B | 0190E006 | 2021-06-03 | 2012-12-12 | PHILAGANAN
| 36405 | 0190-MLK-PRO-SMB-AIRBLW01 | PM03 | 301 | 1YR Temp Trans Calibration (TT-95087) | Egron Malto Dosing B Air Blower | B | 0190E006 | 2021-06-03 | 2012-12-12 | PHILAGANAN
| 36409 | 0190-MLK-PRO-SMB-AIRBLW01 | PM03 | 301 | 1YR Press Trans Calibration (PIT-95087) | Egron Malto Dosing B Air Blower | B | 0190E006 | 2021-06-03 | 2012-12-13 | PHILAGANAN
| 36409 | 0190-MLK-PRO-SMB-AIRBLW01 | PM03 | 301 | 1YR Pressure Transmitter Cal (PIT 95011) | Egron Malto Dosing B Air Blower | B | 0190E006 | 2021-06-03 | 2013-02-19 | PHILAGANAN
| 403355 | 0190-MLK-PRO-SMB-AIRBLW01 | PM03 | 306 | 2WKS Equipment Grounding Check | Egron Malto Dosing B Air Blower | B | 0190E006 | 2021-06-03 | 2013-04-30 | PHILAGANAN
| 403126 | 0190-MLK-PRO-SMB-BACVTR01 | PM03 | 307 | 2WKS BV Actuator Functionality Check | Egron Malto Dosing B Bin Activator | B | 0190E006 | 2014-01-15 | 2013-04-18 | PHJACOLPA
| 403355 | 0190-MLK-PRO-SMB-BACVTR01 | PM03 | 306 | 2WKS Equipment Grounding Check | Egron Malto Dosing B Bin Activator | B | 0190E006 | 2021-06-03 | 2013-04-30 | PHILAGANAN
| 403355 | 0190-MLK-PRO-SMB-BACVTR01 | PM03 | 306 | 4WKS Equipment Grounding Check | Egron Malto Dosing B Bin Activator | B | 0190E006 | 2021-06-03 | 2013-06-04 | PHILAGANAN
| 403126 | 0190-MLK-PRO-SMB-HOPPER01 | PM03 | 307 | 2WKS BV Actuator Check (Vent) | Egron Malto Dosing B Intermediate Hopper | B | 0190E006 | 2014-01-15 | 2013-04-18 | PHJACOLPA
| 403149 | 0190-MLK-PRO-SMB-HOPPER01 | PM03 | 307 | 1WK Diff Pressure Gauge Port Cleaning B | Egron Malto Dosing B Intermediate Hopper | B | 0190E006 | 2013-06-26 | 2013-04-19 | PHJACOLPA
| 403355 | 0190-MLK-PRO-SMB-HOPPER01 | PM03 | 306 | 2WKS Equipment Grounding Check | Egron Malto Dosing B Intermediate Hopper | B | 0190E006 | 2021-06-03 | 2013-04-30 | PHILAGANAN
| 403126 | 0190-MLK-PRO-SMB-RCVSLO01 | PM03 | 307 | 2WKS BV Actuator Check (Vent) | Egron Malto Dosing B Receiving Silo | B | 0190E006 | 2013-10-18 | 2013-04-18 | PHJACOLPA
| 403355 | 0190-MLK-PRO-SMB-RCVSLO01 | PM03 | 306 | 2WKS Equipment Grounding Check | Egron Malto Dosing B Receiving Silo | B | 0190E006 | 2021-06-03 | 2013-04-30 | PHILAGANAN
| 403355 | 0190-MLK-PRO-SMB-RNGBLW01 | PM03 | 306 | 2WKS Equipment Grounding Check | Egron Malto Dosing B Ring Blower | B | 0190E006 | 2021-06-03 | 2013-04-30 | PHILAGANAN
| 51771 | 0190-MLK-PRO-SMB-SCWFDR01 | PM03 | 305 | 2WK Packing Gland Replacement B | Egron Malto Dosing B Homo/Screwfeeder | A | 0190E005 | 2012-06-01 | 2011-03-22 | PHJACOLPA
| 57824 | 0190-MLK-PRO-SMB-SCWFDR01 | PM03 | 307 | 60HRS Filter Breather Cleaning | Egron Malto Dosing B Homo/Screwfeeder | A | 0190E020 | 2011-09-06 | 2011-05-27 | PHJACOLPA
| 44160 | 0190-MLK-PRO-SMB-SCWFDR01 | PM03 | 305 | 1 Month Screwffeder Check up Malto B | Egron Malto Dosing B Homo/Screwfeeder | A | 0190E005 | 2013-05-11 | 2012-05-28 | PHJACOLPA
| 36402 | 0190-MLK-PRO-SMB-SCWFDR01 | PM03 | 301 | 3MON Weight Transmitter Cal (WIT 95089) | Egron Malto Dosing B Homo/Screwfeeder | A | 0190E006 | 2021-06-03 | 2012-06-20 | PHILAGANAN
| 403355 | 0190-MLK-PRO-SMB-SCWFDR01 | PM03 | 306 | 2WKS Equipment Grounding Check | Egron Malto Dosing B Homo/Screwfeeder | A | 0190E006 | 2021-06-03 | 2013-04-30 | PHILAGANAN
| 68770 | 0190-MLK-PRO-SMB-STRVLV01 | PM03 | 302 | 60HRS RDS Functionality Check B | Egron Malto Dosing B Star Valve | A | 0190E006 | 2012-11-17 | 2012-09-26 | PHJACOLPA
| 68771 | 0190-MLK-PRO-SMB-STRVLV01 | PM03 | 302 | 1MON RDS Functionality Check B | Egron Malto Dosing B Star Valve | A | 0190E006 | 2012-11-20 | 2012-09-26 | PHJACOLPA
| 403355 | 0190-MLK-PRO-SMB-STRVLV01 | PM03 | 306 | 2WKS Equipment Grounding Check | Egron Malto Dosing B Star Valve | A | 0190E006 | 2021-06-03 | 2013-04-30 | PHILAGANAN
| 51663 | 0190-MLK-PRO-SMB-SURFAN01 | PM03 | 302 | 3WK PDMS Vibration Check | Egron Malto Dosing B Surge Fan | B | 0190E005 | 2011-03-28 | 2011-01-26 | PHJACOLPA
| 403355 | 0190-MLK-PRO-SMB-SURFAN01 | PM03 | 306 | 2WKS Equipment Grounding Check | Egron Malto Dosing B Surge Fan | B | 0190E006 | 2021-06-03 | 2013-04-30 | PHILAGANAN
| 51663 | 0190-MLK-PRO-SMC-ACOFAN01 | PM03 | 302 | 3WK PDMS Vibration Check | Egron Malto Dosing C After Cooler Fan | B | 0190E006 | 2011-03-17 | 2011-01-26 | PHJACOLPA
| 403355 | 0190-MLK-PRO-SMC-ACOFAN01 | PM03 | 306 | 2WKS Equipment Grounding Check | Egron Malto Dosing C After Cooler Fan | B | 0190E006 | 2021-06-03 | 2013-05-01 | PHILAGANAN
| 36409 | 0190-MLK-PRO-SMC-AIRBLW01 | PM03 | 301 | 1YR Pressure Transmitter Cal (PIT 96014) | Egron Malto Dosing C Air Blower | B | 0190E006 | 2021-06-03 | 2012-07-06 | PHILAGANAN
| 36405 | 0190-MLK-PRO-SMC-AIRBLW01 | PM03 | 301 | 1YR Temp Trans Calibration (TT-96078) | Egron Malto Dosing C Air Blower | B | 0190E006 | 2021-06-03 | 2012-12-13 | PHILAGANAN
| 36409 | 0190-MLK-PRO-SMC-AIRBLW01 | PM03 | 301 | 1YR Press Trans Calibration (PIT-96083) | Egron Malto Dosing C Air Blower | B | 0190E006 | 2021-06-03 | 2012-12-13 | PHILAGANAN
| 403355 | 0190-MLK-PRO-SMC-AIRBLW01 | PM03 | 306 | 2WKS Equipment Grounding Check | Egron Malto Dosing C Air Blower | B | 0190E006 | 2021-06-03 | 2013-05-01 | PHILAGANAN
| 403126 | 0190-MLK-PRO-SMC-BACVTR01 | PM03 | 307 | 2WKS BV Actuator Functionality Check | Egron Malto Dosing C Bin Activator | B | 0190E006 | 2014-01-15 | 2013-04-18 | PHJACOLPA
| 403355 | 0190-MLK-PRO-SMC-BACVTR01 | PM03 | 306 | 2WKS Equipment Grounding Check | Egron Malto Dosing C Bin Activator | B | 0190E006 | 2021-06-03 | 2013-05-01 | PHILAGANAN
| 403149 | 0190-MLK-PRO-SMC-HOPPER01 | PM03 | 307 | 1WK Diff Pressure Gauge Port Cleaning C | Egron Malto Dosing C Intermediate Hopper | B | 0190E006 | 2013-06-26 | 2013-04-19 | PHJACOLPA
| 403355 | 0190-MLK-PRO-SMC-HOPPER01 | PM03 | 306 | 2WKS Equipment Grounding Check | Egron Malto Dosing C Intermediate Hopper | B | 0190E006 | 2021-06-03 | 2013-05-01 | PHILAGANAN
| 403126 | 0190-MLK-PRO-SMC-RCVSLO01 | PM03 | 307 | 2WKS BV Actuator Check (Vent) | Egron Malto Dosing C Receiving Silo | C | 0190E006 | 2013-10-25 | 2013-04-18 | PHJACOLPA
| 403355 | 0190-MLK-PRO-SMC-RCVSLO01 | PM03 | 306 | 2WKS Equipment Grounding Check | Egron Malto Dosing C Receiving Silo | C | 0190E006 | 2021-06-03 | 2013-05-01 | PHILAGANAN
| 403355 | 0190-MLK-PRO-SMC-RNGBLW01 | PM03 | 306 | 2WKS Equipment Grounding Check | Egron Malto Dosing C Ring Blower | B | 0190E006 | 2021-06-03 | 2013-05-01 | PHILAGANAN
| 51771 | 0190-MLK-PRO-SMC-SCWFDR01 | PM03 | 305 | 2WK Packing Gland Replacement C | Egron Malto Dosing C Homo/Screwfeeder | A | 0190E005 | 2012-06-01 | 2011-03-22 | PHJACOLPA
| 57824 | 0190-MLK-PRO-SMC-SCWFDR01 | PM03 | 307 | 60HRS Filter Breather Cleaning | Egron Malto Dosing C Homo/Screwfeeder | A | 0190E020 | 2011-09-06 | 2011-05-27 | PHJACOLPA
| 36402 | 0190-MLK-PRO-SMC-SCWFDR01 | PM03 | 301 | 3MON Weight Transmitter Cal (WIT 96081) | Egron Malto Dosing C Homo/Screwfeeder | A | 0190E006 | 2021-06-03 | 2012-06-20 | PHILAGANAN
| 403355 | 0190-MLK-PRO-SMC-SCWFDR01 | PM03 | 306 | 2WKS Equipment Grounding Check | Egron Malto Dosing C Homo/Screwfeeder | A | 0190E006 | 2021-06-03 | 2013-05-01 | PHILAGANAN
| 68770 | 0190-MLK-PRO-SMC-STRVLV01 | PM03 | 302 | 60HRS RDS Functionality Check C | Egron Malto Dosing C Star Valve | A | 0190E006 | 2012-11-12 | 2012-09-26 | PHJACOLPA
| 403355 | 0190-MLK-PRO-SMC-STRVLV01 | PM03 | 306 | 2WKS Equipment Grounding Check | Egron Malto Dosing C Star Valve | A | 0190E006 | 2021-06-03 | 2013-05-01 | PHILAGANAN
| 31435 | 0190-MLK-PRO-SMC-STRVLV01 | PM03 | 305 | 104WKS S/V Bearing Replacement | Egron Malto Dosing C Star Valve | A | 0190E005 | 2018-05-03 | 2018-01-19 | PHBASALEN
| 51663 | 0190-MLK-PRO-SMC-SURFAN01 | PM03 | 302 | 3WK PDMS Vibration Check | Egron Malto Dosing C Surge Fan | B | 0190E005 | 2011-06-27 | 2011-01-26 | PHJACOLPA
| 403355 | 0190-MLK-PRO-SMC-SURFAN01 | PM03 | 306 | 2WKS Equipment Grounding Check | Egron Malto Dosing C Surge Fan | B | 0190E006 | 2021-06-03 | 2013-05-01 | PHILAGANAN
| 36406 | 0190-MLK-PRO-STM-STMLIN01 | PM03 | 301 | 1YR FLOWMETER CAL (FIT 95088) | Common Steam Pipework System | A | 0190E006 | 2021-06-03 | 2012-12-12 | PHILAGANAN
| 43175 | 0190-MLK-PRO-TBA-INLNWEGH01 | PM03 | 305 | 6 MON Servicing Valves Totebin Hop B | Milk Totebin In-line Weigher Hopper B | B | 0190E005 | 2010-02-15 | 2009-10-01 | PHDUENASMA
| 45378 | 0190-MLK-PRO-TBA-INLNWEGH01 | PM03 | 307 | 6 Mon Hopper/Silo/Cone Totebin Hopper B | Milk Totebin In-line Weigher Hopper B | B | 0190E005 | 2011-01-21 | 2009-10-01 | PHJACOLPA
| 39912 | 0190-MLK-PRO-TBA-INLNWEGH01 | PM03 | 305 | 4MON Solimar Valve Replacement B | Milk Totebin In-line Weigher Hopper B | B | 0190E006 | 2011-06-07 | 2011-06-07 | PHJACOLPA
| 45378 | 0190-MLK-PRO-TBA-INLNWEGH02 | PM03 | 307 | 6 Mon Hopper/Silo/Cone Totebin Hopper C | Milk Totebin In-line Weigher Hopper C | C | 0190E005 | 2011-01-21 | 2009-10-01 | PHJACOLPA
| 51663 | 0190-MLK-PRO-TMB-ACOFAN01 | PM03 | 302 | 3WK PDMS Vibration Check | CTS Malto Tipping B After Cooler Fan | B | 0190E006 | 2011-03-28 | 2011-01-26 | PHJACOLPA
| 403355 | 0190-MLK-PRO-TMB-ACOFAN01 | PM03 | 306 | 2WKS Equipment Grounding Check | CTS Malto Tipping B After Cooler Fan | B | 0190E006 | 2021-06-03 | 2013-04-30 | PHILAGANAN
| 410981 | 0190-MLK-PRO-TMB-ACOFAN01 | PM03 | 301 | 1YR Temperature Gauge Cal (TG-071) | CTS Malto Tipping B After Cooler Fan | B | 0190E006 | 2021-06-03 | 2013-12-18 | PHILAGANAN
| 403355 | 0190-MLK-PRO-TMB-AIRBLW01 | PM03 | 306 | 2WKS Equipment Grounding Check | CTS Malto Tipping B Air Blower | B | 0190E006 | 2021-06-03 | 2013-04-30 | PHILAGANAN
| 403355 | 0190-MLK-PRO-TMB-BANCVY01 | PM03 | 306 | 2WKS Equipment Grounding Check 1st Stage | CTS Malto Tipping B Band Conveyor | B | 0190E006 | 2021-06-03 | 2013-04-30 | PHILAGANAN
| 403355 | 0190-MLK-PRO-TMB-BANCVY01 | PM03 | 306 | 2WKS Equipment Grounding Check 2nd Stage | CTS Malto Tipping B Band Conveyor | B | 0190E006 | 2021-06-03 | 2013-04-30 | PHILAGANAN
| 29636 | 0190-MLK-PRO-TMB-BBDISC01 | PM03 | 302 | 1YR Motor Check-up B | CTS Malto Tipping B Big Bag Discharger | B | 0190E005 | 2011-07-01 | 2011-01-19 | PHJACOLPA
| 407764 | 0190-MLK-PRO-TMB-BBDISC01 | PM03 | 301 | 1YR Pressure Gauge Cal (PI 02.02) | CTS Malto Tipping B Big Bag Discharger | B | 0190E006 | 2021-06-03 | 2013-11-01 | PHILAGANAN
| 407764 | 0190-MLK-PRO-TMB-BBDISC01 | PM03 | 301 | 52WKS Press Gauge Cal (1D7-PG-02.02) | CTS Malto Tipping B Big Bag Discharger | B | 0190E006 | 2021-06-03 | 2014-09-04 | PHILAGANAN
| 29636 | 0190-MLK-PRO-TMB-EHOIST01 | PM03 | 302 | 1YR Motor Check-up B | CTS Malto Tipping B Electric Hoist | B | 0190E005 | 2011-07-01 | 2011-01-19 | PHJACOLPA
| 29636 | 0190-MLK-PRO-TMB-FDCOTR01 | PM03 | 302 | 1YR Motor Check-up B | CTS Malto Tipping B F2 Dust Collector | B | 0190E005 | 2011-07-01 | 2011-01-19 | PHJACOLPA
| 51663 | 0190-MLK-PRO-TMB-FDCOTR01 | PM03 | 302 | 3WK PDMS Vibration Check | CTS Malto Tipping B F2 Dust Collector | B | 0190E005 | 2011-03-28 | 2011-01-26 | PHJACOLPA
| 403355 | 0190-MLK-PRO-TMB-FDCOTR01 | PM03 | 306 | 2WKS Equipment Grounding Check | CTS Malto Tipping B F2 Dust Collector | B | 0190E006 | 2021-06-03 | 2013-04-30 | PHILAGANAN
| 29636 | 0190-MLK-PRO-TMB-FDCOTR02 | PM03 | 302 | 1YR Motor Check-up B | CTS Malto Tipping B Dust Collector | B | 0190E005 | 2011-07-01 | 2011-01-19 | PHJACOLPA
| 51663 | 0190-MLK-PRO-TMB-FDCOTR02 | PM03 | 302 | 3WK PDMS Vibration Check | CTS Malto Tipping B Dust Collector | B | 0190E005 | 2011-03-28 | 2011-01-26 | PHJACOLPA
| 403355 | 0190-MLK-PRO-TMB-FDCOTR02 | PM03 | 306 | 2WKS Equipment Grounding Check | CTS Malto Tipping B Dust Collector | B | 0190E006 | 2021-06-03 | 2013-04-30 | PHILAGANAN
| 403355 | 0190-MLK-PRO-TMB-RNGBLW01 | PM03 | 306 | 2WKS Equipment Grounding Check | CTS Malto Tipping B Ring Blower | B | 0190E006 | 2021-06-03 | 2013-04-30 | PHILAGANAN
| 68770 | 0190-MLK-PRO-TMB-STRVLV01 | PM03 | 302 | 60HRS RDS Functionality Check B | CTS Malto Tipping B Star Valve | B | 0190E006 | 2012-11-17 | 2012-09-26 | PHJACOLPA
| 68771 | 0190-MLK-PRO-TMB-STRVLV01 | PM03 | 302 | 1MON RDS Functionality Check B | CTS Malto Tipping B Star Valve | B | 0190E006 | 2012-11-20 | 2012-09-26 | PHJACOLPA
| 68771 | 0190-MLK-PRO-TMB-STRVLV01 | PM03 | 302 | 1MON RDS Functionality Check B | CTS Malto Tipping B Star Valve | B | 0190E006 | 2013-01-28 | 2012-11-20 | PHJACOLPA
| 403355 | 0190-MLK-PRO-TMB-STRVLV01 | PM03 | 306 | 2WKS Equipment Grounding Check | CTS Malto Tipping B Star Valve | B | 0190E006 | 2021-06-03 | 2013-04-30 | PHILAGANAN
| 403355 | 0190-MLK-PRO-TMB-TIPHOP01 | PM03 | 306 | 2WKS Equipment Grounding Check | CTS Malto Tipping B Hopper | B | 0190E006 | 2021-06-03 | 2013-04-30 | PHILAGANAN
| 403355 | 0190-MLK-PRO-TMB-VROSVE01 | PM03 | 306 | 2WKS Equipment Grounding Check | CTS Malto Tipping B Vibra Sifter | B | 0190E006 | 2021-06-03 | 2013-04-30 | PHILAGANAN
| 51663 | 0190-MLK-PRO-TMC-ACOFAN01 | PM03 | 302 | 3WK PDMS Vibration Check | CTS Malto Tipping C After Cooler Fan | B | 0190E005 | 2011-03-10 | 2011-01-28 | PHJACOLPA
| 403355 | 0190-MLK-PRO-TMC-ACOFAN01 | PM03 | 306 | 2WKS Equipment Grounding Check | CTS Malto Tipping C After Cooler Fan | B | 0190E006 | 2021-06-03 | 2013-05-01 | PHILAGANAN
| 407764 | 0190-MLK-PRO-TMC-ACOFAN01 | PM03 | 301 | 1YR Pressure Gauge Calibration (PG-325) | CTS Malto Tipping C After Cooler Fan | B | 0190E006 | 2021-06-03 | 2013-12-17 | PHILAGANAN
| 410981 | 0190-MLK-PRO-TMC-ACOFAN01 | PM03 | 301 | 1YR Temperature Gauge Cal (TG-072) | CTS Malto Tipping C After Cooler Fan | B | 0190E006 | 2021-06-03 | 2013-12-18 | PHILAGANAN
| 403355 | 0190-MLK-PRO-TMC-AIRBLW01 | PM03 | 306 | 2WKS Equipment Grounding Check | CTS Malto Tipping C Air Blower | B | 0190E006 | 2021-06-03 | 2013-05-01 | PHILAGANAN
| 403355 | 0190-MLK-PRO-TMC-BANCVY01 | PM03 | 306 | 2WKS Equipment Grounding Check 1st Stage | CTS Malto Tipping C Band Conveyor | B | 0190E006 | 2021-06-03 | 2013-05-01 | PHILAGANAN
| 403355 | 0190-MLK-PRO-TMC-BANCVY01 | PM03 | 306 | 2WKS Equipment Grounding Check 2nd Stage | CTS Malto Tipping C Band Conveyor | B | 0190E006 | 2021-06-03 | 2013-05-01 | PHILAGANAN
| 29636 | 0190-MLK-PRO-TMC-BBDISC01 | PM03 | 302 | 1YR Motor Check-up C | CTS Malto Tipping C Big Bag Discharger | B | 0190E006 | 2012-08-18 | 2011-01-19 | PHJACOLPA
| 407764 | 0190-MLK-PRO-TMC-BBDISC01 | PM03 | 301 | 1YR Pressure Gauge Cal (PI 32.02) | CTS Malto Tipping C Big Bag Discharger | B | 0190E006 | 2021-06-03 | 2013-11-01 | PHILAGANAN
| 407764 | 0190-MLK-PRO-TMC-BBDISC01 | PM03 | 301 | 52WKS Press Gauge Cal (1D7-PG-32.02) | CTS Malto Tipping C Big Bag Discharger | B | 0190E006 | 2021-06-03 | 2014-09-04 | PHILAGANAN
| 29636 | 0190-MLK-PRO-TMC-EHOIST01 | PM03 | 302 | 1YR Motor Check-up C | CTS Malto Tipping C Electric Hoist | B | 0190E006 | 2012-12-04 | 2011-01-19 | PHJACOLPA
| 51663 | 0190-MLK-PRO-TMC-FDCOTR01 | PM03 | 302 | 3WK PDMS Vibration Check | CTS Malto Tipping C F2 Dust Collector | B | 0190E005 | 2011-03-10 | 2011-01-28 | PHJACOLPA
| 403355 | 0190-MLK-PRO-TMC-FDCOTR01 | PM03 | 306 | 2WKS Equipment Grounding Check | CTS Malto Tipping C F2 Dust Collector | B | 0190E006 | 2021-06-03 | 2013-05-01 | PHILAGANAN
| 29636 | 0190-MLK-PRO-TMC-FDCOTR02 | PM03 | 302 | 1YR Motor Check-up C | CTS Malto Tipping C Dust Collector | B | 0190E006 | 2011-12-10 | 2011-01-19 | PHJACOLPA
| 51663 | 0190-MLK-PRO-TMC-FDCOTR02 | PM03 | 302 | 3WK PDMS Vibration Check | CTS Malto Tipping C Dust Collector | B | 0190E005 | 2011-03-10 | 2011-01-28 | PHJACOLPA
| 403355 | 0190-MLK-PRO-TMC-FDCOTR02 | PM03 | 306 | 2WKS Equipment Grounding Check | CTS Malto Tipping C Dust Collector | B | 0190E006 | 2021-06-03 | 2013-05-01 | PHILAGANAN
| 403355 | 0190-MLK-PRO-TMC-RNGBLW01 | PM03 | 306 | 2WKS Equipment Grounding Check | CTS Malto Tipping C Ring Blower | B | 0190E006 | 2021-06-03 | 2013-05-01 | PHILAGANAN
| 68770 | 0190-MLK-PRO-TMC-STRVLV01 | PM03 | 302 | 60HRS RDS Functionality Check C | CTS Malto Tipping C Star Valve | B | 0190E006 | 2012-11-12 | 2012-09-26 | PHJACOLPA
| 403355 | 0190-MLK-PRO-TMC-STRVLV01 | PM03 | 306 | 2WKS Equipment Grounding Check | CTS Malto Tipping C Star Valve | B | 0190E006 | 2021-06-03 | 2013-05-01 | PHILAGANAN
| 403355 | 0190-MLK-PRO-TMC-TIPHOP01 | PM03 | 306 | 2WKS Equipment Grounding Check | CTS Malto Tipping C Hopper | B | 0190E006 | 2021-06-03 | 2013-05-01 | PHILAGANAN
| 29636 | 0190-MLK-PRO-TMC-VROSVE01 | PM03 | 302 | 1YR Motor Check-up C | CTS Malto Tipping C Vibra Sifter | B | 0190E006 | 2012-12-04 | 2011-01-19 | PHJACOLPA
| 403355 | 0190-MLK-PRO-TMC-VROSVE01 | PM03 | 306 | 2WKS Equipment Grounding Check | CTS Malto Tipping C Vibra Sifter | B | 0190E006 | 2021-06-03 | 2013-05-01 | PHILAGANAN
| 403355 | 0190-MLK-PRO-TPB-3LSNCR01 | PM03 | 306 | 2WKS Equipment Grounding Check 1st Stage | 3L/SNF Tipping B Band Conveyor | B | 0190E006 | 2021-06-03 | 2013-04-30 | PHILAGANAN
| 403355 | 0190-MLK-PRO-TPB-3LSNCR01 | PM03 | 306 | 2WKS Equipment Grounding Check 2nd Stage | 3L/SNF Tipping B Band Conveyor | B | 0190E006 | 2021-06-03 | 2013-04-30 | PHILAGANAN
| 405837 | 0190-MLK-PRO-TPB-3LSNCR01 | PM03 | 303 | 4WKS Flange Bearing Lubric'n (1st Stage) | 3L/SNF Tipping B Band Conveyor | B | 0190E005 | 2017-01-17 | 2013-08-22 | PHBASALEN
| 405837 | 0190-MLK-PRO-TPB-3LSNCR01 | PM03 | 303 | 4WKS Flange Bearing Lubric'n (2nd Stage) | 3L/SNF Tipping B Band Conveyor | B | 0190E005 | 2017-01-17 | 2013-08-22 | PHBASALEN
| 43175 | 0190-MLK-PRO-TPB-3LSNDP01 | PM03 | 305 | 6 MON Servicing Valves Wet PDP B | 3L/SNF Tipping B Dense Phase | B | 0190E006 | 2010-02-15 | 2009-10-01 | PHDUENASMA
| 45378 | 0190-MLK-PRO-TPB-3LSNHR01 | PM03 | 307 | 6 Mon Hopper/Silo/Cone MSK Tip Hop. B | 3L/SNF Tipping Hopper B | C | 0190E005 | 2011-01-21 | 2009-10-01 | PHJACOLPA
| 69365 | 0190-MLK-PRO-TPB-3LSNHR01 | PM03 | 305 | 2WKS Hopper Filter Replacement B | 3L/SNF Tipping Hopper B | C | 0190E020 | 2013-06-27 | 2012-10-23 | PHJACOLPA
| 403355 | 0190-MLK-PRO-TPB-3LSNHR01 | PM03 | 306 | 2WKS Equipment Grounding Check | 3L/SNF Tipping Hopper B | C | 0190E006 | 2021-06-03 | 2013-05-01 | PHILAGANAN
| 51662 | 0190-MLK-PRO-TPB-3LSNVS01 | PM03 | 302 | 1MON PdMS Vibration Check | 3L/SNF Tipping Vibra Sifter B | A | 0190E005 | 2011-02-09 | 2010-07-26 | PHJACOLPA
| 403355 | 0190-MLK-PRO-TPB-3LSNVS01 | PM03 | 306 | 2WKS Equipment Grounding Check | 3L/SNF Tipping Vibra Sifter B | A | 0190E006 | 2021-06-03 | 2013-04-30 | PHILAGANAN
| 403355 | 0190-MLK-PRO-TPB-3LSNVS01 | PM03 | 306 | 2WKS Equipment Grounding Check | 3L/SNF Tipping Vibra Sifter B | A | 0190E006 | 2021-06-03 | 2013-05-01 | PHILAGANAN
| 63245 | 0190-MLK-PRO-TPC-3LSNCR01 | PM03 | 302 | 4WKS Conveyor Check C | 3L/SNF Tipping C Band Conveyor | B | 0190E005 | 2016-12-01 | 2012-04-03 | PHBASALEN
| 403355 | 0190-MLK-PRO-TPC-3LSNCR01 | PM03 | 306 | 2WKS Equipment Grounding Check 1st Stage | 3L/SNF Tipping C Band Conveyor | B | 0190E006 | 2021-06-03 | 2013-05-01 | PHILAGANAN
| 403355 | 0190-MLK-PRO-TPC-3LSNCR01 | PM03 | 306 | 2WKS Equipment Grounding Check 2nd Stage | 3L/SNF Tipping C Band Conveyor | B | 0190E006 | 2021-06-03 | 2013-05-01 | PHILAGANAN
| 405837 | 0190-MLK-PRO-TPC-3LSNCR01 | PM03 | 303 | 4WKS Flange Bearing Lubric'n (1st Stage) | 3L/SNF Tipping C Band Conveyor | B | 0190E005 | 2016-10-26 | 2013-08-22 | PHBASALEN
| 405837 | 0190-MLK-PRO-TPC-3LSNCR01 | PM03 | 303 | 4WKS Flange Bearing Lubric'n (2nd Stage) | 3L/SNF Tipping C Band Conveyor | B | 0190E005 | 2016-10-26 | 2013-08-22 | PHBASALEN
| 45377 | 0190-MLK-PRO-TPC-3LSNDP01 | PM03 | 307 | 6 MON Diverter Valve 3rd Line C | 3L/SNF Tipping C Dense Phase | B | 0190E005 | 2011-05-02 | 2009-10-01 | PHJACOLPA
| 43175 | 0190-MLK-PRO-TPC-3LSNDP01 | PM03 | 305 | 6 MON Servicing Valves Wet Tip PDP C | 3L/SNF Tipping C Dense Phase | B | 0190E005 | 2010-02-15 | 2009-10-01 | PHDUENASMA
| 29636 | 0190-MLK-PRO-TPC-3LSNHR01 | PM03 | 307 | 1Y Motor Check MSK Tip C Dust Fan | 3L/SNF Tipping Hopper C | C | 0190E006 | 2010-09-04 | 2008-06-10 | PHJACOLPA
| 45378 | 0190-MLK-PRO-TPC-3LSNHR01 | PM03 | 307 | 6 Mon Hopper/Silo/Cone MSK Tip Hop. C | 3L/SNF Tipping Hopper C | C | 0190E005 | 2010-04-10 | 2009-10-01 | PHDUENASMA
| 69365 | 0190-MLK-PRO-TPC-3LSNHR01 | PM03 | 305 | 2WKS Hopper Filter Replacement C | 3L/SNF Tipping Hopper C | C | 0190E020 | 2013-06-14 | 2012-10-23 | PHJACOLPA
| 403355 | 0190-MLK-PRO-TPC-3LSNHR01 | PM03 | 306 | 2WKS Equipment Grounding Check | 3L/SNF Tipping Hopper C | C | 0190E006 | 2021-06-03 | 2013-05-01 | PHILAGANAN
| 45563 | 0190-MLK-PRO-TPC-3LSNVS01 | PM03 | 307 | 48 HRS Vibro Sifter Screen check/clean | 3L/SNF Tipping Vibra Sifter C | A | 0190E005 | 2009-10-17 | 2009-10-17 | PHDUENASMA
| 403355 | 0190-MLK-PRO-TPC-3LSNVS01 | PM03 | 306 | 2WKS Equipment Grounding Check | 3L/SNF Tipping Vibra Sifter C | A | 0190E006 | 2021-06-03 | 2013-05-01 | PHILAGANAN
| 34294 | 0190-MLK-PRO-TPC-PLCPNL01 | PM03 | 302 | 3MON CBM Monitoring-Thermography/PDMS | 3L/SNF PLC Control Panel Tipping C | B | 0190E006 | 2010-09-28 | 2010-07-27 | PHJACOLPA
| 34294 | 0190-MLK-PRO-TPC-PLCPNL01 | PM03 | 302 | 3MON CBM Monitoring-Thermography/PDMS | 3L/SNF PLC Control Panel Tipping C | B | 0190E006 | 2010-09-28 | 2010-07-27 | PHJACOLPA
| 34294 | 0190-MLK-PRO-TPC-PLCPNL02 | PM03 | 302 | 3MON CBM Monitoring-Thermography/PDMS | MCC Panel Wet Tipping | B | 0190E006 | 2010-09-28 | 2010-07-27 | PHJACOLPA
| 34294 | 0190-MLK-PRO-TPC-PLCPNL02 | PM03 | 302 | 3MON CBM Monitoring-Thermography/PDMS | MCC Panel Wet Tipping | B | 0190E006 | 2010-09-28 | 2010-07-27 | PHJACOLPA
| 45375 | 0190-MLK-PRO-WPB-3CNPMP01 | PM03 | 307 | 1YR Pump seal & impeller 3rd LB Cond. | 3rd Line B Condensate Pump | B | 0190E005 | 2010-12-27 | 2009-10-01 | PHJACOLPA
| 45375 | 0190-MLK-PRO-WPB-3L2HOM01 | PM03 | 307 | 1 Year Pump Seal & Impeller 3rd LB FC | 3rd Line B FC outlet pump to Homo | B | 0190E005 | 2010-12-27 | 2009-10-01 | PHJACOLPA
| 36406 | 0190-MLK-PRO-WPB-3L2HOM01 | PM03 | 301 | 1Y FLOWMETER TRANSMITTER LP-F 9586 | 3rd Line B FC outlet pump to Homo | B | 0190E006 | 2021-06-03 | 2009-10-29 | PHILAGANAN
| 51663 | 0190-MLK-PRO-WPB-3L2HOM01 | PM03 | 302 | 3WK PDMS Vibration Check | 3rd Line B FC outlet pump to Homo | B | 0190E005 | 2012-06-06 | 2010-04-07 | PHJACOLPA
| 36411 | 0190-MLK-PRO-WPB-3LHBTK01 | PM03 | 301 | 1YR Press Control Valve Cal (PCV 95071) | 3L Homo-HPP Balance Tank B | B | 0190E006 | 2021-06-03 | 2012-12-12 | PHILAGANAN
| 36411 | 0190-MLK-PRO-WPB-3LHBTK01 | PM03 | 301 | 1YR Press Control Valve Cal (PCV 95071) | 3L Homo-HPP Balance Tank B | B | 0190E006 | 2021-06-03 | 2012-12-12 | PHILAGANAN
| 36411 | 0190-MLK-PRO-WPB-3LHBTK01 | PM03 | 301 | 1YR Press Control Valve Cal (PCV 95071A) | 3L Homo-HPP Balance Tank B | B | 0190E006 | 2021-06-03 | 2012-12-12 | PHILAGANAN
| 36409 | 0190-MLK-PRO-WPB-3LHBTK01 | PM03 | 301 | 1YR Press Trans Calibration (PIT-95070) | 3L Homo-HPP Balance Tank B | B | 0190E006 | 2021-06-03 | 2012-12-12 | PHILAGANAN
| 36409 | 0190-MLK-PRO-WPB-3LHBTK01 | PM03 | 301 | 1YR Press Trans Calibration (PIT-95070) | 3L Homo-HPP Balance Tank B | B | 0190E006 | 2021-06-03 | 2012-12-12 | PHILAGANAN
| 36411 | 0190-MLK-PRO-WPB-3LHBTK01 | PM03 | 301 | 1YR Press Control Valve Cal (PCV 95071A) | 3L Homo-HPP Balance Tank B | B | 0190E006 | 2021-06-03 | 2012-12-12 | PHILAGANAN
| 36409 | 0190-MLK-PRO-WPB-3LHBTK01 | PM03 | 301 | 1YR Press Trans Calibration (PIT-95070) | 3L Homo-HPP Balance Tank B | B | 0190E006 | 2021-06-03 | 2012-12-13 | PHILAGANAN
| 36411 | 0190-MLK-PRO-WPB-3LHBTK01 | PM03 | 301 | 1YR I/P Converter +Valve Cal (PCV 95071) | 3L Homo-HPP Balance Tank B | B | 0190E006 | 2021-06-03 | 2012-12-13 | PHILAGANAN
| 36411 | 0190-MLK-PRO-WPB-3LHBTK01 | PM03 | 301 | 1YR I/P Converter+Valve Cal (PCV 95071A) | 3L Homo-HPP Balance Tank B | B | 0190E006 | 2021-06-03 | 2012-12-13 | PHILAGANAN
| 36411 | 0190-MLK-PRO-WPB-3LHBTK01 | PM03 | 301 | 1YR I/P Converter Cal (1B2-PCV-05.21) | 3L Homo-HPP Balance Tank B | B | 0190E006 | 2021-06-03 | 2012-12-13 | PHILAGANAN
| 407764 | 0190-MLK-PRO-WPB-3LHBTK01 | PM03 | 301 | 1YR Pressure Gauge Calibration (PG-372) | 3L Homo-HPP Balance Tank B | B | 0190E006 | 2021-06-03 | 2013-12-17 | PHILAGANAN
| 36405 | 0190-MLK-PRO-WPB-3LHBTK01 | PM03 | 301 | 1YR Temp Trans Cal (1B2-TE-05.19) | 3L Homo-HPP Balance Tank B | B | 0190E006 | 2021-06-03 | 2014-09-06 | PHILAGANAN
| 45566 | 0190-MLK-PRO-WPB-3LHPMP01 | PM03 | 307 | 2WK Plunger packing replacement B | 3rd Line B Homogenizer | A | 0190E020 | 2014-10-18 | 2009-10-17 | PHJACOLPA
| 49452 | 0190-MLK-PRO-WPB-3LHPMP01 | PM03 | 302 | 2WK PDMS Vibration Check | 3rd Line B Homogenizer | A | 0190E014 | 2013-06-10 | 2010-04-07 | PHJACOLPA
| 50777 | 0190-MLK-PRO-WPB-3LHPMP01 | PM03 | 305 | 2WKS Replacement of HOMO valve | 3rd Line B Homogenizer | A | 0190E020 | 2012-06-06 | 2010-07-14 | PHJACOLPA
| 36409 | 0190-MLK-PRO-WPB-3LHPMP01 | PM03 | 301 | 1YR Pressure Transmitter Cal (PIT 95063) | 3rd Line B Homogenizer | A | 0190E006 | 2021-06-03 | 2012-10-03 | PHILAGANAN
| 36409 | 0190-MLK-PRO-WPB-3LHPMP01 | PM03 | 301 | 1YR Pressure Transmitter Cal (PIT 95068) | 3rd Line B Homogenizer | A | 0190E006 | 2021-06-03 | 2012-11-15 | PHILAGANAN
| 29625 | 0190-MLK-PRO-WPB-3LHPMP02 | PM03 | 303 | 6M Homo Change Oil | 3rd Line B High Pressure Pump | A | 0190E005 | 2011-01-18 | 2008-02-14 | PHJACOLPA
| 45566 | 0190-MLK-PRO-WPB-3LHPMP02 | PM03 | 307 | 2WK Plunger packing replacement B | 3rd Line B High Pressure Pump | A | 0190E020 | 2014-10-18 | 2009-10-17 | PHJACOLPA
| 49452 | 0190-MLK-PRO-WPB-3LHPMP02 | PM03 | 302 | 2WK PDMS Vibration Check | 3rd Line B High Pressure Pump | A | 0190E014 | 2013-06-10 | 2010-04-07 | PHJACOLPA
| 36409 | 0190-MLK-PRO-WPB-3LHPMP02 | PM03 | 301 | 1YR Pressure Transmitter Cal (PIT 95064) | 3rd Line B High Pressure Pump | A | 0190E006 | 2021-06-03 | 2012-11-15 | PHILAGANAN
| 45375 | 0190-MLK-PRO-WPB-3LOPMP01 | PM03 | 307 | 1 Year Pump Seal & Impeller 3LB Std | 3rd Line B STD Tank Outlet Pump | B | 0190E005 | 2010-12-27 | 2009-10-01 | PHJACOLPA
| 29632 | 0190-MLK-PRO-WPB-3LOPMP02 | PM03 | 303 | 1YR 3rd L B Balance Vat Outlet Pump | 3rd Line B Balance Vat Outlet Pump | A | 0190E005 | 2011-01-18 | 2007-12-04 | PHJACOLPA
| 36404 | 0190-MLK-PRO-WPB-3LOPMP02 | PM03 | 301 | 3M I/P Converter Calibration LP-T 9548 | 3rd Line B Balance Vat Outlet Pump | A | 0190E006 | 2021-06-03 | 2009-02-04 | PHILAGANAN
| 36406 | 0190-MLK-PRO-WPB-3LOPMP02 | PM03 | 301 | 1Y FLOWMETER CALIBRATION LP-F 9535 | 3rd Line B Balance Vat Outlet Pump | A | 0190E006 | 2021-06-03 | 2009-02-14 | PHILAGANAN
| 45375 | 0190-MLK-PRO-WPB-3LOPMP02 | PM03 | 307 | 1 Year Pump Seal & Impeller 3LB Vat | 3rd Line B Balance Vat Outlet Pump | A | 0190E005 | 2010-12-27 | 2009-10-01 | PHJACOLPA
| 36403 | 0190-MLK-PRO-WPB-3LOPMP02 | PM03 | 301 | 3M Temperature Transmitter LP-T 9548/R | 3rd Line B Balance Vat Outlet Pump | A | 0190E006 | 2021-06-03 | 2009-10-29 | PHILAGANAN
| 29627 | 0190-MLK-PRO-WPB-3RLTNK01 | PM03 | 303 | 1Y Change Oil 3rdL Tank Agitator B1 | 3rd Line B Tank No 1 | B | 0190E005 | 2011-01-18 | 2008-06-07 | PHJACOLPA
| 29627 | 0190-MLK-PRO-WPB-3RLTNK02 | PM03 | 303 | 1Y Change Oil 3rdL Tank Agitator B2 | 3rd Line B Tank No 2 | B | 0190E005 | 2011-01-18 | 2008-06-07 | PHJACOLPA
| 36405 | 0190-MLK-PRO-WPB-3RLTNK02 | PM03 | 301 | 1YR Temp Trans Cal (1B2-TE-03.03/02) | 3rd Line B Tank No 2 | B | 0190E006 | 2021-06-03 | 2014-09-06 | PHILAGANAN
| 36408 | 0190-MLK-PRO-WPB-BALVAT01 | PM03 | 301 | 1YR Level Trans Calibration (LP-L 9539) | 3rd Line B Balance Vat | B | 0190E006 | 2021-06-03 | 2012-12-10 | PHILAGANAN
| 36405 | 0190-MLK-PRO-WPB-BALVAT01 | PM03 | 301 | 1YR Temp Trans Calibration (TT 9539) | 3rd Line B Balance Vat | B | 0190E006 | 2021-06-03 | 2012-12-10 | PHILAGANAN
| 36405 | 0190-MLK-PRO-WPB-BALVAT01 | PM03 | 301 | 1YR Temp Trans Calibration (TT 9539) | 3rd Line B Balance Vat | B | 0190E006 | 2021-06-03 | 2012-12-10 | PHILAGANAN
| 36405 | 0190-MLK-PRO-WPB-BALVAT01 | PM03 | 301 | 1YR Temp Trans Calibration (TT 9539) | 3rd Line B Balance Vat | B | 0190E006 | 2021-06-03 | 2012-12-10 | PHILAGANAN
| 36408 | 0190-MLK-PRO-WPB-BALVAT01 | PM03 | 301 | 1YR Level Trans Cal (1B2-LIT-14.09) | 3rd Line B Balance Vat | B | 0190E006 | 2021-06-03 | 2012-12-12 | PHILAGANAN
| 36405 | 0190-MLK-PRO-WPB-BALVAT01 | PM03 | 301 | 1YR Temp Trans Calibration (TT 14.58B) | 3rd Line B Balance Vat | B | 0190E006 | 2021-06-03 | 2012-12-13 | PHILAGANAN
| 36405 | 0190-MLK-PRO-WPB-BALVAT01 | PM03 | 301 | 1YR Temp Trans Cal (1B2-TE-04.33) | 3rd Line B Balance Vat | B | 0190E006 | 2021-06-03 | 2014-09-06 | PHILAGANAN
| 36405 | 0190-MLK-PRO-WPB-BALVAT02 | PM03 | 301 | 1YR Temp Trans Calibration (TT 9540) | SNF B Balance Vat | B | 0190E006 | 2021-06-03 | 2012-12-10 | PHILAGANAN
| 36408 | 0190-MLK-PRO-WPB-BALVAT02 | PM03 | 301 | 1YR Level Trans Calibration (LP-L 9540) | SNF B Balance Vat | B | 0190E006 | 2021-06-03 | 2012-12-10 | PHILAGANAN
| 36405 | 0190-MLK-PRO-WPB-BALVAT02 | PM03 | 301 | 1YR Temp Trans Calibration (TT 9540) | SNF B Balance Vat | B | 0190E006 | 2021-06-03 | 2012-12-10 | PHILAGANAN
| 36405 | 0190-MLK-PRO-WPB-BALVAT02 | PM03 | 301 | 1YR Temp Trans Calibration (TT 9540) | SNF B Balance Vat | B | 0190E006 | 2021-06-03 | 2012-12-10 | PHILAGANAN
| 36405 | 0190-MLK-PRO-WPB-BALVAT02 | PM03 | 301 | 1YR Temp Trans Cal (1B2-TE-14.58) | SNF B Balance Vat | B | 0190E006 | 2021-06-03 | 2012-12-13 | PHILAGANAN
| 43175 | 0190-MLK-PRO-WPB-DISHPR01 | PM03 | 305 | 6 MON Servicing Valves Anag Hopper B | SNF B Anag Discharging Hopper | C | 0190E005 | 2010-02-15 | 2009-10-01 | PHDUENASMA
| 45378 | 0190-MLK-PRO-WPB-DISHPR01 | PM03 | 307 | 6 Mon Hopper/Silo/Cone SNF Anag Hop. B | SNF B Anag Discharging Hopper | C | 0190E005 | 2011-01-21 | 2009-10-01 | PHJACOLPA
| 36404 | 0190-MLK-PRO-WPB-FLSCLR01 | PM03 | 301 | 3M I/P Converter Calibration 3LB | 3rd Line B Flash Cooler | A | 0190E005 | 2021-06-03 | 2009-02-04 | PHILAGANAN
| 36406 | 0190-MLK-PRO-WPB-FLSCLR01 | PM03 | 301 | 1Y FLOWMETER TRANSMITTER LP-F 9588 | 3rd Line B Flash Cooler | A | 0190E006 | 2021-06-03 | 2009-10-29 | PHILAGANAN
| 36403 | 0190-MLK-PRO-WPB-FLSCLR01 | PM03 | 301 | 3M Temperature Transmitter LP-T 9548 | 3rd Line B Flash Cooler | A | 0190E006 | 2021-06-03 | 2009-10-29 | PHILAGANAN
| 36406 | 0190-MLK-PRO-WPB-FLSCLR01 | PM03 | 301 | 1YR FLOWMETER CAL (LP-F 9588) | 3rd Line B Flash Cooler | A | 0190E006 | 2021-06-03 | 2010-08-18 | PHILAGANAN
| 36406 | 0190-MLK-PRO-WPB-FLSCLR01 | PM03 | 301 | 1YR FLOWMETER CAL (LP-F 9535) | 3rd Line B Flash Cooler | A | 0190E006 | 2021-06-03 | 2010-08-18 | PHILAGANAN
| 36403 | 0190-MLK-PRO-WPB-FLSCLR01 | PM03 | 301 | 3MON Temp Trans Cal (1B2-TE-04.35) | 3rd Line B Flash Cooler | A | 0190E006 | 2021-06-03 | 2010-08-14 | PHILAGANAN
| 36403 | 0190-MLK-PRO-WPB-FLSCLR01 | PM03 | 301 | 3MON Temp Trans Cal (1B2-TE-04.36) | 3rd Line B Flash Cooler | A | 0190E006 | 2021-06-03 | 2010-08-14 | PHILAGANAN
| 36411 | 0190-MLK-PRO-WPB-FLSCLR01 | PM03 | 301 | 1YR I/P Converter +Valve Cal (ZC 95079) | 3rd Line B Flash Cooler | A | 0190E006 | 2021-06-03 | 2012-12-12 | PHILAGANAN
| 36411 | 0190-MLK-PRO-WPB-FLSCLR01 | PM03 | 301 | 1YR I/P Converter +Valve Cal (LCV 95091) | 3rd Line B Flash Cooler | A | 0190E006 | 2021-06-03 | 2012-12-12 | PHILAGANAN
| 36411 | 0190-MLK-PRO-WPB-FLSCLR01 | PM03 | 301 | 1YR I/P Converter +Valve Cal (LCV 95091) | 3rd Line B Flash Cooler | A | 0190E005 | 2021-06-03 | 2012-12-12 | PHILAGANAN
| 36409 | 0190-MLK-PRO-WPB-FLSCLR01 | PM03 | 301 | 1YR Press Trans Calibration (PIT-95079) | 3rd Line B Flash Cooler | A | 0190E006 | 2021-06-03 | 2012-12-12 | PHILAGANAN
| 36409 | 0190-MLK-PRO-WPB-FLSCLR01 | PM03 | 301 | 1YR Press Trans Calibration (PIT-95079) | 3rd Line B Flash Cooler | A | 0190E006 | 2021-06-03 | 2012-12-12 | PHILAGANAN
| 36411 | 0190-MLK-PRO-WPB-FLSCLR01 | PM03 | 301 | 1YR I/P Converter +Valve Cal (LCV 95091) | 3rd Line B Flash Cooler | A | 0190E006 | 2021-06-03 | 2012-12-13 | PHILAGANAN
| 36411 | 0190-MLK-PRO-WPB-FLSCLR01 | PM03 | 301 | 1YR I/P Converter +Valve Cal (ZC 95079) | 3rd Line B Flash Cooler | A | 0190E006 | 2021-06-03 | 2012-12-13 | PHILAGANAN
| 36411 | 0190-MLK-PRO-WPB-FLSCLR01 | PM03 | 301 | 1YR I/P Converter +Valve Cal (LCV 95091) | 3rd Line B Flash Cooler | A | 0190E006 | 2021-06-03 | 2012-12-13 | PHILAGANAN
| 36411 | 0190-MLK-PRO-WPB-FLSCLR01 | PM03 | 301 | 1YR I/P Converter +Valve Cal (ZC 95079) | 3rd Line B Flash Cooler | A | 0190E006 | 2021-06-03 | 2012-12-13 | PHILAGANAN
| 407764 | 0190-MLK-PRO-WPB-FLSCLR01 | PM03 | 301 | 1YR Pressure Gauge Calibration (PG-383) | 3rd Line B Flash Cooler | A | 0190E006 | 2021-06-03 | 2013-12-17 | PHILAGANAN
| 34294 | 0190-MLK-PRO-WPB-MCCPNL02 | PM03 | 307 | 3M IR Thermal Scan MCC Panels WP B | MCC Panel Wet Process B | A | 0190E006 | 2010-09-28 | 2010-08-17 | PHJACOLPA
| 56267 | 0190-MLK-PRO-WPB-PHEPMP01 | PM03 | 305 | 1YR Pump Overhauling | PHE 1B Hot Water Recirculation Pump | B | 0190E005 | 2013-06-26 | 2010-03-27 | PHJACOLPA
| 56267 | 0190-MLK-PRO-WPB-PHEPMP02 | PM03 | 305 | 1YR Pump Overhauling | PHE 2B Hot Water Recirculation Pump | B | 0190E005 | 2013-06-26 | 2010-03-27 | PHJACOLPA
| 45375 | 0190-MLK-PRO-WPB-PHEPMP03 | PM03 | 307 | 1 Year Pump Seal & Impeller PHE B recir. | Milk PHE B Recirculation Pump M49 | B | 0190E005 | 2010-03-27 | 2009-10-01 | PHDUENASMA
| 36409 | 0190-MLK-PRO-WPB-PHEPMP03 | PM03 | 301 | 1YR Pressure Trans Cal (PIT-95057) | Milk PHE B Recirculation Pump M49 | B | 0190E006 | 2021-06-03 | 2012-09-05 | PHILAGANAN
| 36409 | 0190-MLK-PRO-WPB-PHEPMP03 | PM03 | 301 | 1YR Press Trans Calibration (PIT-95058) | Milk PHE B Recirculation Pump M49 | B | 0190E006 | 2021-06-03 | 2012-12-12 | PHILAGANAN
| 36409 | 0190-MLK-PRO-WPB-PHEPMP03 | PM03 | 301 | 1YR Press Trans Calibration (PIT-95058) | Milk PHE B Recirculation Pump M49 | B | 0190E006 | 2021-06-03 | 2012-12-12 | PHILAGANAN
| 36409 | 0190-MLK-PRO-WPB-PHEPMP03 | PM03 | 301 | 1YR Press Trans Calibration (PIT-95082) | Milk PHE B Recirculation Pump M49 | B | 0190E006 | 2021-06-03 | 2012-12-12 | PHILAGANAN
| 36409 | 0190-MLK-PRO-WPB-PHEPMP03 | PM03 | 301 | 1YR Press Trans Cal (PIT 14.66/01B) | Milk PHE B Recirculation Pump M49 | B | 0190E006 | 2021-06-03 | 2012-12-13 | PHILAGANAN
| 36403 | 0190-MLK-PRO-WPB-PHEXGR01 | PM03 | 301 | 3MON Temp Trans Cal (1B2-TE-14.60/01) | SNF Plate Heat Exhanger B1 | C | 0190E006 | 2021-06-03 | 2009-10-17 | PHILAGANAN
| 36403 | 0190-MLK-PRO-WPB-PHEXGR01 | PM03 | 301 | 3MON Temp Trans Cal (1B2-TE-14.59/01) | SNF Plate Heat Exhanger B1 | C | 0190E006 | 2021-06-03 | 2010-09-04 | PHILAGANAN
| 36405 | 0190-MLK-PRO-WPB-PHEXGR01 | PM03 | 301 | 1YR Temp Trans Cal (1B2-TE-14.61/01) | SNF Plate Heat Exhanger B1 | C | 0190E006 | 2021-06-03 | 2013-12-23 | PHILAGANAN
| 36403 | 0190-MLK-PRO-WPB-PHEXGR02 | PM03 | 301 | 3MON Temp Trans Cal (1B2-TE-14.60/02) | SNF Plate Heat Exhanger B2 | C | 0190E006 | 2021-06-03 | 2009-10-17 | PHILAGANAN
| 36403 | 0190-MLK-PRO-WPB-PHEXGR02 | PM03 | 301 | 3MON Temp Trans Cal (1B2-TE-14.59/02) | SNF Plate Heat Exhanger B2 | C | 0190E006 | 2021-06-03 | 2010-09-04 | PHILAGANAN
| 36405 | 0190-MLK-PRO-WPB-PHEXGR02 | PM03 | 301 | 1YR Temp Trans Cal (1B2-TE-14.61/02) | SNF Plate Heat Exhanger B2 | C | 0190E006 | 2021-06-03 | 2014-09-06 | PHILAGANAN
| 407764 | 0190-MLK-PRO-WPB-PSA3DL01 | PM03 | 301 | 52WKS Press Gauge Cal (1B2-PG-094) | K-Patents Sensor Assembly 3rd Line B | B | 0190E006 | 2021-06-03 | 2014-09-05 | PHILAGANAN
| 45375 | 0190-MLK-PRO-WPB-SCAMXR01 | PM03 | 301 | 1 Year Pump Seal & Impeller Scanima B | SNF B Scanima Mixer Tank | A | 0190E005 | 2021-06-03 | 2009-10-01 | PHILAGANAN
| 36406 | 0190-MLK-PRO-WPB-SCAMXR01 | PM03 | 301 | 1YR FLOWMETER CAL (LP-F 9585) | SNF B Scanima Mixer Tank | A | 0190E006 | 2021-06-03 | 2010-08-18 | PHILAGANAN
| 36411 | 0190-MLK-PRO-WPB-SCAMXR01 | PM03 | 301 | 1YR Press Control Valve Cal (PCV 95076) | SNF B Scanima Mixer Tank | A | 0190E006 | 2021-06-03 | 2012-12-12 | PHILAGANAN
| 36411 | 0190-MLK-PRO-WPB-SCAMXR01 | PM03 | 301 | 1YR Flow Control Valve Cal (FCV 95073) | SNF B Scanima Mixer Tank | A | 0190E006 | 2021-06-03 | 2012-12-12 | PHILAGANAN
| 36411 | 0190-MLK-PRO-WPB-SCAMXR01 | PM03 | 301 | 1YR Flow Control Valve Cal (FCV 95074) | SNF B Scanima Mixer Tank | A | 0190E006 | 2021-06-03 | 2012-12-12 | PHILAGANAN
| 36409 | 0190-MLK-PRO-WPB-SCAMXR01 | PM03 | 301 | 1YR Press Trans Calibration (PIT-95075) | SNF B Scanima Mixer Tank | A | 0190E006 | 2021-06-03 | 2012-12-12 | PHILAGANAN
| 36409 | 0190-MLK-PRO-WPB-SCAMXR01 | PM03 | 301 | 1YR Press Trans Calibration (PIT-95075) | SNF B Scanima Mixer Tank | A | 0190E006 | 2021-06-03 | 2012-12-12 | PHILAGANAN
| 36409 | 0190-MLK-PRO-WPB-SCAMXR01 | PM03 | 301 | 1YR Press Trans Calibration (PIT-95075) | SNF B Scanima Mixer Tank | A | 0190E006 | 2021-06-03 | 2012-12-13 | PHILAGANAN
| 36411 | 0190-MLK-PRO-WPB-SCAMXR01 | PM03 | 301 | 1YR I/P Converter +Valve Cal (PCV 95076) | SNF B Scanima Mixer Tank | A | 0190E006 | 2021-06-03 | 2012-12-13 | PHILAGANAN
| 36411 | 0190-MLK-PRO-WPB-SCAMXR01 | PM03 | 301 | 1YR I/P Converter +Valve Cal (FCV 95073) | SNF B Scanima Mixer Tank | A | 0190E006 | 2021-06-03 | 2012-12-13 | PHILAGANAN
| 36411 | 0190-MLK-PRO-WPB-SCAMXR01 | PM03 | 301 | 1YR I/P Converter +Valve Cal (FCV 95074) | SNF B Scanima Mixer Tank | A | 0190E006 | 2021-06-03 | 2012-12-13 | PHILAGANAN
| 36411 | 0190-MLK-PRO-WPB-SCAMXR01 | PM03 | 301 | 1YR I/P Converter +Valve Cal (PCV 95076) | SNF B Scanima Mixer Tank | A | 0190E006 | 2021-06-03 | 2012-12-13 | PHILAGANAN
| 29632 | 0190-MLK-PRO-WPB-SCWCVY01 | PM03 | 303 | 1YR Change oil SNF Silo B Screwfeeder | SNF SIlo B Homo/Screwfeeder | C | 0190E005 | 2011-01-18 | 2008-06-07 | PHJACOLPA
| 44160 | 0190-MLK-PRO-WPB-SCWCVY01 | PM03 | 305 | 1 Month Screwffeder Check SNF Silo B | SNF SIlo B Homo/Screwfeeder | C | 0190E005 | 2013-01-22 | 2009-09-04 | PHJACOLPA
| 29632 | 0190-MLK-PRO-WPB-SCWCVY01 | PM03 | 305 | 1YR Change Oil of Gearbox | SNF SIlo B Homo/Screwfeeder | C | 0190E005 | 2011-03-28 | 2011-01-18 | PHJACOLPA
| 403355 | 0190-MLK-PRO-WPB-SCWCVY01 | PM03 | 306 | 2WKS Equipment Grounding Check | SNF SIlo B Homo/Screwfeeder | C | 0190E006 | 2021-06-03 | 2013-04-30 | PHILAGANAN
| 403355 | 0190-MLK-PRO-WPB-SCWCVY01 | PM03 | 306 | 2WKS Equipment Grounding Check | SNF SIlo B Homo/Screwfeeder | C | 0190E006 | 2021-06-03 | 2013-05-01 | PHILAGANAN
| 403355 | 0190-MLK-PRO-WPB-SCWCVY01 | PM03 | 306 | 8WKS Equipment Grounding Check | SNF SIlo B Homo/Screwfeeder | C | 0190E006 | 2021-06-03 | 2013-06-04 | PHILAGANAN
| 29625 | 0190-MLK-PRO-WPB-SHPPMP01 | PM03 | 303 | 6M Homo Change Oil | SNF B High Pressure Pump | A | 0190E005 | 2011-01-18 | 2007-12-03 | PHJACOLPA
| 52565 | 0190-MLK-PRO-WPB-SNFHBT01 | PM03 | 307 | 4MON Pneu Actuator & Sol Valve Check | SNF Homo-HPP Balance Tank B | B | 0190E006 | 2011-05-09 | 2011-05-09 | PHJACOLPA
| 36405 | 0190-MLK-PRO-WPB-SNFHBT01 | PM03 | 301 | 1YR Temp Trans Cal (1B2-TE-13.19) | SNF Homo-HPP Balance Tank B | B | 0190E006 | 2021-06-03 | 2012-09-04 | PHILAGANAN
| 36411 | 0190-MLK-PRO-WPB-SNFHBT01 | PM03 | 301 | 1YR Press Control Valve Cal (PCV 95069) | SNF Homo-HPP Balance Tank B | B | 0190E006 | 2021-06-03 | 2012-12-12 | PHILAGANAN
| 36411 | 0190-MLK-PRO-WPB-SNFHBT01 | PM03 | 301 | 1YR Press Control Valve Cal (PCV 95069A) | SNF Homo-HPP Balance Tank B | B | 0190E006 | 2021-06-03 | 2012-12-12 | PHILAGANAN
| 36409 | 0190-MLK-PRO-WPB-SNFHBT01 | PM03 | 301 | 1YR Press Trans Calibration (PIT-95072) | SNF Homo-HPP Balance Tank B | B | 0190E006 | 2021-06-03 | 2012-12-12 | PHILAGANAN
| 36409 | 0190-MLK-PRO-WPB-SNFHBT01 | PM03 | 301 | 1YR Press Trans Calibration (PIT-95072) | SNF Homo-HPP Balance Tank B | B | 0190E006 | 2021-06-03 | 2012-12-12 | PHILAGANAN
| 36411 | 0190-MLK-PRO-WPB-SNFHBT01 | PM03 | 301 | 1YR Press Control Valve Cal (PCV 95069) | SNF Homo-HPP Balance Tank B | B | 0190E006 | 2021-06-03 | 2012-12-12 | PHILAGANAN
| 36411 | 0190-MLK-PRO-WPB-SNFHBT01 | PM03 | 301 | 1YR Press Control Valve Cal (PCV 95069A) | SNF Homo-HPP Balance Tank B | B | 0190E006 | 2021-06-03 | 2012-12-12 | PHILAGANAN
| 36409 | 0190-MLK-PRO-WPB-SNFHBT01 | PM03 | 301 | 1YR Press Trans Calibration (PIT-95072) | SNF Homo-HPP Balance Tank B | B | 0190E006 | 2021-06-03 | 2012-12-13 | PHILAGANAN
| 36411 | 0190-MLK-PRO-WPB-SNFHBT01 | PM03 | 301 | 1YR I/P Converter +Valve Cal (PCV 95069) | SNF Homo-HPP Balance Tank B | B | 0190E006 | 2021-06-03 | 2012-12-13 | PHILAGANAN
| 36411 | 0190-MLK-PRO-WPB-SNFHBT01 | PM03 | 301 | 1YR I/P Converter+Valve Cal (PCV 95069A) | SNF Homo-HPP Balance Tank B | B | 0190E006 | 2021-06-03 | 2012-12-13 | PHILAGANAN
| 29625 | 0190-MLK-PRO-WPB-SNFHOM01 | PM03 | 303 | 6M Homo Change Oil | SNF B Homogenizer | B | 0190E005 | 2011-01-18 | 2007-12-03 | PHJACOLPA
| 45566 | 0190-MLK-PRO-WPB-SNFHOM01 | PM03 | 307 | 3WKS Plunger packing replacement B | SNF B Homogenizer | B | 0190E020 | 2012-02-03 | 2009-10-17 | PHJACOLPA
| 36406 | 0190-MLK-PRO-WPB-SNFHOM01 | PM03 | 301 | 1Y FLOWMETER TRANSMITTER LP-F 9587 | SNF B Homogenizer | B | 0190E006 | 2021-06-03 | 2009-10-29 | PHILAGANAN
| 36406 | 0190-MLK-PRO-WPB-SNFHOM01 | PM03 | 301 | 1YR FLOWMETER CALIBRATION LP-F 9587 | SNF B Homogenizer | B | 0190E006 | 2021-06-03 | 2010-05-13 | PHILAGANAN
| 36406 | 0190-MLK-PRO-WPB-SNFHOM01 | PM03 | 301 | 1YR FLOWMETER CAL (LP-F 9534) | SNF B Homogenizer | B | 0190E006 | 2021-06-03 | 2010-08-18 | PHILAGANAN
| 36409 | 0190-MLK-PRO-WPB-SNFHOM01 | PM03 | 301 | 1YR Pressure Transmitter Cal (PIT 95065) | SNF B Homogenizer | B | 0190E006 | 2021-06-03 | 2012-11-15 | PHILAGANAN
| 36409 | 0190-MLK-PRO-WPB-SNFHOM01 | PM03 | 301 | 1YR Pressure Transmitter Cal (PIT 95066) | SNF B Homogenizer | B | 0190E006 | 2021-06-03 | 2012-11-15 | PHILAGANAN
| 36409 | 0190-MLK-PRO-WPB-SNFHOM01 | PM03 | 301 | 1YR Pressure Transmitter Cal (PIT 95067) | SNF B Homogenizer | B | 0190E006 | 2021-06-03 | 2012-11-15 | PHILAGANAN
| 45375 | 0190-MLK-PRO-WPB-SNFPHEPM01 | PM03 | 307 | 1 Year Pump Seal & Impeller PHE B1 | SNF B PHE Hot Water Pump No. 1 | B | 0190E005 | 2010-03-27 | 2009-10-01 | PHDUENASMA
| 51663 | 0190-MLK-PRO-WPB-SNFPHEPM01 | PM03 | 302 | 3WK PDMS Vibration Check | SNF B PHE Hot Water Pump No. 1 | B | 0190E005 | 2011-02-09 | 2010-04-07 | PHJACOLPA
| 45375 | 0190-MLK-PRO-WPB-SNFPHEPM02 | PM03 | 307 | 1 Year Pump Seal & Impeller PHE B2 | SNF B PHE Hot Water Pump No. 2 | B | 0190E005 | 2010-03-27 | 2009-10-01 | PHDUENASMA
| 51663 | 0190-MLK-PRO-WPB-SNFPHEPM02 | PM03 | 302 | 3WK PDMS Vibration Check | SNF B PHE Hot Water Pump No. 2 | B | 0190E005 | 2011-02-09 | 2010-04-07 | PHJACOLPA
| 45375 | 0190-MLK-PRO-WPB-SNFPMP01 | PM03 | 307 | 1 Year Pump Seal & Impeller SNF outlet | SNF B Scanima Outlet Pump | B | 0190E005 | 2010-12-27 | 2009-10-01 | PHJACOLPA
| 45375 | 0190-MLK-PRO-WPB-SNFPMP02 | PM03 | 307 | 1 Year Pump Seal & Impeller SNF B Std | SNF B STD Tank Outlet Pump | B | 0190E005 | 2010-12-27 | 2009-10-01 | PHJACOLPA
| 45375 | 0190-MLK-PRO-WPB-SNFPMP02 | PM03 | 307 | 1 Year Pump Seal & Impeller SNF B Vat | SNF B STD Tank Outlet Pump | B | 0190E005 | 2010-12-27 | 2009-10-01 | PHJACOLPA
| 29632 | 0190-MLK-PRO-WPB-SNFPMP03 | PM03 | 303 | 1YR SNF B Balance Vat Outlet Pump | SNF B Balance Vat Outlet Pump | A | 0190E005 | 2011-01-18 | 2008-06-07 | PHJACOLPA
| 56267 | 0190-MLK-PRO-WPB-SNFPMP03 | PM03 | 305 | 1YR Pump Overhauling | SNF B Balance Vat Outlet Pump | A | 0190E005 | 2011-05-01 | 2010-05-03 | PHJACOLPA
| 45378 | 0190-MLK-PRO-WPB-SNFSLO01 | PM03 | 307 | 6 Mon Hopper/Silo/Cone SNF Silo B1 | SNF B Silo | B | 0190E005 | 2011-01-21 | 2009-10-01 | PHJACOLPA
| 403355 | 0190-MLK-PRO-WPB-SNFSLO01 | PM03 | 306 | 2WKS Equipment Grounding Check | SNF B Silo | B | 0190E006 | 2021-06-03 | 2013-04-30 | PHILAGANAN
| 403355 | 0190-MLK-PRO-WPB-SNFSLO01 | PM03 | 306 | 2WKS Equipment Grounding Check | SNF B Silo | B | 0190E006 | 2021-06-03 | 2013-05-01 | PHILAGANAN
| 403355 | 0190-MLK-PRO-WPB-SNFSLO01 | PM03 | 306 | 8WKS Equipment Grounding Check | SNF B Silo | B | 0190E006 | 2021-06-03 | 2013-06-04 | PHILAGANAN
| 36408 | 0190-MLK-PRO-WPB-SNFTNK01 | PM03 | 301 | 1YR Level Trans Calibration (LP-L 9537) | SNF B Tank No 1 | B | 0190E006 | 2021-06-03 | 2011-06-28 | PHILAGANAN
| 36405 | 0190-MLK-PRO-WPB-SNFTNK01 | PM03 | 301 | 52WKS Temp Trans Cal (1B2-TE-12.05) | SNF B Tank No 1 | B | 0190E006 | 2021-06-03 | 2011-06-29 | PHILAGANAN
| 45375 | 0190-MLK-PRO-WPB-VACPMP01 | PM03 | 307 | 1 Year Pump Seal/ Impeller Scanima B Vac | SNF Scanima B Vacuum Pump | A | 0190E005 | 2010-12-27 | 2009-10-01 | PHJACOLPA
| 45375 | 0190-MLK-PRO-WPB-VACPMP01 | PM03 | 307 | 1 YR Mechanical Seal & Impeller Check-up | SNF Scanima B Vacuum Pump | A | 0190E005 | 2010-09-04 | 2010-05-03 | PHJACOLPA
| 56267 | 0190-MLK-PRO-WPB-VACPMP01 | PM03 | 305 | 1YR Pump Overhauling | SNF Scanima B Vacuum Pump | A | 0190E005 | 2011-05-01 | 2010-12-27 | PHJACOLPA
| 45375 | 0190-MLK-PRO-WPC-3CNPMP01 | PM03 | 307 | 1 YR Pump Seal/Impeller 3LC Cond. | 3rd Line C Condensate Pump | B | 0190E005 | 2010-12-27 | 2009-10-01 | PHJACOLPA
| 45375 | 0190-MLK-PRO-WPC-3L2HOM01 | PM03 | 307 | 1 Year Pump Seal/Impeller FC homo C | 3rd Line C FC Outlet Pump | B | 0190E005 | 2010-12-27 | 2009-10-01 | PHJACOLPA
| 36406 | 0190-MLK-PRO-WPC-3L2HOM01 | PM03 | 301 | 1Y FLOWMETER TRANSMITTER LP-F 9686 | 3rd Line C FC Outlet Pump | B | 0190E006 | 2021-06-03 | 2009-10-29 | PHILAGANAN
| 51663 | 0190-MLK-PRO-WPC-3L2HOM01 | PM03 | 302 | 3WK PDMS Vibration Check | 3rd Line C FC Outlet Pump | B | 0190E005 | 2012-06-06 | 2010-04-07 | PHJACOLPA
| 571052 | 0190-MLK-PRO-WPC-3L2HOM01-VFD01 | PM03 | 307 | 26W VFD Cooling Fan Inspection | 3rd Line C FC Outlet Pump VFD | B | 0190E006 | 2021-03-15 | 2021-03-15 | PHBASALEN
| 36405 | 0190-MLK-PRO-WPC-3LHBTK01 | PM03 | 301 | 1YR Temperature Trans Cal (TT 96042) | 3L Homo-HPP Balance Tank C | B | 0190E006 | 2021-06-03 | 2012-07-05 | PHILAGANAN
| 36409 | 0190-MLK-PRO-WPC-3LHBTK01 | PM03 | 301 | 1YR Pressure Transmitter Cal (PIT 96044) | 3L Homo-HPP Balance Tank C | B | 0190E006 | 2021-06-03 | 2012-07-05 | PHILAGANAN
| 36409 | 0190-MLK-PRO-WPC-3LHBTK01 | PM03 | 301 | 1YR Pressure Transmitter Cal (PIT 96044) | 3L Homo-HPP Balance Tank C | B | 0190E006 | 2021-06-03 | 2012-10-03 | PHILAGANAN
| 36409 | 0190-MLK-PRO-WPC-3LHBTK01 | PM03 | 301 | 1YR Pressure Trans Cal (1C2-PIT-05.13) | 3L Homo-HPP Balance Tank C | B | 0190E006 | 2021-06-03 | 2012-12-13 | PHILAGANAN
| 36411 | 0190-MLK-PRO-WPC-3LHBTK01 | PM03 | 301 | 1YR I/P Converter +Valve Cal (TCV 96043) | 3L Homo-HPP Balance Tank C | B | 0190E006 | 2021-06-03 | 2012-12-13 | PHILAGANAN
| 36405 | 0190-MLK-PRO-WPC-3LHBTK01 | PM03 | 301 | 1YR Temp Trans Cal (1C2-TE-05.19) | 3L Homo-HPP Balance Tank C | B | 0190E006 | 2021-06-03 | 2014-09-09 | PHILAGANAN
| 407764 | 0190-MLK-PRO-WPC-3LHBTK01-1C2PG0414 | PM03 | 301 | 52WKS Pressure Gauge Cal (1C2-PG-04.14) | 1C2 Pressure Gauge 04.14 | C | 0190E005 | 2021-06-03 | 2013-12-17 | PHILAGANAN
| 29625 | 0190-MLK-PRO-WPC-3LHPMP01 | PM03 | 303 | 6M Homo Change Oil | 3rd Line C Homo Pump | A | 0190E005 | 2010-02-15 | 2007-12-03 | PHDUENASMA
| 45566 | 0190-MLK-PRO-WPC-3LHPMP01 | PM03 | 307 | 48 HRS PLunger packing Homo/HPP Check | 3rd Line C Homo Pump | A | 0190E005 | 2009-10-17 | 2009-10-17 | PHDUENASMA
| 50777 | 0190-MLK-PRO-WPC-3LHPMP01 | PM03 | 305 | 1 MON Replacement of HOMO valve | 3rd Line C Homo Pump | A | 0190E005 | 2011-03-04 | 2010-07-14 | PHJACOLPA
| 29625 | 0190-MLK-PRO-WPC-3LHPMP02 | PM03 | 303 | 6M Homo Change Oil | 3L High Pressure Pump | A | 0190E005 | 2010-02-15 | 2008-02-14 | PHDUENASMA
| 45566 | 0190-MLK-PRO-WPC-3LHPMP02 | PM03 | 307 | 48 HRS PLunger packing Homo/HPP Check | 3L High Pressure Pump | A | 0190E005 | 2009-10-17 | 2009-10-17 | PHDUENASMA
| 45566 | 0190-MLK-PRO-WPC-3LHPMP02 | PM03 | 305 | 14DAY Plunger Packing Replacement | 3L High Pressure Pump | A | 0190E020 | 2016-08-08 | 2009-10-17 | PHBASALEN
| 29625 | 0190-MLK-PRO-WPC-3LHPMP02 | PM03 | 303 | 6M Homo Change Oil C | 3L High Pressure Pump | A | 0190E005 | 2011-01-18 | 2010-02-15 | PHJACOLPA
| 45566 | 0190-MLK-PRO-WPC-3LHPMP03 | PM03 | 307 | 4WKS PLunger Packing Replacement C | 3rd Line C Homogeniser (Rannie) | A | 0190E020 | 2011-09-10 | 2009-10-17 | PHJACOLPA
| 48473 | 0190-MLK-PRO-WPC-3LHPMP03 | PM03 | 305 | 4WK HVA Actuator packing replacement C | 3rd Line C Homogeniser (Rannie) | A | 0190E005 | 2011-05-07 | 2010-02-13 | PHJACOLPA
| 401904 | 0190-MLK-PRO-WPC-3LHPMP03 | PM03 | 305 | 4WKS Replacement of HOMO valve | 3rd Line C Homogeniser (Rannie) | A | 0190E020 | 2013-08-06 | 2012-06-06 | PHJACOLPA
| 407764 | 0190-MLK-PRO-WPC-3LHPMP03 | PM03 | 301 | 1YR Pressure Gauge Calibration (PG-394) | 3rd Line C Homogeniser (Rannie) | A | 0190E006 | 2021-06-03 | 2013-12-17 | PHILAGANAN
| 45375 | 0190-MLK-PRO-WPC-3LOPMP03 | PM03 | 307 | 1 Year Pump Seal/Impeller Std tank C | 3rd Line C STD Tank Outlet Pump | B | 0190E005 | 2010-12-27 | 2009-10-01 | PHJACOLPA
| 29632 | 0190-MLK-PRO-WPC-3LOPMP04 | PM03 | 303 | 1YR Change Oil 3rd LC Balance Vat Out | 3rd Line C Balance Vat Outlet Pump | A | 0190E005 | 2011-01-18 | 2008-06-07 | PHJACOLPA
| 36403 | 0190-MLK-PRO-WPC-3LOPMP04 | PM03 | 301 | 3M Temperature Transmitter LP-T 9648/R | 3rd Line C Balance Vat Outlet Pump | A | 0190E006 | 2021-06-03 | 2009-02-04 | PHILAGANAN
| 36406 | 0190-MLK-PRO-WPC-3LOPMP04 | PM03 | 301 | 1Y FLOWMETER CALIBRATION LP-F 9635 | 3rd Line C Balance Vat Outlet Pump | A | 0190E006 | 2021-06-03 | 2009-02-14 | PHILAGANAN
| 45375 | 0190-MLK-PRO-WPC-3LOPMP04 | PM03 | 307 | 1 Year Pump Seal/Impeller 3LC Vat | 3rd Line C Balance Vat Outlet Pump | A | 0190E005 | 2010-12-27 | 2009-10-01 | PHJACOLPA
| 36406 | 0190-MLK-PRO-WPC-3LOPMP04 | PM03 | 301 | 1Y FLOWMETER TRANSMITTER LP-F 9688 | 3rd Line C Balance Vat Outlet Pump | A | 0190E006 | 2021-06-03 | 2009-10-29 | PHILAGANAN
| 56267 | 0190-MLK-PRO-WPC-3LOPMP04 | PM03 | 305 | 1YR Pump Overhauling | 3rd Line C Balance Vat Outlet Pump | A | 0190E005 | 2011-05-01 | 2010-12-27 | PHJACOLPA
| 29627 | 0190-MLK-PRO-WPC-3RLTNK01 | PM03 | 303 | 1Y Change Oil 3rd l Tank Agitator C1 | 3rd Line C Tank No 1 | B | 0190E005 | 2011-01-18 | 2008-06-07 | PHJACOLPA
| 36405 | 0190-MLK-PRO-WPC-3RLTNK01 | PM03 | 301 | 1YR Temp Trans Cal (1C2-TE-03.03/01) | 3rd Line C Tank No 1 | B | 0190E006 | 2021-06-03 | 2014-09-09 | PHILAGANAN
| 29627 | 0190-MLK-PRO-WPC-3RLTNK02 | PM03 | 303 | 1Y Change Oil 3rd L Tank Agitator C2 | 3rd Line C Tank No 2 | B | 0190E005 | 2011-01-18 | 2008-06-07 | PHJACOLPA
| 36405 | 0190-MLK-PRO-WPC-3RLTNK02 | PM03 | 301 | 1YR Temp Trans Cal (1C2-TE-03.03/02) | 3rd Line C Tank No 2 | B | 0190E006 | 2021-06-03 | 2014-09-09 | PHILAGANAN
| 36405 | 0190-MLK-PRO-WPC-BALTNK01 | PM03 | 301 | 1YR Temp Trans Cal (1C2-TE-14.54) | SNF C Balance Tank | B | 0190E006 | 2021-06-03 | 2014-09-09 | PHILAGANAN
| 36405 | 0190-MLK-PRO-WPC-BALVAT01 | PM03 | 301 | 1YR Temp Trans Cal (1C2-TE-04.35) | 3rd Line C Balance Vat | B | 0190E006 | 2021-06-03 | 2014-09-09 | PHILAGANAN
| 45375 | 0190-MLK-PRO-WPC-CONDRECP01 | PM03 | 307 | 1 Year Pump Seal/Impeller Cond recv | Condensate Recovery Discharge Pump | C | 0190E005 | 2010-12-27 | 2009-10-01 | PHJACOLPA
| 51663 | 0190-MLK-PRO-WPC-CONDRECP01 | PM03 | 302 | 3WK PDMS Vibration Check | Condensate Recovery Discharge Pump | C | 0190E014 | 2015-04-16 | 2010-04-07 | PHJACOLPA
| 56267 | 0190-MLK-PRO-WPC-CONDRECP01 | PM03 | 305 | 1YR Pump Overhauling | Condensate Recovery Discharge Pump | C | 0190E005 | 2013-06-26 | 2010-12-27 | PHJACOLPA
| 45378 | 0190-MLK-PRO-WPC-DISHPR01 | PM03 | 307 | 6 Mon Hopper/Silo/Cone SNF Anag Hop. C | SNF C Anag Discharging Hopper | C | 0190E005 | 2010-04-10 | 2009-10-01 | PHDUENASMA
| 43175 | 0190-MLK-PRO-WPC-DISHPR01 | PM03 | 305 | 6 MON Servicing Valves Anag Dis. Hop. C | SNF C Anag Discharging Hopper | C | 0190E005 | 2010-02-15 | 2009-10-01 | PHDUENASMA
| 36403 | 0190-MLK-PRO-WPC-FLSCLR01 | PM03 | 301 | 3M Temperature Transmitter LP-T 9648 | 3rd Line C Flash Cooler | B | 0190E006 | 2021-06-03 | 2009-09-24 | PHILAGANAN
| 36404 | 0190-MLK-PRO-WPC-FLSCLR01 | PM03 | 301 | 3MON I/P Converter (LP-T 9648) | 3rd Line C Flash Cooler | B | 0190E005 | 2021-06-03 | 2009-10-29 | PHILAGANAN
| 36406 | 0190-MLK-PRO-WPC-FLSCLR01 | PM03 | 301 | 1YR FLOWMETER CAL (LP-F 9688) | 3rd Line C Flash Cooler | B | 0190E006 | 2021-06-03 | 2010-08-18 | PHILAGANAN
| 36406 | 0190-MLK-PRO-WPC-FLSCLR01 | PM03 | 301 | 1YR FLOWMETER CAL (LP-F 9635) | 3rd Line C Flash Cooler | B | 0190E006 | 2021-06-03 | 2010-08-18 | PHILAGANAN
| 36409 | 0190-MLK-PRO-WPC-FLSCLR01 | PM03 | 301 | 1YR Pressure Transmitter Cal (PIT 96082) | 3rd Line C Flash Cooler | B | 0190E006 | 2021-06-03 | 2012-12-13 | PHILAGANAN
| 36405 | 0190-MLK-PRO-WPC-FLSCLR01 | PM03 | 301 | 1YR Temperature Trans Cal (TT 96081) | 3rd Line C Flash Cooler | B | 0190E006 | 2021-06-03 | 2012-12-13 | PHILAGANAN
| 36411 | 0190-MLK-PRO-WPC-FLSCLR01 | PM03 | 301 | 1YR I/P Converter +Valve Cal (ZC 96080) | 3rd Line C Flash Cooler | B | 0190E006 | 2021-06-03 | 2012-12-13 | PHILAGANAN
| 36411 | 0190-MLK-PRO-WPC-FLSCLR01 | PM03 | 301 | 1YR I/P Converter +Valve Cal (ZC 96080) | 3rd Line C Flash Cooler | B | 0190E006 | 2021-06-03 | 2012-12-13 | PHILAGANAN
| 407764 | 0190-MLK-PRO-WPC-FLSCLR01 | PM03 | 301 | 1YR Pressure Gauge Calibration (PG-390) | 3rd Line C Flash Cooler | B | 0190E006 | 2021-06-03 | 2013-12-17 | PHILAGANAN
| 36403 | 0190-MLK-PRO-WPC-FLSCLR01 | PM03 | 301 | 3MON Temp Trans Cal (1C2-TE-04.40C) | 3rd Line C Flash Cooler | B | 0190E006 | 2021-06-03 | 2014-09-09 | PHILAGANAN
| 36405 | 0190-MLK-PRO-WPC-FLSCLR01 | PM03 | 301 | 1YR Temp Trans Cal (1C2-TE-06.14) | 3rd Line C Flash Cooler | B | 0190E006 | 2021-06-03 | 2014-09-09 | PHILAGANAN
| 51662 | 0190-MLK-PRO-WPC-HBTPMP01 | PM03 | 302 | 4WKS PdMS Vibration Check | SNF Discharge Pump HBT C | A | 0190E014 | 2013-06-10 | 2012-09-15 | PHJACOLPA
| 51662 | 0190-MLK-PRO-WPC-HBTPMP02 | PM03 | 302 | 4WKS PdMS Vibration Check | 3L Discharge Pump HBT C | A | 0190E014 | 2013-06-10 | 2012-09-15 | PHJACOLPA
| 34294 | 0190-MLK-PRO-WPC-MCCPNL03 | PM03 | 307 | 3M IR Thermal Scan MCC Panels WP C | MCC Panel Wet Process C | A | 0190E006 | 2010-09-28 | 2010-08-17 | PHJACOLPA
| 34294 | 0190-MLK-PRO-WPC-MCCPNL04 | PM03 | 307 | 3M IR Thermal Scan MCC Panels WP C | MCC Panel Scanima C | A | 0190E006 | 2010-09-28 | 2010-08-17 | PHJACOLPA
| 56267 | 0190-MLK-PRO-WPC-PHEPMP01 | PM03 | 305 | 1YR Pump Overhauling | PHE 1C Hot Water Recirculation Pump | B | 0190E005 | 2013-06-26 | 2011-05-01 | PHJACOLPA
| 56267 | 0190-MLK-PRO-WPC-PHEPMP02 | PM03 | 305 | 1YR Pump Overhauling | PHE 2C Hot Water Recirculation Pump | B | 0190E005 | 2013-06-26 | 2011-05-01 | PHJACOLPA
| 45375 | 0190-MLK-PRO-WPC-PHEPMP03 | PM03 | 307 | 1 Year Pump Seal/Impeller PHE C rec. | Milk PHE C Recirculation pump | B | 0190E005 | 2010-12-27 | 2009-10-01 | PHJACOLPA
| 36409 | 0190-MLK-PRO-WPC-PHEPMP03 | PM03 | 301 | 1YR Press Trans Cal (1C2-PIT-14.84/01) | Milk PHE C Recirculation pump | B | 0190E006 | 2021-06-03 | 2012-12-13 | PHILAGANAN
| 63986 | 0190-MLK-PRO-WPC-PHEXGR01 | PM03 | 301 | 1YR Relief valve Cal (1C2-PRV-14.56/01) | SNF Plate Heat Exhanger C1 | C | 0190E006 | 2021-06-03 | 2010-04-22 | PHILAGANAN
| 36403 | 0190-MLK-PRO-WPC-PHEXGR01 | PM03 | 301 | 13WKS Temp Cal (1C2-TE-14.35/01) | SNF Plate Heat Exhanger C1 | C | 0190E006 | 2021-06-03 | 2014-09-09 | PHILAGANAN
| 36403 | 0190-MLK-PRO-WPC-PHEXGR01 | PM03 | 301 | 13WKS Temp Cal (1C2-TE-14.35/02) | SNF Plate Heat Exhanger C1 | C | 0190E006 | 2021-06-03 | 2014-09-09 | PHILAGANAN
| 63986 | 0190-MLK-PRO-WPC-PHEXGR02 | PM03 | 301 | 1YR Relief valve Cal (1C2-PRV-14.56/02) | SNF Plate Heat Exhanger C2 | C | 0190E006 | 2021-06-03 | 2010-04-22 | PHILAGANAN
| 36403 | 0190-MLK-PRO-WPC-PHEXGR02 | PM03 | 301 | 3M Temp Transmitter Cal (LP-T 9643/2R) | SNF Plate Heat Exhanger C2 | C | 0190E005 | 2021-06-03 | 2010-09-04 | PHILAGANAN
| 36403 | 0190-MLK-PRO-WPC-PHEXGR02 | PM03 | 301 | 13WKS Temp Trans Cal (1C2-TE-14.59/01) | SNF Plate Heat Exhanger C2 | C | 0190E006 | 2021-06-03 | 2014-09-09 | PHILAGANAN
| 36403 | 0190-MLK-PRO-WPC-PHEXGR02 | PM03 | 301 | 13WKS Temp Trans Cal (1C2-TE-14.59/02) | SNF Plate Heat Exhanger C2 | C | 0190E006 | 2021-06-03 | 2014-09-09 | PHILAGANAN
| 34294 | 0190-MLK-PRO-WPC-PLCPNL01 | PM03 | 307 | 3M IR Thermal Scan MCC Panels WP C | PLC Control Panel Process C | A | 0190E006 | 2010-09-28 | 2010-08-17 | PHJACOLPA
| 407764 | 0190-MLK-PRO-WPC-PSA3DL01 | PM03 | 301 | 1YR Pressure Gauge Cal (1C2-PG-078) | K-Patents Sensor Assembly 3rd Line C | B | 0190E006 | 2021-06-03 | 2014-12-05 | PHILAGANAN
| 407764 | 0190-MLK-PRO-WPC-PSASNF01 | PM03 | 301 | 1YR Pressure Gauge Cal (1C2-PG-076) | K-Patents Sensor Assembly SNF | B | 0190E006 | 2021-06-03 | 2014-12-05 | PHILAGANAN
| 45375 | 0190-MLK-PRO-WPC-SCAMXR01 | PM03 | 307 | 1 Year Pump Seal/Impeller Scanima C | SNF C Scanima Mixer | B | 0190E005 | 2010-08-19 | 2009-10-01 | PHJACOLPA
| 36406 | 0190-MLK-PRO-WPC-SCAMXR01 | PM03 | 301 | 1YR FLOWMETER CAL (LP-F 9685) | SNF C Scanima Mixer | B | 0190E006 | 2021-06-03 | 2010-08-18 | PHILAGANAN
| 36409 | 0190-MLK-PRO-WPC-SCAMXR01 | PM03 | 301 | 1YR Pressure Transmitter Cal (PIT 96056) | SNF C Scanima Mixer | B | 0190E006 | 2021-06-03 | 2012-07-05 | PHILAGANAN
| 29632 | 0190-MLK-PRO-WPC-SCWCVY01 | PM03 | 303 | 1YR Change oil SNF Silo C Screwfeeder | SNF SIlo C Homo/Screwfeeder | C | 0190E005 | 2011-01-18 | 2008-06-07 | PHJACOLPA
| 44160 | 0190-MLK-PRO-WPC-SCWCVY01 | PM03 | 302 | 1 Month Screwffeder Check up SNF Silo C | SNF SIlo C Homo/Screwfeeder | C | 0190E005 | 2012-02-20 | 2009-09-04 | PHJACOLPA
| 29632 | 0190-MLK-PRO-WPC-SCWCVY01 | PM03 | 305 | 1YR Change Oil of Gearbox | SNF SIlo C Homo/Screwfeeder | C | 0190E005 | 2011-03-28 | 2011-01-18 | PHJACOLPA
| 44160 | 0190-MLK-PRO-WPC-SCWCVY01 | PM03 | 305 | 1 Month Screwffeder Check up Egron C | SNF SIlo C Homo/Screwfeeder | C | 0190E005 | 2012-11-12 | 2012-02-20 | PHJACOLPA
| 403355 | 0190-MLK-PRO-WPC-SCWCVY01 | PM03 | 306 | 2WKS Equipment Grounding Check | SNF SIlo C Homo/Screwfeeder | C | 0190E006 | 2021-06-03 | 2013-05-01 | PHILAGANAN
| 403355 | 0190-MLK-PRO-WPC-SCWCVY01 | PM03 | 306 | 8WKS Equipment Grounding Check | SNF SIlo C Homo/Screwfeeder | C | 0190E006 | 2021-06-03 | 2013-06-04 | PHILAGANAN
| 29625 | 0190-MLK-PRO-WPC-SHPPMP01 | PM03 | 303 | 6M Homo Change Oil | SNF C High Pressure Pump | A | 0190E005 | 2010-02-15 | 2007-12-03 | PHDUENASMA
| 45566 | 0190-MLK-PRO-WPC-SHPPMP01 | PM03 | 307 | 48 HRS PLunger packing Homo/HPP Check | SNF C High Pressure Pump | A | 0190E005 | 2009-10-17 | 2009-10-17 | PHDUENASMA
| 29625 | 0190-MLK-PRO-WPC-SHPPMP01 | PM03 | 303 | 6M Homo Change Oil C | SNF C High Pressure Pump | A | 0190E005 | 2011-01-18 | 2010-02-15 | PHJACOLPA
| 36409 | 0190-MLK-PRO-WPC-SNFHBT01 | PM03 | 301 | 1YR Pressure Transmitter Cal (PIT 96051) | SNF Homo-HPP Balance Tanks C | B | 0190E006 | 2021-06-03 | 2012-07-05 | PHILAGANAN
| 36405 | 0190-MLK-PRO-WPC-SNFHBT01 | PM03 | 301 | 1YR Temp Trans Cal (1C2-TE-13.17) | SNF Homo-HPP Balance Tanks C | B | 0190E006 | 2021-06-03 | 2014-09-09 | PHILAGANAN
| 29625 | 0190-MLK-PRO-WPC-SNFHOM01 | PM03 | 303 | 6M Homo Change Oil | SNF C Homogenizer | B | 0190E005 | 2010-02-15 | 2007-12-03 | PHDUENASMA
| 45566 | 0190-MLK-PRO-WPC-SNFHOM01 | PM03 | 307 | 48 HRS PLunger packing Homo/HPP Check | SNF C Homogenizer | B | 0190E005 | 2009-10-17 | 2009-10-17 | PHDUENASMA
| 45566 | 0190-MLK-PRO-WPC-SNFHOM01 | PM03 | 307 | 4WKS PLunger Packing Replacement C | SNF C Homogenizer | B | 0190E020 | 2011-10-29 | 2009-10-17 | PHJACOLPA
| 29625 | 0190-MLK-PRO-WPC-SNFHOM01 | PM03 | 303 | 6M Homo Change Oil C | SNF C Homogenizer | B | 0190E005 | 2011-01-18 | 2010-02-15 | PHJACOLPA
| 36406 | 0190-MLK-PRO-WPC-SNFHOM01 | PM03 | 301 | 1YR FLOWMETER CAL (LP-F 9634) | SNF C Homogenizer | B | 0190E006 | 2021-06-03 | 2010-08-18 | PHILAGANAN
| 36409 | 0190-MLK-PRO-WPC-SNFHOM01 | PM03 | 301 | 1YR Press Trans Cal (1C2-PIT-15.03) | SNF C Homogenizer | B | 0190E006 | 2021-06-03 | 2012-07-05 | PHILAGANAN
| 36409 | 0190-MLK-PRO-WPC-SNFHOM01 | PM03 | 301 | 1YR Pressure Transmitter Cal (PIT 96048) | SNF C Homogenizer | B | 0190E006 | 2021-06-03 | 2012-07-05 | PHILAGANAN
| 400041 | 0190-MLK-PRO-WPC-SNFHOM01 | PM03 | 305 | 3MON Plunger Packing Replacement | SNF C Homogenizer | B | 0190E020 | 2015-04-08 | 2012-12-03 | PHJACOLPA
| 50777 | 0190-MLK-PRO-WPC-SNFHOM01-VALVEHOMO1 | PM03 | 307 | 13WK Inspection of Homo Valve/Valve Seat | SNF-C HOMO Valve 1st Stage | B | 0190E020 | 2018-11-23 | 2013-03-08 | PHBASALEN
| 50777 | 0190-MLK-PRO-WPC-SNFHOM01-VALVEHOMO2 | PM03 | 307 | 13WK Inspection of Homo Valve/Valve Seat | SNF-C HOMO Valve 2nd Stage | B | 0190E020 | 2018-11-23 | 2010-07-14 | PHBASALEN
| 45375 | 0190-MLK-PRO-WPC-SNFPHEPM01 | PM03 | 307 | 1 Year Pump Seal/Impeller PHE C1 | SNF C PHE Hot Water Pump No. 1 | B | 0190E005 | 2010-12-27 | 2009-10-01 | PHJACOLPA
| 45375 | 0190-MLK-PRO-WPC-SNFPHEPM01 | PM03 | 307 | 6MON Mechanical Seal & Impeller check-up | SNF C PHE Hot Water Pump No. 1 | B | 0190E005 | 2011-03-14 | 2010-12-27 | PHJACOLPA
| 45375 | 0190-MLK-PRO-WPC-SNFPHEPM02 | PM03 | 307 | 1 Year Pump Seal/Impeller PHE C2 | SNF C PHE Hot Water Pump No. 2 | B | 0190E005 | 2010-12-27 | 2009-10-01 | PHJACOLPA
| 45375 | 0190-MLK-PRO-WPC-SNFPHEPM02 | PM03 | 307 | 6MON Mechanical Seal & Impeller check-up | SNF C PHE Hot Water Pump No. 2 | B | 0190E005 | 2011-03-14 | 2010-12-27 | PHJACOLPA
| 45375 | 0190-MLK-PRO-WPC-SNFPMP01 | PM03 | 307 | 1 Year Pump Seal/Impeller Scanima out C | SNF C Scanima Outlet Pump | B | 0190E005 | 2010-12-27 | 2009-10-01 | PHJACOLPA
| 36406 | 0190-MLK-PRO-WPC-SNFPMP01 | PM03 | 301 | 1YR Flow Control Valve Cal (FCV 96054) | SNF C Scanima Outlet Pump | B | 0190E006 | 2021-06-03 | 2012-07-05 | PHILAGANAN
| 45375 | 0190-MLK-PRO-WPC-SNFPMP02 | PM03 | 307 | 1 Year Pump Seal/Impeller Std Tank Out C | SNF C STD Tank Outlet Pump | B | 0190E005 | 2010-12-27 | 2009-10-01 | PHJACOLPA
| 29632 | 0190-MLK-PRO-WPC-SNFPMP03 | PM03 | 303 | 1YR Change Oil SNF C Balance Vat Outlet | SNF C Balance Vat Outlet Pump | A | 0190E005 | 2011-01-18 | 2008-06-07 | PHJACOLPA
| 45375 | 0190-MLK-PRO-WPC-SNFPMP03 | PM03 | 307 | 1 Year Pump Seal/Impeller SNF Vat C | SNF C Balance Vat Outlet Pump | A | 0190E005 | 2010-12-27 | 2009-10-01 | PHJACOLPA
| 56267 | 0190-MLK-PRO-WPC-SNFPMP03 | PM03 | 305 | 1YR Pump Overhauling | SNF C Balance Vat Outlet Pump | A | 0190E005 | 2011-05-01 | 2010-12-27 | PHJACOLPA
| 45378 | 0190-MLK-PRO-WPC-SNFSLO01 | PM03 | 307 | 6 Mon Hopper/Silo/Cone SNF Silo C1 | SNF C Silo 1 | B | 0190E005 | 2010-04-10 | 2009-10-01 | PHDUENASMA
| 43175 | 0190-MLK-PRO-WPC-SNFSLO01 | PM03 | 305 | 6 MON Servicing Valves SNF Silo C1 | SNF C Silo 1 | B | 0190E005 | 2010-02-15 | 2009-10-01 | PHDUENASMA
| 403355 | 0190-MLK-PRO-WPC-SNFSLO01 | PM03 | 306 | 2WKS Equipment Grounding Check | SNF C Silo 1 | B | 0190E006 | 2021-06-03 | 2013-05-01 | PHILAGANAN
| 51346 | 0190-MLK-PRO-WPC-SNFSLO01 | PM03 | 301 | 52WKS Weight Trans Cal (1C2-WIT-09.04) | SNF C Silo 1 | B | 0190E006 | 2021-06-03 | 2014-08-14 | PHILAGANAN
| 29627 | 0190-MLK-PRO-WPC-SNFTNK01 | PM03 | 303 | 1Y Change Oil SNF Tank Agitator C1 | SNF C Tank No 1 | B | 0190E005 | 2011-01-18 | 2008-06-07 | PHJACOLPA
| 36408 | 0190-MLK-PRO-WPC-SNFTNK01 | PM03 | 301 | 1YR Level Trans Calibration (LP-L 9637) | SNF C Tank No 1 | B | 0190E006 | 2021-06-03 | 2011-06-28 | PHILAGANAN
| 36405 | 0190-MLK-PRO-WPC-SNFTNK01 | PM03 | 301 | 1YR Temp Trans Cal (1C2-TE-12.07) | SNF C Tank No 1 | B | 0190E006 | 2021-06-03 | 2014-09-09 | PHILAGANAN
| 29627 | 0190-MLK-PRO-WPC-SNFTNK02 | PM03 | 303 | 1Y Change Oil SNF Tank Agitator C2 | SNF C Tank No 2 | B | 0190E005 | 2011-01-18 | 2008-06-07 | PHJACOLPA
| 36405 | 0190-MLK-PRO-WPC-SNFTNK02 | PM03 | 301 | 1YR Temp Trans Cal (1C2-TE-12.06) | SNF C Tank No 2 | B | 0190E006 | 2021-06-03 | 2014-09-09 | PHILAGANAN
| 45375 | 0190-MLK-PRO-WPC-VACPMP01 | PM03 | 307 | 1 Year Pump Seal/Impeller Scanima Vac C | SNF Scanima C Vacuum Pump | X | 0190E005 | 2010-12-27 | 2009-10-01 | PHJACOLPA
| 34183 | 0190-QAD-FAC-AHU-GENLAB01 | PM03 | 305 | 1M Monthly Cleaning/Servicing Milks AHU | Gen Lab Air Handling Unit | A | 0190E013 | 2011-03-17 | 2008-08-28 | PHOROSCOFE
| 59434 | 0190-QAD-FAC-AHU-GENLAB01 | PM03 | 307 | 4W AHU Servicing Gen Lab | Gen Lab Air Handling Unit | A | 0190E013 | 2021-05-12 | 2011-09-09 | PHILAGANAN
|  | 0190-QAD-FAC-AHU-GENLAB01-5F1TG003 | PM03 | 301 | 52W Calibration of Temp Instrument | Temperature Gauge 003 | C | 0190E013 | 2021-06-03 | 2014-09-03 | PHILAGANAN
| 45705 | 0190-QAD-FAC-CMN-COMMON01 | PM03 | 304 | 1M GENLAB ELECTRLROOM SERVICE CLEANING | Quality Assurance Facilities Common | C | 0190E011 | 2021-06-03 | 2009-10-22 | PHILAGANAN
| 45705 | 0190-QAD-FAC-CMN-COMMON01 | PM03 |  | 1M SLAB ELECTRLROOM SERVICE CLEANING | Quality Assurance Facilities Common | C | 0190E013 | 2010-04-30 | 2009-10-22 | PHSERINAEM
| 49638 | 0190-QAD-FAC-CMN-COMMON01 | PM03 | 302 | 6M PORTABLE ELECT'L EQUIP.-MICRO B LAB | Quality Assurance Facilities Common | C | 0190E017 | 2011-04-18 | 2010-04-16 | PHFUTALARA
| 51689 | 0190-QAD-FAC-CMN-COMMON01 | PM03 | 301 | 52W Cal QA-Micro Lab QA-Micro_A-4 | Quality Assurance Facilities Common | C | 0190E013 | 2021-06-03 | 2014-09-04 | PHILAGANAN
| 55240 | 0190-QAD-FAC-CMN-COMMON01 | PM03 | 301 | 52W Cal QA - Helium Tank 5F1-PG-003 | Quality Assurance Facilities Common | C | 0190E013 | 2021-06-03 | 2014-09-10 | PHILAGANAN
| 55240 | 0190-QAD-FAC-CMN-COMMON01 | PM03 | 301 | 52W Cal Nitrogen Pres Reg QA_PG02 | Quality Assurance Facilities Common | C | 0190E013 | 2021-06-03 | 2014-09-10 | PHILAGANAN
| 55240 | 0190-QAD-FAC-CMN-COMMON01 | PM03 | 301 | 52W Cal Gen - Helium Reg QA_PG06 | Quality Assurance Facilities Common | C | 0190E013 | 2021-06-03 | 2014-09-10 | PHILAGANAN
| 55240 | 0190-QAD-FAC-CMN-COMMON01 | PM03 | 301 | 52W Cal Gen Lab - Helium Reg QA_PG07 | Quality Assurance Facilities Common | C | 0190E013 | 2021-06-03 | 2014-09-10 | PHILAGANAN
| 422250 | 0190-QAD-FAC-CMN-COMMON01 | PM03 | 305 | 4W Roll-up/down and sliding doors servic | Quality Assurance Facilities Common | C | 0190E013 | 2021-05-12 | 2015-02-23 | PHILAGANAN
| 51689 | 0190-QAD-FAC-CMN-COMMON01 | PM03 | 301 | 52W Cal QAD 40010020070.00 | Quality Assurance Facilities Common | C | 0190E017 | 2021-06-03 | 2016-01-04 | PHILAGANAN
| 51689 | 0190-QAD-FAC-CMN-COMMON01 | PM03 | 301 | 52W Cal QAD 40010021632.00 | Quality Assurance Facilities Common | C | 0190E017 | 2021-06-03 | 2016-01-04 | PHILAGANAN
| 58184 | 0190-WST--FN--L0--AU2CSR01 | PM03 | 307 | 13WKS Elect Panel Cleaning/Retigthening | Auto Caser FUJI Machine Line 5 | A | 0190E008 | 2017-04-03 | 2013-12-13 | PHOROSCOFE
| 45801 | 0190-WST-CAF-AIR-ADR01 | PM03 | 302 | 3M PLANNED IR SCANNING-AD01 CTRL PANEL | Air Dryer No 1 | A | 0190E009 | 2011-03-23 | 2009-11-13 | PHFUTALARA
| 50982 | 0190-WST-CAF-AIR-ADR01 | PM03 | 305 | 2M Planned Maintenance AD01 Refrigerant | Air Dryer No 1 | A | 0190E009 | 2012-05-21 | 2010-07-26 | PHFUTALARA
| 45801 | 0190-WST-CAF-AIR-ADR01 | PM03 | 302 | 3M THERMOGRAPHY SCAN AD01 CTRL PANEL | Air Dryer No 1 | A | 0190E009 | 2012-05-23 | 2011-03-23 | PHFUTALARA
| 45801 | 0190-WST-CAF-AIR-ADR02 | PM03 | 302 | 3M PLANNED IR SCANNING-AD02 CTRL PANEL | Air Dryer No 2 | A | 0190E011 | 2011-03-23 | 2009-11-13 | PHFUTALARA
| 50982 | 0190-WST-CAF-AIR-ADR02 | PM03 | 305 | 2M Planned Maintenance AD02 Ref System | Air Dryer No 2 | A | 0190E009 | 2012-12-15 | 2010-07-26 | PHFUTALARA
| 45801 | 0190-WST-CAF-AIR-ADR02 | PM03 | 302 | 3M Thermal Scan Air Dryer 2 Ctrl Panel | Air Dryer No 2 | A | 0190E009 | 2012-08-18 | 2011-03-23 | PHFUTALARA
| 45801 | 0190-WST-CAF-AIR-ADR06 | PM03 | 302 | 3M PLANNED IR SCANNING-AD06 CTRL PANEL | Air Dryer No 6 | C | 0190E011 | 2011-03-23 | 2009-11-13 | PHFUTALARA
| 45801 | 0190-WST-CAF-AIR-ADR06 | PM03 | 302 | 3M PLANNED IR SCANNING-AD07 CTRL PANEL | Air Dryer No 6 | C | 0190E011 | 2011-02-04 | 2009-11-13 | PHFUTALARA
| 45801 | 0190-WST-CAF-AIR-ADR06 | PM03 | 302 | 3M PLANNED IR SCANNING-FOPX MCC PANEL | Air Dryer No 6 | C | 0190E009 | 2011-03-23 | 2009-11-14 | PHFUTALARA
| 50982 | 0190-WST-CAF-AIR-ADR06 | PM03 | 305 | 2M Planned Maintenance AD06 Ref System | Air Dryer No 6 | C | 0190E009 | 2012-12-15 | 2010-07-26 | PHFUTALARA
| 45801 | 0190-WST-CAF-AIR-ADR06 | PM03 | 302 | 3M Thermal Scan Air Dryer 6 Ctrl Panel | Air Dryer No 6 | C | 0190E009 | 2012-08-18 | 2011-03-23 | PHFUTALARA
| 33355 | 0190-WST-CAF-AIR-AIRCOM02 | PM03 | 302 | 2500HR AC02 SERVICE MAINTENANCE | Air Compressor No 2 GA160 | C | 0190E009 | 2009-10-16 | 2008-06-19 | PHSERINAEM
| 33363 | 0190-WST-CAF-AIR-AIRCOM02 | PM03 | 302 | 2M AIR COMPRESSOR02 CONDITION MONITORING | Air Compressor No 2 GA160 | C | 0190E009 | 2009-10-16 | 2008-06-19 | PHSERINAEM
| 33355 | 0190-WST-CAF-AIR-AIRCOM02 | PM03 | 305 | 25000RH PLANNED SERVICE MAINTENANCE | Air Compressor No 2 GA160 | C | 0190E009 | 2009-10-16 | 2008-06-19 | PHSERINAEM
| 33356 | 0190-WST-CAF-AIR-AIRCOM02 | PM03 | 305 | 6000RH PLANNED SERVICE MAINTENANCE | Air Compressor No 2 GA160 | C | 0190E009 | 2009-10-16 | 2008-06-19 | PHSERINAEM
| 33357 | 0190-WST-CAF-AIR-AIRCOM02 | PM03 | 305 | 8000RH PLANNED SERVICE MAINTENANCE | Air Compressor No 2 GA160 | C | 0190E009 | 2009-10-16 | 2008-06-19 | PHSERINAEM
| 33358 | 0190-WST-CAF-AIR-AIRCOM02 | PM03 | 305 | 12000RH PLANNED SERVICE MAINTENANCE | Air Compressor No 2 GA160 | C | 0190E009 | 2009-10-16 | 2008-06-19 | PHSERINAEM
| 33360 | 0190-WST-CAF-AIR-AIRCOM02 | PM03 | 305 | 30000RH PLANNED SERVICE MAINTENANCE | Air Compressor No 2 GA160 | C | 0190E009 | 2009-10-16 | 2008-06-19 | PHSERINAEM
| 33355 | 0190-WST-CAF-AIR-AIRCOM02 | PM03 | 305 | 2500HR AC02 SERVICE MAINTENANCE | Air Compressor No 2 GA160 | C | 0190E009 | 2009-10-16 | 2008-07-01 | PHSERINAEM
| 33356 | 0190-WST-CAF-AIR-AIRCOM02 | PM03 | 305 | 5000HR AC02 SERVICE MAINTENANC | Air Compressor No 2 GA160 | C | 0190E009 | 2009-10-18 | 2008-07-01 | PHSERINAEM
| 33357 | 0190-WST-CAF-AIR-AIRCOM02 | PM03 | 305 | 8000HR AC02 PLANNED SERVICE MAINTENANCE | Air Compressor No 2 GA160 | C | 0190E009 | 2009-10-18 | 2008-07-01 | PHSERINAEM
| 33358 | 0190-WST-CAF-AIR-AIRCOM02 | PM03 | 305 | 12000HR AC02 PLANNED SERVICE MAINTENANCE | Air Compressor No 2 GA160 | C | 0190E009 | 2009-10-18 | 2008-07-01 | PHSERINAEM
| 33360 | 0190-WST-CAF-AIR-AIRCOM02 | PM03 | 305 | 30000HR AC02 PLANNED SERVICE MAINTENANCE | Air Compressor No 2 GA160 | C | 0190E009 | 2009-10-18 | 2008-07-01 | PHSERINAEM
| 34197 | 0190-WST-CAF-AIR-AIRCOM02 | PM03 | 302 | 4M AC02 PLANNED CONDITION MONITORING | Air Compressor No 2 GA160 | C | 0190E009 | 2010-10-21 | 2008-09-02 | PHFUTALARA
| 45260 | 0190-WST-CAF-AIR-AIRCOM02 | PM03 | 301 | 1Y PLAN SERVICE CALIBRATION AC#2 PRV | Air Compressor No 2 GA160 | C | 0190E009 | 2021-06-03 | 2009-10-20 | PHILAGANAN
| 45259 | 0190-WST-CAF-AIR-AIRCOM02 | PM03 | 301 | 1Y PRV PLANNED SERVICE CALIBRATION/VALID | Air Compressor No 2 GA160 | C | 0190E009 | 2021-06-03 | 2009-10-20 | PHILAGANAN
| 45801 | 0190-WST-CAF-AIR-AIRCOM02 | PM03 | 302 | 3M PLANNED IR SCANNING-AC02 CTRL PANEL | Air Compressor No 2 GA160 | C | 0190E011 | 2011-03-23 | 2009-11-13 | PHFUTALARA
| 45801 | 0190-WST-CAF-AIR-AIRCOM02 | PM03 | 302 | 3M Thermal Scan Air Com 2 Ctrl Panel | Air Compressor No 2 GA160 | C | 0190E009 | 2012-08-18 | 2011-03-23 | PHFUTALARA
| 411399 | 0190-WST-CAF-AIR-AIRCOM02 | PM03 | 307 | 8W Inspection of Compressor 02 | Air Compressor No 2 GA160 | C | 0190E009 | 2017-08-09 | 2014-01-09 | PHILAGANAN
| 52264 | 0190-WST-CAF-AIR-AIRCOM02 | PM03 | 301 | 52W Cal AirCom2 5D5-PRV 02.03/02 | Air Compressor No 2 GA160 | C | 0190E009 | 2021-06-03 | 2014-09-02 | PHILAGANAN
| 33363 | 0190-WST-CAF-AIR-AIRCOM03 | PM03 | 302 | AIR COMPRESSOR03 CONDITION MONITORING | Air Compressor No 3 GA110 | C | 0190E009 | 2009-10-17 | 2008-06-19 | PHSERINAEM
| 33355 | 0190-WST-CAF-AIR-AIRCOM03 | PM03 | 305 | 2500HR AC03 SERVICE MAINTENANC | Air Compressor No 3 GA110 | C | 0190E009 | 2009-10-16 | 2008-07-01 | PHSERINAEM
| 33357 | 0190-WST-CAF-AIR-AIRCOM03 | PM03 | 305 | 8000HR AC03 PLANNED SERVICE MAINTENANCE | Air Compressor No 3 GA110 | C | 0190E018 | 2009-10-18 | 2008-07-01 | PHSERINAEM
| 33358 | 0190-WST-CAF-AIR-AIRCOM03 | PM03 | 305 | 12000HR AC03 PLANNED SERVICE MAINTENANCE | Air Compressor No 3 GA110 | C | 0190E009 | 2009-10-18 | 2008-07-01 | PHSERINAEM
| 33360 | 0190-WST-CAF-AIR-AIRCOM03 | PM03 | 305 | 30000HR AC03 PLANNED SERVICE MAINTENANCE | Air Compressor No 3 GA110 | C | 0190E009 | 2009-10-18 | 2008-07-01 | PHSERINAEM
| 34197 | 0190-WST-CAF-AIR-AIRCOM03 | PM03 | 302 | 4M AC03 PLANNED CONDITION MONITORING | Air Compressor No 3 GA110 | C | 0190E009 | 2010-10-21 | 2008-09-02 | PHFUTALARA
| 45261 | 0190-WST-CAF-AIR-AIRCOM03 | PM03 | 305 | 1Y PLAN SERVICE CALIBRATION AC#3 PRV | Air Compressor No 3 GA110 | C | 0190E009 | 2009-10-20 | 2009-10-20 | PHSERINAEM
| 52264 | 0190-WST-CAF-AIR-AIRCOM03 | PM03 | 301 | 1Y Calibration PRV AirCom03 | Air Compressor No 3 GA110 | C | 0190E009 | 2021-06-03 | 2009-10-20 | PHILAGANAN
| 45801 | 0190-WST-CAF-AIR-AIRCOM03 | PM03 | 302 | 3M PLANNED IR SCANNING-AC03 CTRLPANEL | Air Compressor No 3 GA110 | C | 0190E011 | 2011-03-23 | 2009-11-13 | PHFUTALARA
| 45801 | 0190-WST-CAF-AIR-AIRCOM03 | PM03 | 302 | 3M Thermal Scan Air Com 3 Ctrl Panel | Air Compressor No 3 GA110 | C | 0190E009 | 2012-08-18 | 2011-03-23 | PHFUTALARA
| 411399 | 0190-WST-CAF-AIR-AIRCOM03 | PM03 | 307 | 8W Inspection of Compressor 03 | Air Compressor No 3 GA110 | C | 0190E009 | 2017-08-09 | 2014-01-09 | PHILAGANAN
| 33363 | 0190-WST-CAF-AIR-AIRCOM06 | PM03 | 302 | 2M AIR COMPRESSOR06 CONDITION MONITORING | Air Compressor No 6 GA507 | C | 0190E009 | 2009-10-17 | 2008-06-20 | PHSERINAEM
| 33355 | 0190-WST-CAF-AIR-AIRCOM06 | PM03 | 305 | 2500RH PLANNED SERVICE MAINTENANCE | Air Compressor No 6 GA507 | C | 0190E009 | 2009-10-17 | 2008-06-20 | PHSERINAEM
| 33356 | 0190-WST-CAF-AIR-AIRCOM06 | PM03 | 305 | 6000RH PLANNED SERVICE MAINTENANCE | Air Compressor No 6 GA507 | C | 0190E009 | 2009-10-17 | 2008-06-20 | PHSERINAEM
| 33357 | 0190-WST-CAF-AIR-AIRCOM06 | PM03 | 305 | 8000RH PLANNED SERVICE MAINTENANCE | Air Compressor No 6 GA507 | C | 0190E009 | 2009-10-17 | 2008-06-20 | PHSERINAEM
| 33358 | 0190-WST-CAF-AIR-AIRCOM06 | PM03 | 305 | 12000RH PLANNED SERVICE MAINTENANCE | Air Compressor No 6 GA507 | C | 0190E009 | 2009-10-17 | 2008-06-20 | PHSERINAEM
| 33361 | 0190-WST-CAF-AIR-AIRCOM06 | PM03 | 305 | 24000RH PLANNED SERVICE MAINTENANCE | Air Compressor No 6 GA507 | C | 0190E009 | 2009-10-17 | 2008-06-20 | PHSERINAEM
| 33360 | 0190-WST-CAF-AIR-AIRCOM06 | PM03 | 305 | 30000RH PLANNED SERVICE MAINTENANCE | Air Compressor No 6 GA507 | C | 0190E009 | 2009-10-17 | 2008-06-20 | PHSERINAEM
| 33355 | 0190-WST-CAF-AIR-AIRCOM06 | PM03 | 305 | 2500HR AC06 SERVICE MAINTENANC | Air Compressor No 6 GA507 | C | 0190E009 | 2009-10-16 | 2008-07-01 | PHSERINAEM
| 33356 | 0190-WST-CAF-AIR-AIRCOM06 | PM03 | 305 | 6000HRAC06 SERVICE MAINTENANC | Air Compressor No 6 GA507 | C | 0190E009 | 2009-10-18 | 2008-07-01 | PHSERINAEM
| 33358 | 0190-WST-CAF-AIR-AIRCOM06 | PM03 | 305 | 12000HR AC06 PLANNED SERVICE MAINTENANCE | Air Compressor No 6 GA507 | C | 0190E009 | 2009-10-18 | 2008-07-01 | PHSERINAEM
| 33361 | 0190-WST-CAF-AIR-AIRCOM06 | PM03 | 305 | 24000HR AC06 PLANNED SERVICE MAINTENANCE | Air Compressor No 6 GA507 | C | 0190E009 | 2009-10-18 | 2008-07-01 | PHSERINAEM
| 34197 | 0190-WST-CAF-AIR-AIRCOM06 | PM03 | 302 | 4MAC06 PLANNED CONDITION MONITORING | Air Compressor No 6 GA507 | C | 0190E009 | 2010-10-21 | 2008-09-02 | PHFUTALARA
| 45264 | 0190-WST-CAF-AIR-AIRCOM06 | PM03 | 301 | 1Y PLAN SERVICE CALIBRATION AC#6 PRV | Air Compressor No 6 GA507 | C | 0190E009 | 2021-06-03 | 2009-10-20 | PHILAGANAN
| 52264 | 0190-WST-CAF-AIR-AIRCOM06 | PM03 | 301 | 1Y Calibration PRV AirCom06 | Air Compressor No 6 GA507 | C | 0190E009 | 2021-06-03 | 2009-10-20 | PHILAGANAN
| 45801 | 0190-WST-CAF-AIR-AIRCOM06 | PM03 | 302 | 3M PLANNED IR SCANNING-AC06 CTRL PANEL | Air Compressor No 6 GA507 | C | 0190E011 | 2011-03-23 | 2009-11-13 | PHFUTALARA
| 45801 | 0190-WST-CAF-AIR-AIRCOM06 | PM03 | 302 | 3M Thermal Scan Air Com 6 Ctrl Panel | Air Compressor No 6 GA507 | C | 0190E009 | 2012-08-18 | 2011-03-23 | PHFUTALARA
| 33363 | 0190-WST-CAF-AIR-AIRCOM07 | PM03 | 302 | 2M AIR COMPRESSOR07 CONDITION MONITORING | Air Compressor No 7 GA507 | C | 0190E009 | 2009-10-17 | 2008-06-20 | PHSERINAEM
| 33355 | 0190-WST-CAF-AIR-AIRCOM07 | PM03 | 305 | 2500RH PLANNED SERVICE MAINTENANCE | Air Compressor No 7 GA507 | C | 0190E009 | 2009-10-17 | 2008-06-20 | PHSERINAEM
| 33356 | 0190-WST-CAF-AIR-AIRCOM07 | PM03 | 305 | 6000RH PLANNED SERVICE MAINTENANCE | Air Compressor No 7 GA507 | C | 0190E009 | 2009-10-17 | 2008-06-20 | PHSERINAEM
| 33357 | 0190-WST-CAF-AIR-AIRCOM07 | PM03 | 305 | 8000RH PLANNED SERVICE MAINTENANCE | Air Compressor No 7 GA507 | C | 0190E009 | 2009-10-17 | 2008-06-20 | PHSERINAEM
| 33358 | 0190-WST-CAF-AIR-AIRCOM07 | PM03 | 305 | 12000RH PLANNED SERVICE MAINTENANCE | Air Compressor No 7 GA507 | C | 0190E009 | 2009-10-17 | 2008-06-20 | PHSERINAEM
| 33361 | 0190-WST-CAF-AIR-AIRCOM07 | PM03 | 305 | 24000RH PLANNED SERVICE MAINTENANCE | Air Compressor No 7 GA507 | C | 0190E009 | 2009-10-17 | 2008-06-20 | PHSERINAEM
| 33360 | 0190-WST-CAF-AIR-AIRCOM07 | PM03 | 305 | 30000RH PLANNED SERVICE MAINTENANCE | Air Compressor No 7 GA507 | C | 0190E009 | 2009-10-17 | 2008-06-20 | PHSERINAEM
| 33355 | 0190-WST-CAF-AIR-AIRCOM07 | PM03 | 305 | 2500HR AC07 SERVICE MAINTENANC | Air Compressor No 7 GA507 | C | 0190E009 | 2009-10-16 | 2008-07-01 | PHSERINAEM
| 33356 | 0190-WST-CAF-AIR-AIRCOM07 | PM03 | 305 | 6000HR AC07 SERVICE MAINTENANC | Air Compressor No 7 GA507 | C | 0190E009 | 2009-10-18 | 2008-07-01 | PHSERINAEM
| 33358 | 0190-WST-CAF-AIR-AIRCOM07 | PM03 | 305 | 12000HR AC07 PLANNED SERVICE MAINTENANCE | Air Compressor No 7 GA507 | C | 0190E009 | 2009-10-18 | 2008-07-01 | PHSERINAEM
| 33361 | 0190-WST-CAF-AIR-AIRCOM07 | PM03 | 305 | 24000HR AC07 PLANNED SERVICE MAINT. | Air Compressor No 7 GA507 | C | 0190E009 | 2009-10-18 | 2008-07-01 | PHSERINAEM
| 34197 | 0190-WST-CAF-AIR-AIRCOM07 | PM03 | 302 | 4M AC07 PLANNED CONDITION MONITORING | Air Compressor No 7 GA507 | C | 0190E009 | 2010-10-21 | 2008-09-02 | PHFUTALARA
| 45259 | 0190-WST-CAF-AIR-AIRCOM07 | PM03 | 301 | 1Y PRV PLANNED SERVICE CALIBRATION/VALID | Air Compressor No 7 GA507 | C | 0190E009 | 2021-06-03 | 2009-10-20 | PHILAGANAN
| 45801 | 0190-WST-CAF-AIR-AIRCOM07 | PM03 | 302 | 3M PLANNED IR SCANNING-AC07 CTRL PANEL | Air Compressor No 7 GA507 | C | 0190E009 | 2011-03-23 | 2009-11-13 | PHFUTALARA
| 45801 | 0190-WST-CAF-AIR-AIRCOM07 | PM03 | 302 | 3M Thermal Scan Air Com 7 Ctrl Panel | Air Compressor No 7 GA507 | C | 0190E009 | 2012-08-18 | 2011-03-23 | PHFUTALARA
| 411399 | 0190-WST-CAF-AIR-AIRCOM07 | PM03 | 307 | 8W Inspection of Compressor 07 | Air Compressor No 7 GA507 | C | 0190E009 | 2017-01-05 | 2014-01-09 | PHILAGANAN
| 33363 | 0190-WST-CAF-AIR-AIRCOM08 | PM03 | 302 | 2M AIR COMPRESSOR08 CONDITION MONITORING | Air Compressor No 8 GA37 | C | 0190E009 | 2009-10-17 | 2008-06-20 | PHSERINAEM
| 33355 | 0190-WST-CAF-AIR-AIRCOM08 | PM03 | 305 | 2500RH PLANNED SERVICE MAINTENANCE | Air Compressor No 8 GA37 | C | 0190E009 | 2009-10-17 | 2008-06-20 | PHSERINAEM
| 33356 | 0190-WST-CAF-AIR-AIRCOM08 | PM03 | 305 | 6000RH PLANNED SERVICE MAINTENANCE | Air Compressor No 8 GA37 | C | 0190E009 | 2009-10-17 | 2008-06-20 | PHSERINAEM
| 33357 | 0190-WST-CAF-AIR-AIRCOM08 | PM03 | 305 | 8000RH PLANNED SERVICE MAINTENANCE | Air Compressor No 8 GA37 | C | 0190E009 | 2009-10-17 | 2008-06-20 | PHSERINAEM
| 33358 | 0190-WST-CAF-AIR-AIRCOM08 | PM03 | 305 | 12000RH PLANNED SERVICE MAINTENANCE | Air Compressor No 8 GA37 | C | 0190E009 | 2009-10-17 | 2008-06-20 | PHSERINAEM
| 33361 | 0190-WST-CAF-AIR-AIRCOM08 | PM03 | 305 | 24000RH PLANNED SERVICE MAINTENANCE | Air Compressor No 8 GA37 | C | 0190E009 | 2009-10-17 | 2008-06-20 | PHSERINAEM
| 33360 | 0190-WST-CAF-AIR-AIRCOM08 | PM03 | 305 | 30000RH PLANNED SERVICE MAINTENANCE | Air Compressor No 8 GA37 | C | 0190E009 | 2009-10-17 | 2008-06-20 | PHSERINAEM
| 33355 | 0190-WST-CAF-AIR-AIRCOM08 | PM03 | 305 | 2500HR AC08 SERVICE MAINTENANC | Air Compressor No 8 GA37 | C | 0190E009 | 2009-10-16 | 2008-07-01 | PHSERINAEM
| 33356 | 0190-WST-CAF-AIR-AIRCOM08 | PM03 | 305 | 6000HR AC08 SERVICE MAINTENANC | Air Compressor No 8 GA37 | C | 0190E009 | 2009-10-18 | 2008-07-01 | PHSERINAEM
| 33358 | 0190-WST-CAF-AIR-AIRCOM08 | PM03 | 305 | 12000HR AC08 PLANNED SERVICE MAINTENANCE | Air Compressor No 8 GA37 | C | 0190E009 | 2009-10-18 | 2008-07-01 | PHSERINAEM
| 33361 | 0190-WST-CAF-AIR-AIRCOM08 | PM03 | 305 | 24000HR AC08 PLANNED SERVICE MAINTENANCE | Air Compressor No 8 GA37 | C | 0190E009 | 2009-10-18 | 2008-07-01 | PHSERINAEM
| 34197 | 0190-WST-CAF-AIR-AIRCOM08 | PM03 | 302 | 4M AC08 PLANNED CONDITION MONITORING | Air Compressor No 8 GA37 | C | 0190E009 | 2010-10-21 | 2008-09-02 | PHFUTALARA
| 45259 | 0190-WST-CAF-AIR-AIRCOM08 | PM03 | 301 | 1Y PRV PLANNED SERVICE CALIBRATION/VALID | Air Compressor No 8 GA37 | C | 0190E009 | 2021-06-03 | 2009-10-20 | PHILAGANAN
| 45801 | 0190-WST-CAF-AIR-AIRCOM08 | PM03 | 302 | 3M PLANNED IR SCANNING-AC08 CTRL PANEL | Air Compressor No 8 GA37 | C | 0190E009 | 2011-03-23 | 2009-11-13 | PHFUTALARA
| 45801 | 0190-WST-CAF-AIR-AIRCOM08 | PM03 | 302 | 3M Thermal Scan Air Com 8 Ctrl Panel | Air Compressor No 8 GA37 | C | 0190E009 | 2012-08-18 | 2011-03-23 | PHFUTALARA
| 45801 | 0190-WST-CAF-AIR-AIRCOM08 | PM03 | 302 | 26W Thermal Scan Compress AirCom 08 | Air Compressor No 8 GA37 | C | 0190E009 | 2018-03-22 | 2013-06-24 | PHILAGANAN
| 4431 | 0190-WST-CFP-L08-SLACVY01 | PM03 | 305 | 3W Conveyors for preventive maintenance | Slat Chain Conveyor No 22 L8 | C | 0190E003 | 2011-05-06 | 2005-10-05 | PHSANTANJO
| 4431 | 0190-WST-CFP-L08-SLACVY02 | PM03 | 305 | 3W Conveyors for preventive maintenance | Slat Chain Conveyor No 23 L8 | C | 0190E003 | 2011-05-06 | 2005-10-05 | PHSANTANJO
| 4431 | 0190-WST-CFP-L08-SLACVY03 | PM03 | 305 | 3W Conveyors for preventive maintenance | Slat Chain Conveyor No 24 L8 | C | 0190E003 | 2011-05-06 | 2005-10-05 | PHSANTANJO
| 34183 | 0190-WST-FNP-COM-AHU01 | PM03 | 305 | Monthly Cleaning/Servicing of Milks AHU | AHU Milk Filling Room 1 | C | 0190E013 | 2011-05-19 | 2008-08-28 | PHOROSCOFE
| 34183 | 0190-WST-FNP-COM-AHU03 | PM03 | 305 | 1M Monthly Cleaning/Servicing Milks AHU | AHU Milk Totebin Area New | C | 0190E013 | 2011-03-17 | 2008-08-28 | PHOROSCOFE
| 34183 | 0190-WST-FNP-COM-AHU04 | PM03 | 305 | 1M Monthly Cleaning/Servicing Milks AHU | AHU Milks Bulk Filling Area | B | 0190E007 | 2011-03-17 | 2008-08-28 | PHOROSCOFE
| 16313 | 0190-WST-FNP-L01-CASCVY01 | PM03 | 307 | 13W Conveyors Cleaning/Inspection Line 1 | Case Conveyor Line 1 | C | 0190E007 | 2017-08-30 | 2006-07-04 | PHOROSCOFE
| 34396 | 0190-WST-FNP-L01-CASWGH02 | PM03 | 301 | 3M Case Check Weigher Calibration | Case Checkweigher Line No 1 | C | 0190E004 | 2013-01-31 | 2008-09-21 | PHSANTANJO
| 16313 | 0190-WST-FNP-L01-CSPRTR01 | PM03 | 305 | 1M Belt Conveyor PM | Case Printer Line 1 | C | 0190E007 | 2009-11-30 | 2009-10-19 | PHOROSCOFE
| 61055 | 0190-WST-FNP-L01-FTMSLV01 | PM03 | 307 | 26W Inspectn/Retighten/Lub'n Sleever L1 | PRODEC Fitment Sleever Line 1 | B | 0190E007 | 2019-03-01 | 2011-12-14 | PHOROSCOFE
| 61056 | 0190-WST-FNP-L01-FTMSLV01 | PM03 | 307 | 8W Inspection/Cleaning &Lub'n Sleever L1 | PRODEC Fitment Sleever Line 1 | B | 0190E007 | 2017-12-06 | 2011-12-14 | PHOROSCOFE
| 61057 | 0190-WST-FNP-L01-FTMSLV01 | PM03 | 307 | 22W Inspectn/Retighten/Lub'n Sleever L1 | PRODEC Fitment Sleever Line 1 | B | 0190E007 | 2019-03-01 | 2011-12-14 | PHOROSCOFE
| 58184 | 0190-WST-FNP-L01-FTMSLV01 | PM03 | 307 | 13WKS Elect Panel Cleaning/Retigthening | PRODEC Fitment Sleever Line 1 | B | 0190E008 | 2017-12-06 | 2013-12-13 | PHOROSCOFE
| 415217 | 0190-WST-FNP-L01-FTMSLV01 | PM03 | 307 | 52W HMI PM & Data Back Ups Sleever L1 | PRODEC Fitment Sleever Line 1 | B | 0190E008 | 2019-02-12 | 2014-05-16 | PHONGGE
| 415542 | 0190-WST-FNP-L01-FTMSLV01 | PM03 | 305 | 26WK Sleever Sealer Side Belt Rplcmnt L1 | PRODEC Fitment Sleever Line 1 | B | 0190E007 | 2016-05-18 | 2014-05-29 | PHCABIOPE
| 16313 | 0190-WST-FNP-L01-INFCVY01 | PM03 | 307 | 1M Belt Conveyor PM | Infeed Pouch Conveyor 1ab Line 1 To Xray | C | 0190E007 | 2011-02-21 | 2009-10-19 | PHOROSCOFE
| 16313 | 0190-WST-FNP-L01-INFCVY02 | PM03 | 307 | 1M Belt Conveyor PM | Infeed Pouch Conveyor 1cd Line 1 To Xray | C | 0190E007 | 2011-02-21 | 2009-10-19 | PHOROSCOFE
| 51188 | 0190-WST-FNP-L01-INFCVY02-DOGCHAINCVY01 | PM03 | 305 | 52W L1F1 Dogchain Main Drive-A Servicing | Dog Chain Conveyor L1F2 Head A | X | 0190E003 | 2021-03-17 | 2010-08-09 | PHONGGE
| 51188 | 0190-WST-FNP-L01-INFCVY02-DOGCHAINCVY01 | PM03 | 305 | 52W L1F2 Dogchain Main Drive-A Servicing | Dog Chain Conveyor L1F2 Head A | X | 0190E003 | 2021-03-17 | 2010-08-09 | PHONGGE
| 51188 | 0190-WST-FNP-L01-INFCVY02-DOGCHAINCVY02 | PM03 | 305 | 52W L1F1 Dogchain Main Drive-B Servicing | Dog Chain Conveyor L1F2 Head B | X | 0190E003 | 2021-03-17 | 2015-12-14 | PHONGGE
| 51188 | 0190-WST-FNP-L01-INFCVY02-DOGCHAINCVY02 | PM03 | 305 | 52W L1F2 Dogchain Main Drive-B Servicing | Dog Chain Conveyor L1F2 Head B | X | 0190E003 | 2021-03-17 | 2015-12-14 | PHONGGE
| 51188 | 0190-WST-FNP-L01-INFCVY03-DOGCHAINCVY01 | PM03 | 305 | 52W L1F3 Dogchain Main Drive-A Servicing | Dog Chain Conveyor L1F3 Head A | X | 0190E003 | 2021-03-17 | 2010-08-09 | PHONGGE
| 51188 | 0190-WST-FNP-L01-INFCVY03-DOGCHAINCVY02 | PM03 | 305 | 52W L1F3 Dogchain Main Drive-B Servicing | Dog Chain Conveyor L1F3 Head B | X | 0190E003 | 2021-03-17 | 2015-12-14 | PHONGGE
| 51188 | 0190-WST-FNP-L01-INFCVY04-DOGCHAINCVY01 | PM03 | 305 | 52W L1F4 Dogchain Main Drive-A Servicing | Dog Chain Conveyor L1F4 Head A | X | 0190E003 | 2021-03-17 | 2010-08-09 | PHONGGE
| 51188 | 0190-WST-FNP-L01-INFCVY04-DOGCHAINCVY02 | PM03 | 305 | 52W L1F4 Dogchain Main Drive-B Servicing | Dog Chain Conveyor L1F4 Head B | X | 0190E003 | 2021-03-17 | 2015-12-14 | PHONGGE
| 16313 | 0190-WST-FNP-L01-OUTCVY03 | PM03 | 307 | 1M Conveyors Cleaning/Inspection Line 1 | Outfeed Pouch Conveyor Line1 After X Ray | C | 0190E007 | 2012-02-04 | 2010-07-18 | PHOROSCOFE
| 16313 | 0190-WST-FNP-L01-PACCVY01 | PM03 | 307 | 1M Conveyors Cleaning/Inspection Line 1 | Packing Conveyors 1ab Line 1 | C | 0190E007 | 2012-02-04 | 2009-10-19 | PHOROSCOFE
| 16313 | 0190-WST-FNP-L01-PACCVY02 | PM03 | 307 | 1M Conveyors Cleaning/Inspection Line 1 | Packing Conveyors 1cd Line 1 | C | 0190E007 | 2012-02-04 | 2009-10-19 | PHOROSCOFE
| 33911 | 0190-WST-FNP-L01-PCHWGH01 | PM03 | 301 | 1Y L1F1 Pouch Check Weigher Calibration | Pouch Checkweigher No 1 L1 | C | 0190E004 | 2013-09-18 | 2008-07-26 | PHCABIOPE
| 33911 | 0190-WST-FNP-L01-PCHWGH02 | PM03 | 301 | 1Y L1F2Pouch Check Weigher Calibration | Pouch Checkweigher No 2 L1 | C | 0190E004 | 2013-09-18 | 2008-07-26 | PHCABIOPE
| 67993 | 0190-WST-FNP-L01-SIFDFS01 | PM03 | 305 | 52W Sifter Screen Replacement DFS L1A | NUCON Sifter Conveyor DF Silo L1A | C | 0190E007 | 2018-11-26 | 2012-09-08 | PHOROSCOFE
| 67993 | 0190-WST-FNP-L01-SIFDFS02 | PM03 | 305 | 52W Sifter Screen Replacement DFS L1B | NUCON Sifter Conveyor DF Silo L1B | C | 0190E007 | 2018-11-26 | 2012-09-08 | PHOROSCOFE
| 403232 | 0190-WST-FNP-L01-TILSTN01 | PM03 | 305 | 3W L01 EI TTS Hoist Switch Inspection | Tilting Station Ts No 1 | B | 0190E004 | 2021-01-29 | 2010-08-06 | PHOROSCOFE
| 58184 | 0190-WST-FNP-L01-TILTST01 | PM03 | 307 | 13WKS Elect Panel Cleaning/Retigtheningg | Tilting Station Line 1a | C | 0190E008 | 2021-12-21 | 2011-06-15 | PHOROSCOFE
| 63924 | 0190-WST-FNP-L01-TILTST01 | PM03 | 307 | 13W L1A TTS Inspection/Retightening | Tilting Station Line 1a | C | 0190E007 | 2020-01-31 | 2012-05-11 | PHOROSCOFE
| 58184 | 0190-WST-FNP-L01-TILTST02 | PM03 | 307 | 13WKS Elect Panel Cleaning/Retigthening | Tilting Station Line 1b | C | 0190E008 | 2021-12-21 | 2011-06-15 | PHOROSCOFE
| 63924 | 0190-WST-FNP-L01-TILTST02 | PM03 | 307 | 13W L1B TTS Inspection/Retightening | Tilting Station Line 1b | C | 0190E007 | 2020-01-31 | 2012-05-11 | PHOROSCOFE
| 417431 | 0190-WST-FNP-L01-WRACSR01-4A1PG041 | PM03 | 301 | 2Y L1 W/A Caser PR (4A1-PG-041) | Wrap Around Caser Presure Regulator 1 | C | 0190E003 | 2021-03-17 | 2014-08-18 | PHOROSCOFE
| 16317 | 0190-WST-FNP-L01-XRAYMA01 | PM03 | 302 | 1M X-Ray Monthly Inspection/Servicing | X Ray Machine 1ab Line 1 | C | 0190E008 | 2009-03-26 | 2006-02-21 | PHOROSCOFE
| 16313 | 0190-WST-FNP-L02-CASCVY01 | PM03 | 307 | 1M Conveyors Cleaning/Inspection Line 2 | Case Conveyor Line 2 | C | 0190E007 | 2012-02-04 | 2006-07-04 | PHOROSCOFE
| 34418 | 0190-WST-FNP-L02-CASWGH01 | PM03 | 301 | 1Y Yearly Calibration of Anritsu Case CW | Case Checkweigher Line 2 | C | 0190E008 | 2014-07-15 | 2009-07-30 | PHOROSCOFE
| 16313 | 0190-WST-FNP-L02-CSPRTR01 | PM03 | 305 | 1M Belt Conveyors PM Line 2 | Case Printer Line 2 | C | 0190E007 | 2009-11-30 | 2009-10-19 | PHOROSCOFE
| 16313 | 0190-WST-FNP-L02-INFCVY01 | PM03 | 307 | 1M Belt Conveyors PM Line 2 | Infeed Pouch Conveyor 2ab Line 2 To Xray | C | 0190E007 | 2011-02-21 | 2009-10-19 | PHOROSCOFE
| 16313 | 0190-WST-FNP-L02-INFCVY02 | PM03 | 307 | 1M Belt Conveyors PM Line 2 | Infeed Pouch Conveyor 2cd Line 2 To Xray | C | 0190E007 | 2011-02-21 | 2009-10-19 | PHOROSCOFE
| 16313 | 0190-WST-FNP-L02-PACCVY01 | PM03 | 307 | 1M Conveyors Cleaning/Inspection Line 2 | Packing Conveyors 2ab Line 2 | C | 0190E007 | 2012-02-04 | 2009-10-19 | PHOROSCOFE
| 16313 | 0190-WST-FNP-L02-PACCVY02 | PM03 | 307 | 1M Conveyors Cleaning/Inspection Line 2 | Packing Conveyors 2cd Line 2 | C | 0190E007 | 2012-02-04 | 2009-10-19 | PHOROSCOFE
| 67993 | 0190-WST-FNP-L02-SIFDFS01 | PM03 | 305 | 52W Sifter Screen Replacement DFS L2A | NUCON Sifter Conveyor DF Silo L2A | C | 0190E007 | 2018-11-26 | 2012-09-08 | PHOROSCOFE
| 67993 | 0190-WST-FNP-L02-SIFDFS02 | PM03 | 305 | 52W Sifter Screen Replacement DFS L2B | NUCON Sifter Conveyor DF Silo L2B | C | 0190E007 | 2018-11-26 | 2012-09-08 | PHOROSCOFE
| 16312 | 0190-WST-FNP-L02-STAPER01 | PM03 | 307 | 4W SIAT TS Inspection/Retighten&Lubn L2 | Siat Tape Sealer Line 2 | C | 0190E007 | 2017-04-08 | 2008-08-31 | PHOROSCOFE
| 50836 | 0190-WST-FNP-L02-STAPER01 | PM03 | 305 | 8W Replace Side Belt Conveyor SIAT L2A | Siat Tape Sealer Line 2 | C | 0190E007 | 2018-04-06 | 2010-07-14 | PHOROSCOFE
| 58184 | 0190-WST-FNP-L02-TILTST01 | PM03 | 307 | 13WKS Elect Panel Cleaning/Retigthening | Tilting Station Line 2a | C | 0190E008 | 2021-12-21 | 2011-06-15 | PHOROSCOFE
| 63924 | 0190-WST-FNP-L02-TILTST01 | PM03 | 307 | 13W L2A TTS Inspection/Retightening | Tilting Station Line 2a | C | 0190E007 | 2020-01-31 | 2012-05-11 | PHOROSCOFE
| 58184 | 0190-WST-FNP-L02-TILTST02 | PM03 | 307 | 13WKS Elect Panel Cleaning/Retigthening | Tilting Station Line 2b | C | 0190E008 | 2021-12-21 | 2011-06-15 | PHOROSCOFE
| 63924 | 0190-WST-FNP-L02-TILTST02 | PM03 | 307 | 4W Milks TTS Inspection/Retightening | Tilting Station Line 2b | C | 0190E007 | 2020-01-31 | 2012-05-11 | PHOROSCOFE
| 16317 | 0190-WST-FNP-L02-XRAYMA01 | PM03 | 305 | 1M X-Ray Monthly Inspection/Servicing | X Ray Machine 2ab Line 2 | C | 0190E008 | 2009-10-28 | 2008-07-24 | PHOROSCOFE
| 16317 | 0190-WST-FNP-L02-XRAYMA02 | PM03 | 307 | 1M X-Ray Monthly Inspection/Servicing | X Ray Machine 2cd Line 2 | C | 0190E008 | 2011-03-11 | 2009-03-26 | PHOROSCOFE
| 43006 | 0190-WST-FNP-L02-XRAYMA02 | PM03 | 301 | 6M X-Ray Machine Validation | X Ray Machine 2cd Line 2 | C | 0190E008 | 2011-02-24 | 2009-07-07 | PHOROSCOFE
| 43006 | 0190-WST-FNP-L02-XRAYMA03 | PM03 | 301 | 6M X-Ray Machine Validation | SMITHS Eagle Pack X-Ray Machine Line 2AB | A | 0190E008 | 2011-03-11 | 2011-02-24 | PHOROSCOFE
| 34418 | 0190-WST-FNP-L03-CASWGH01 | PM03 | 301 | 1Y Yearly Calibration of Anritsu Case CW | Case Checkweigher Line 3 | C | 0190E008 | 2014-07-15 | 2006-02-20 | PHOROSCOFE
| 16311 | 0190-WST-FNP-L03-CHKWGH01 | PM03 | 307 | 1M Garvens/ISHIDA PCW Insp./Servicing | Pouch Checkweigher R3a Line 3 | C | 0190E008 | 2011-06-26 | 2006-02-20 | PHOROSCOFE
| 34418 | 0190-WST-FNP-L03-CHKWGH01 | PM03 | 301 | 1Y Yearly Calibration of Pouch CW | Pouch Checkweigher R3a Line 3 | C | 0190E007 | 2011-11-10 | 2009-07-30 | PHOROSCOFE
| 16311 | 0190-WST-FNP-L03-CHKWGH02 | PM03 | 307 | 1M Garvens/ISHIDA PCW Insp./Servicing | Pouch Checkweigher R3b Line 3 | C | 0190E008 | 2011-06-26 | 2008-07-28 | PHOROSCOFE
| 34418 | 0190-WST-FNP-L03-CHKWGH02 | PM03 | 301 | 1Y Yearly Calibration of Pouch CW | Pouch Checkweigher R3b Line 3 | C | 0190E007 | 2011-11-10 | 2009-07-30 | PHOROSCOFE
| 4441 | 0190-WST-FNP-L03-FILLER01 | PM03 | 301 | 18M Temp Controller Calibration R3A | Filling Machine Rovema 3a Line 3 | A | 0190E008 | 2015-10-06 | 2006-02-18 | PHJACOLPA
| 4441 | 0190-WST-FNP-L03-FILLER01 | PM03 | 301 | 1Y Annual Calibration of Temperature Con | Filling Machine Rovema 3a Line 3 | A | 0190E008 | 2014-07-17 | 2008-07-30 | PHOROSCOFE
| 56375 | 0190-WST-FNP-L03-FILLER01 | PM03 | 307 | 2W FM Inspection/Retighten & Lubrication | Filling Machine Rovema 3a Line 3 | A | 0190E007 | 2015-05-11 | 2011-02-18 | PHOROSCOFE
| 62889 | 0190-WST-FNP-L03-FILLER01 | PM03 | 307 | 1Y PLC/SLC CPU Battery Replacement 3A | Filling Machine Rovema 3a Line 3 | A | 0190E007 | 2012-12-14 | 2012-05-16 | PHOROSCOFE
| 4441 | 0190-WST-FNP-L03-FILLER02 | PM03 | 301 | 1Y Annual Calibration of Temperature Con | Filling Machine Rovema 3b Line 3 | A | 0190E008 | 2014-07-17 | 2008-07-30 | PHOROSCOFE
| 56375 | 0190-WST-FNP-L03-FILLER02 | PM03 | 307 | 2W FM Inspection/Retighten & Lubrication | Filling Machine Rovema 3b Line 3 | A | 0190E007 | 2015-05-11 | 2011-02-18 | PHOROSCOFE
| 62889 | 0190-WST-FNP-L03-FILLER02 | PM03 | 307 | 1Y PLC/SLC CPU Battery Replacement 3B | Filling Machine Rovema 3b Line 3 | A | 0190E007 | 2012-12-14 | 2012-05-16 | PHOROSCOFE
| 4441 | 0190-WST-FNP-L03-FILLER02 | PM03 | 301 | 18M Temp Controller Calibration R3B | Filling Machine Rovema 3b Line 3 | A | 0190E008 | 2015-10-06 | 2014-07-17 | PHJACOLPA
| 34396 | 0190-WST-FNP-L04-CASWGH01 | PM03 | 301 | 3M Case Check Weigher Calibration | Case Checkweigher Line No 4 | C | 0190E004 | 2021-06-03 | 2008-09-21 | PHILAGANAN
| 43704 | 0190-WST-FNP-L04-HORCVY01 | PM03 | 307 | 1M Horizontal Screw Feeder Inspection | Horizontal Screw Feeder Conveyor Line 4 | C | 0190E019 | 2011-04-23 | 2009-08-28 | PHOROSCOFE
| 16313 | 0190-WST-FNP-L04-OUTCVY01 | PM03 | 307 | 1M Conveyors Cleaning/Inspection Line 4 | Outfeed Product Conveyor Line4 | C | 0190E007 | 2014-10-11 | 2009-10-19 | PHOROSCOFE
| 33911 | 0190-WST-FNP-L04-PCHWGH01 | PM03 | 301 | 1Y L4F1 Pouch Check Weigher Calibration | Pouch Checkweigher No 13 L4 | C | 0190E004 | 2021-06-03 | 2008-07-28 | PHILAGANAN
| 33911 | 0190-WST-FNP-L04-PCHWGH02 | PM03 | 301 | 1Y L4F2 Pouch Check Weigher Calibration | Pouch Checkweigher No 14 L4 | C | 0190E004 | 2021-06-03 | 2008-07-28 | PHILAGANAN
| 33911 | 0190-WST-FNP-L04-PCHWGH03 | PM03 | 301 | 1Y L4F3 Pouch Check Weigher Calibration | Pouch Checkweigher No 15 L4 | C | 0190E004 | 2021-06-03 | 2008-07-28 | PHILAGANAN
| 33911 | 0190-WST-FNP-L04-PCHWGH04 | PM03 | 301 | 1Y L4F4 Pouch Check Weigher Calibration | Pouch Checkweigher No 16 L4 | C | 0190E004 | 2021-06-03 | 2008-07-28 | PHILAGANAN
| 58184 | 0190-WST-FNP-L04-TILTST01 | PM03 | 307 | 13WKS Elect Panel Cleaning/Retigthening | Tilting Station Line 4 | C | 0190E008 | 2021-12-21 | 2011-06-15 | PHOROSCOFE
| 63924 | 0190-WST-FNP-L04-TILTST01 | PM03 | 307 | 13W Milks TTS Inspection/Retightening | Tilting Station Line 4 | C | 0190E007 | 2021-12-21 | 2012-05-11 | PHOROSCOFE
| 417431 | 0190-WST-FNP-L04-WRACSR01-4A4PG060 | PM03 | 301 | 2Y L4 W/A Caser PR (4A4-PG-060) | Wrap Around Caser Presure Regulator 1 | C | 0190E003 | 2021-03-17 | 2014-08-18 | PHOROSCOFE
| 417431 | 0190-WST-FNP-L04-WRACSR01-4A4PG061 | PM03 | 301 | 2Y L4 W/A Caser PR (4A4-PG-061) | Wrap Around Caser Presure Regulator 2 | C | 0190E003 | 2021-03-17 | 2014-08-18 | PHOROSCOFE
| 16313 | 0190-WST-FNP-L05-CASCVY01 | PM03 | 307 | 1M Conveyors Cleaning/Inspection Line 5 | Case Conveyor Line 5 | C | 0190E007 | 2014-09-24 | 2006-07-04 | PHOROSCOFE
| 34418 | 0190-WST-FNP-L05-CASWGH01 | PM03 | 301 | 18M ANRITSU Case CW Calibration L5 | Case Checkweigher Line 5 | A | 0190E008 | 2021-06-03 | 2009-07-30 | PHILAGANAN
| 58184 | 0190-WST-FNP-L05-CSFRMR01 | PM03 | 307 | 13WKS Elect Panel Cleaning/Retigthening | Case Former FUJI Encasing Machine Line 5 | A | 0190E008 | 2017-04-03 | 2013-12-13 | PHOROSCOFE
| 16313 | 0190-WST-FNP-L05-CSPRTR01 | PM03 | 305 | 1M Belt Conveyors PM Line 5 | Case Printer Line 5 | C | 0190E007 | 2009-11-30 | 2009-10-19 | PHOROSCOFE
| 58184 | 0190-WST-FNP-L05-FMTINS01 | PM03 | 307 | 13WKS Elect Panel Cleaning/Retigthening | Fitment Inserter FUJI Machine Line 5 | A | 0190E008 | 2017-04-03 | 2013-12-13 | PHOROSCOFE
| 16313 | 0190-WST-FNP-L05-KDCCVY01 | PM03 | 307 | 13W L5 MT KDC Conv Inspect/Retight/Lubn | Empty KDC Conveyor FUJI Machine Line5 | B | 0190E007 | 2019-01-12 | 2014-10-11 | PHOROSCOFE
| 16313 | 0190-WST-FNP-L05-PACCVY01 | PM03 | 307 | 1M Conveyors Cleaning/Inspection Line 5 | Packing Conveyor Line 5 | C | 0190E007 | 2014-09-24 | 2009-10-19 | PHOROSCOFE
| 16313 | 0190-WST-FNP-L05-PCHCVY01 | PM03 | 307 | 13W L5 Pouch Infeed Inspect/Retight/Lubn | Infeed Pouch Conveyor FUJI Machine Line5 | B | 0190E007 | 2019-01-12 | 2014-10-11 | PHOROSCOFE
| 34418 | 0190-WST-FNP-L05-PCHWGH03 | PM03 | 301 | 1Y Yearly Calibration of Pouch CW | Pouch Checkweigher R5A Line 5 | C | 0190E007 | 2011-11-10 | 2009-07-30 | PHOROSCOFE
| 34418 | 0190-WST-FNP-L05-PCHWGH04 | PM03 | 301 | 1Y Yearly Calibration of Pouch CW | Pouch Checkweigher R5B Line 5 | C | 0190E007 | 2011-11-10 | 2009-07-30 | PHOROSCOFE
| 43705 | 0190-WST-FNP-L05-TILTST02 | PM03 | 307 | 1M Tilting Station/SifterConv Inspection | Tilting Station Line 5a | C | 0190E007 | 2011-04-23 | 2009-09-16 | PHOROSCOFE
| 4431 | 0190-WST-FNP-L06-BANCVY01 | PM03 | 305 | 3W Conveyors for preventive maintenance | Band Conveyor Line No 6 | C | 0190E003 | 2011-05-06 | 2005-10-05 | PHSANTANJO
| 4431 | 0190-WST-FNP-L06-CARCVY02 | PM03 | 305 | 3W Conveyors for preventive maintenance | Carton Belt Conveyor Line No 6a | C | 0190E003 | 2011-05-06 | 2005-10-05 | PHSANTANJO
| 4431 | 0190-WST-FNP-L06-PACCVY01 | PM03 | 305 | 3W Conveyors for preventive maintenance | Packing Belt Conveyor Line No 6 | C | 0190E003 | 2011-05-06 | 2005-10-05 | PHSANTANJO
| 34396 | 0190-WST-FNP-L07-CASWGH01 | PM03 | 301 | 3M Case Check Weigher Calibration | Case Checkweigher Line No 7 | C | 0190E004 | 2021-06-03 | 2008-09-21 | PHILAGANAN
| 16317 | 0190-WST-FNP-L07-XRAYMA03 | PM03 | 307 | 4W X-Ray Monthly Inspection/Servicing | SMITHS Eagle Pack X-Ray Machine Line 7 | A | 0190E008 | 2017-03-22 | 2009-03-26 | PHOROSCOFE
| 402200 | 0190-WST-FNP-L07-XRAYMA03 | PM03 | 305 | 26W XRay Machine Belt Conv Replacement | SMITHS Eagle Pack X-Ray Machine Line 7 | A | 0190E008 | 2017-03-22 | 2013-03-19 | PHOROSCOFE
| 34418 | 0190-WST-FNP-L08-PCHWGH03 | PM03 | 301 | 1Y Yearly Calibration of Pouch CW | Pouch Checkweigher R8A Line 8 | A | 0190E008 | 2021-06-03 | 2009-07-30 | PHILAGANAN
| 34418 | 0190-WST-FNP-L08-PCHWGH04 | PM03 | 301 | 1Y Yearly Calibration of Pouch CW | Pouch Checkweigher R8B Line 8 | A | 0190E008 | 2021-06-03 | 2009-07-30 | PHILAGANAN
| 16311 | 0190-WST-FNP-L08-PCHWGH07 | PM03 | 307 | 1M ISHIDA PCW Cleaning/Insp./Servicing | Pouch Checkweigher R8a Line 8 | C | 0190E008 | 2015-03-14 | 2008-07-28 | PHOROSCOFE
| 34418 | 0190-WST-FNP-L08-PCHWGH07 | PM03 | 301 | 1Y Yearly Calibration of Pouch CW | Pouch Checkweigher R8a Line 8 | C | 0190E008 | 2021-06-03 | 2009-07-30 | PHILAGANAN
| 16311 | 0190-WST-FNP-L08-PCHWGH08 | PM03 | 307 | 1M ISHIDA PCW Cleaning/Insp./Servicing | Pouch Checkweigher R8b Line 8 | C | 0190E008 | 2015-03-14 | 2008-07-28 | PHOROSCOFE
| 34418 | 0190-WST-FNP-L08-PCHWGH08 | PM03 | 301 | 1Y Yearly Calibration of Pouch CW | Pouch Checkweigher R8b Line 8 | C | 0190E008 | 2021-06-03 | 2009-07-30 | PHILAGANAN
| 44062 | 0190-WST-FNP-L09-ALCRTN02 | PM03 | 302 | 3M Thermal Scanning of Electrical Panel | Autoloader Cartoner Line 9 | B | 0190E007 | 2013-05-11 | 2010-08-20 | PHOROSCOFE
| 15712 | 0190-WST-FNP-L09-ALCRTN02 | PM03 | 303 | Weekly TISMA Cleaning/Inspection/Lub'n | Autoloader Cartoner Line 9 | B | 0190E007 | 2012-08-12 | 2011-03-09 | PHOROSCOFE
| 56679 | 0190-WST-FNP-L09-ALCRTN02 | PM03 | 305 | 1M SUCTION CUP REPLACEMENT AL Line 9 | Autoloader Cartoner Line 9 | B | 0190E007 | 2012-08-12 | 2011-03-19 | PHOROSCOFE
| 58184 | 0190-WST-FNP-L09-ALCRTN02 | PM03 | 307 | 3M ElectricalPanel Cleaning/Retigthening | Autoloader Cartoner Line 9 | B | 0190E007 | 2013-03-24 | 2011-06-15 | PHOROSCOFE
| 62889 | 0190-WST-FNP-L09-ALCRTN02 | PM03 | 307 | 1Y PLC/SLC CPU Battery Replacement AL9 | Autoloader Cartoner Line 9 | B | 0190E007 | 2012-12-14 | 2012-05-16 | PHOROSCOFE
| 34396 | 0190-WST-FNP-L09-CASWGH01 | PM03 | 301 | 3M Case Check Weigher Calibration | Case Checkweigher Line No 9 | C | 0190E004 | 2013-01-31 | 2008-09-21 | PHSANTANJO
| 68975 | 0190-WST-FNP-L09-ECACVY01 | PM03 | 305 | 52W L9 Empty Case Conveyor Servicing | Empty Case Conveyor 100g L09 | C | 0190E003 | 2021-05-09 | 2010-08-13 | PHONGGE
| 416603 | 0190-WST-FNP-L09-INFCVY01-BRIDGECVY01 | PM03 | 305 | 6M L09 MESPACK Bridge Conveyor Servicing | Bridge Conveyor Line 9 | C | 0190E018 | 2015-04-08 | 2014-08-21 | PHCABIOPE
| 34114 | 0190-WST-FNP-L09-METDET01 | PM03 | 302 | 4W L9 Screw Feeder Oil Seal Replacement | Metal Detector L09 | A | 0190E003 | 2017-11-30 | 2008-08-24 | PHOROSCOFE
| 43195 | 0190-WST-FNP-L09-METDET01 | PM03 | 301 | 6M L09 (4A9-MAG-10.18) OPRP Calbt'n | Metal Detector L09 | A | 0190E003 | 2019-02-20 | 2009-10-28 | PHOROSCOFE
| 58606 | 0190-WST-FNP-L09-METDET01 | PM03 | 306 | 1Y KS FNP L9 MD Hoist Insp & Assessment | Metal Detector L09 | A | 0190E003 | 2020-03-10 | 2015-04-14 | PHOROSCOFE
| 34418 | 0190-WST-FNP-L09-PCHWGH01 | PM03 | 301 | 1Y Yearly Calibration of Pouch CW | Pouch Checkweigher W9a Line 9 | C | 0190E008 | 2011-11-10 | 2009-07-30 | PHOROSCOFE
| 33911 | 0190-WST-FNP-L09-PCHWGH01GARVNS | PM03 | 301 | 1Y L09 Pouch Check Weigher Calibration | Pouch Checkweigher FM-1 L09 | C | 0190E004 | 2013-09-18 | 2008-07-28 | PHCABIOPE
| 34418 | 0190-WST-FNP-L09-PCHWGH02 | PM03 | 301 | 1Y Yearly Calibration of Pouch CW | Pouch Checkweigher W9b Line 9 | C | 0190E008 | 2011-11-10 | 2009-07-30 | PHOROSCOFE
| 44062 | 0190-WST-FNP-L09-WRACSR02 | PM03 | 302 | 3M Thermal Scanning of Electrical Panel | Wrap Around Caser Line 9 | B | 0190E007 | 2013-05-11 | 2010-08-20 | PHOROSCOFE
| 15713 | 0190-WST-FNP-L09-WRACSR02 | PM03 | 303 | Weekly LANGENPAK Cleaning/Inspctn/Lub'n | Wrap Around Caser Line 9 | B | 0190E007 | 2012-08-12 | 2011-03-09 | PHOROSCOFE
| 56679 | 0190-WST-FNP-L09-WRACSR02 | PM03 | 305 | 1M SUCTION CUP REPLACEMENT WA Line 9 | Wrap Around Caser Line 9 | B | 0190E007 | 2012-08-12 | 2011-03-19 | PHOROSCOFE
| 58184 | 0190-WST-FNP-L09-WRACSR02 | PM03 | 307 | 3M ElectricalPanel Cleaning/Retigthening | Wrap Around Caser Line 9 | B | 0190E007 | 2013-03-24 | 2011-06-15 | PHOROSCOFE
| 62889 | 0190-WST-FNP-L09-WRACSR02 | PM03 | 307 | 1Y PLC/SLC CPU Battery Replacement WA9 | Wrap Around Caser Line 9 | B | 0190E007 | 2012-12-14 | 2012-05-16 | PHOROSCOFE
| 44062 | 0190-WST-FNP-L10-ALCRTN01 | PM03 | 302 | 3M Thermal Scanning of Electrical Panel | Autoloader Cartoner Line 10 | B | 0190E007 | 2013-05-11 | 2010-08-20 | PHOROSCOFE
| 58184 | 0190-WST-FNP-L10-ALCRTN01 | PM03 | 307 | 3M ElectricalPanel Cleaning/Retigthening | Autoloader Cartoner Line 10 | B | 0190E007 | 2013-03-24 | 2011-06-15 | PHOROSCOFE
| 62889 | 0190-WST-FNP-L10-ALCRTN01 | PM03 | 307 | 1Y PLC/SLC CPU Battery Replacement AL10 | Autoloader Cartoner Line 10 | B | 0190E007 | 2012-12-14 | 2012-05-16 | PHOROSCOFE
| 44062 | 0190-WST-FNP-L10-WRACSR01 | PM03 | 302 | 3M Thermal Scanning of Electrical Panel | Wrap Around Caser Line 10 | B | 0190E007 | 2013-05-11 | 2010-08-20 | PHOROSCOFE
| 58184 | 0190-WST-FNP-L10-WRACSR01 | PM03 | 307 | 3M ElectricalPanel Cleaning/Retigthening | Wrap Around Caser Line 10 | B | 0190E007 | 2013-03-24 | 2011-06-15 | PHOROSCOFE
| 62889 | 0190-WST-FNP-L10-WRACSR01 | PM03 | 307 | 1Y PLC/SLC CPU Battery Replacement WA10 | Wrap Around Caser Line 10 | B | 0190E007 | 2012-12-14 | 2012-05-16 | PHOROSCOFE
| 16317 | 0190-WST-FNP-L10-XRAYMA01 | PM03 | 302 | 1M X-Ray Monthly Inspection/Servicing | X-ray Machine 1 Line 10 | A | 0190E008 | 2009-03-26 | 2008-07-24 | PHOROSCOFE
| 34396 | 0190-WST-FNP-L11-CASWGH01 | PM03 | 301 | 3M Case Check Weigher Calibration | Case Checkweigher Line No 11 | C | 0190E004 | 2021-06-03 | 2008-09-21 | PHILAGANAN
| 50936 | 0190-WST-FNP-L11-CASWGH01 | PM03 | 303 | 1W MECH L11 Mes Pack CASWGH lubrication | Case Checkweigher Line No 11 | C | 0190E003 | 2013-07-06 | 2010-07-23 | PHCABIOPE
| 56055 | 0190-WST-FNP-L11-CASWGH01 | PM03 | 301 | 1Y L11 Case Check Weigher 4A11-CHW-12.02 | Case Checkweigher Line No 11 | C | 0190E004 | 2021-06-03 | 2011-02-04 | PHILAGANAN
| 50936 | 0190-WST-FNP-L11-CASWGH01 | PM03 | 303 | 3W MECH L11 CASE CHECKWEIGHER Servicing | Case Checkweigher Line No 11 | C | 0190E004 | 2014-05-09 | 2013-07-06 | PHCABIOPE
| 50781 | 0190-WST-FNP-L11-CASWGH01 | PM03 | 305 | 1Y L11 Case CW Ctrl Panel Retightening | Case Checkweigher Line No 11 | C | 0190E004 | 2019-03-18 | 2015-01-21 | PHONGGE
|  | 0190-WST-FNP-L11-CASWGH01 | PM03 |  | 1Y L1 | Case Checkweigher Line No 11 | C | 0190E004 | 2015-01-21 | 2015-01-21 | PHCABIOPE
| 64380 | 0190-WST-FNP-L11-METDET01 | PM03 | 307 | 1M Metal Detector Cleaning / Inspection | BF NUCON Sifter Metal Detector Line 11 | A | 0190E008 | 2014-05-19 | 2012-06-07 | PHOROSCOFE
| 33911 | 0190-WST-FNP-L11-PCHWGH01 | PM03 | 301 | 1Y L11 Pouch Check Weigher Calibration | Pouch Checkweigher L11 | B | 0190E004 | 2013-09-18 | 2008-07-28 | PHCABIOPE
| 50936 | 0190-WST-FNP-L12-CASWGH01 | PM03 | 303 | 1W MECH L12 Mes Pack CASWGH lubrication | Case Checkweigher Line No 12 | C | 0190E003 | 2013-07-06 | 2010-07-23 | PHCABIOPE
| 56055 | 0190-WST-FNP-L12-CASWGH01 | PM03 | 301 | 1Y L12 Case Check Weigher 4A12-CHW-12.02 | Case Checkweigher Line No 12 | C | 0190E004 | 2021-06-03 | 2011-02-04 | PHILAGANAN
| 50936 | 0190-WST-FNP-L12-CASWGH01 | PM03 | 305 | 3W MECH L12 CASE CHECKWEIGHER Servicing | Case Checkweigher Line No 12 | C | 0190E003 | 2014-05-09 | 2013-07-06 | PHCABIOPE
| 422207 | 0190-WST-FNP-L12-FILLER01-DOSINGFNL01 | PM03 | 305 | 156W L12F1 MESPACK AugerBearing Replcmnt | MESPACK Dosing Head No. 1 L12 | B | 0190E003 | 2021-03-17 | 2015-02-20 | PHONGGE
| 422207 | 0190-WST-FNP-L12-FILLER01-DOSINGFNL02 | PM03 | 305 | 156W L12F2 MESPACK AugerBearing Replcmnt | MESPACK Dosing Head No. 2 L12 | B | 0190E003 | 2021-03-17 | 2015-02-20 | PHONGGE
| 52484 | 0190-WST-FNP-L12-FILLER01-PCHCUTTER02 | PM03 | 305 | 13W MESPACK Cutter Replacement | Pouch Cutter No. 2 | B | 0190E004 | 2018-01-12 | 2017-11-06 | PHOROSCOFE
| 52484 | 0190-WST-FNP-L12-FILLER01-PCHCUTTER03 | PM03 | 305 | 13W MESPACK Cutter Replacement | Pouch Cutter No. 3 | B | 0190E004 | 2018-01-12 | 2017-11-06 | PHOROSCOFE
| 510016 | 0190-WST-FNP-L12-INFCVY01-BYPASSCVY01 | PM03 | 305 | 52W L12 PRODEC Infeed1 Gearbox Replacmnt | X-ray Infeed after Bridge Conveyor | B | 0190E003 | 2021-03-17 | 2016-04-26 | PHOROSCOFE
| 43195 | 0190-WST-FNP-L12-METDET01COF | PM03 | 301 | 6M L12 (4A12-MAG-27.05) OPRP Calbt'n | Metal Detector L12 | A | 0190E004 | 2019-02-20 | 2009-07-24 | PHOROSCOFE
| 33911 | 0190-WST-FNP-L12-PCHWGH01 | PM03 | 301 | 1Y L12 Pouch Check Weigher Calibration | Pouch Checkweigher L12 | B | 0190E004 | 2013-09-18 | 2008-07-28 | PHCABIOPE
| 16318 | 0190-WST-FNP-L13-CASWGH01 | PM03 | 307 | 1M Anritzu Case CW Inspection/Servicing | ANRITSU Case Checkweigher Line 13 | C | 0190E008 | 2012-01-19 | 2008-07-28 | PHOROSCOFE
| 34418 | 0190-WST-FNP-L13-CASWGH01 | PM03 | 301 | 1Y Yearly Calibration of Anritsu Case CW | ANRITSU Case Checkweigher Line 13 | C | 0190E008 | 2021-06-03 | 2009-07-30 | PHILAGANAN
| 16319 | 0190-WST-FNP-L13-CSPRTR01 | PM03 | 307 | 1M MARKEM Case Printer Maintenance | MARKEM-IMAJE Case Printer Line 13 | B | 0190E008 | 2012-01-22 | 2011-11-01 | PHOROSCOFE
| 16313 | 0190-WST-FNP-L13-DISCVY01 | PM03 | 307 | 1M Conveyors Cleaning/Inspection Line 4 | Discharge Belt Conveyor After Wolf L-13 | C | 0190E007 | 2012-08-13 | 2009-10-19 | PHOROSCOFE
| 4441 | 0190-WST-FNP-L13-FILLER01 | PM03 | 301 | 1Y Annual Calibration of Temperature Con | WOLF Filling Machine Line 13 | A | 0190E007 | 2021-06-03 | 2008-07-30 | PHILAGANAN
| 15719 | 0190-WST-FNP-L13-FILLER01 | PM03 | 302 | Weekly Filler Machine Carbon Testing | WOLF Filling Machine Line 13 | A | 0190E019 | 2011-02-16 | 2010-03-18 | PHOROSCOFE
| 44062 | 0190-WST-FNP-L13-FILLER01 | PM03 | 302 | 3M Thermal Scanning of Electrical Panel | WOLF Filling Machine Line 13 | A | 0190E014 | 2012-01-16 | 2010-05-31 | PHOROSCOFE
| 15719 | 0190-WST-FNP-L13-FILLER01 | PM03 | 307 | Weekly Filler Machine Carbon Testing | WOLF Filling Machine Line 13 | A | 0190E007 | 2012-01-16 | 2011-04-03 | PHOROSCOFE
| 56375 | 0190-WST-FNP-L13-FILLER01 | PM03 | 307 | 2W FM Inspection/Retighten & Lubrication | WOLF Filling Machine Line 13 | A | 0190E007 | 2012-01-22 | 2011-04-03 | PHOROSCOFE
| 57473 | 0190-WST-FNP-L13-FILLER01 | PM03 | 305 | 8M WOLF 14 DDB Shaft Bearing Replacement | WOLF Filling Machine Line 13 | A | 0190E007 | 2012-08-13 | 2011-05-15 | PHOROSCOFE
| 57483 | 0190-WST-FNP-L13-FILLER01 | PM03 | 305 | 1Y Horizontal ScrewFeeder Brg Replacemnt | WOLF Filling Machine Line 13 | A | 0190E007 | 2012-08-13 | 2011-05-16 | PHOROSCOFE
| 57484 | 0190-WST-FNP-L13-FILLER01 | PM03 | 307 | 1Y FM ScrewFeeder Flatness Test | WOLF Filling Machine Line 13 | A | 0190E007 | 2012-01-16 | 2011-05-16 | PHOROSCOFE
| 58184 | 0190-WST-FNP-L13-FILLER01 | PM03 | 307 | 3M ElectrcialPanel Cleaning/Retigthening | WOLF Filling Machine Line 13 | A | 0190E007 | 2012-06-20 | 2011-06-15 | PHOROSCOFE
| 43175 | 0190-WST-FNP-L13-HORCVY01 | PM03 | 305 | 6M Butterfly Valve Seat Replacement | BF Horizontal Screw Conveyor Line 13 | A | 0190E007 | 2012-08-13 | 2009-07-22 | PHOROSCOFE
| 43704 | 0190-WST-FNP-L13-HORCVY01 | PM03 | 307 | 1M Horizontal Screw Feeder Inspection | BF Horizontal Screw Conveyor Line 13 | A | 0190E007 | 2012-01-29 | 2009-08-28 | PHOROSCOFE
| 57484 | 0190-WST-FNP-L13-HORCVY01 | PM03 | 307 | 1Y FM ScrewFeeder Flatness Test | BF Horizontal Screw Conveyor Line 13 | A | 0190E007 | 2012-01-16 | 2011-05-16 | PHOROSCOFE
| 16313 | 0190-WST-FNP-L13-OUTCVY02 | PM03 | 302 | 1M Conveyors PM BF Line 11,12 & 13 | Modularized Outfeed Conveyor Line 13 | C | 0190E007 | 2012-04-12 | 2010-04-10 | PHOROSCOFE
| 16311 | 0190-WST-FNP-L13-PCHWGH01 | PM03 | 307 | 1M Garvens/ISHIDA PCW Insp./Servicing | GARVENS Pouch Checkweigher Line 13 | C | 0190E008 | 2012-01-22 | 2008-07-28 | PHOROSCOFE
| 34418 | 0190-WST-FNP-L13-PCHWGH01 | PM03 | 301 | 1Y Yearly Calibration of Pouch CW | GARVENS Pouch Checkweigher Line 13 | C | 0190E007 | 2021-06-03 | 2009-07-30 | PHILAGANAN
| 16312 | 0190-WST-FNP-L13-STAPER01 | PM03 | 307 | 1M Monthly Cleaning/Servicing Siat TS | Siat Tape Sealer Line 13 | C | 0190E007 | 2012-01-19 | 2011-07-07 | PHOROSCOFE
| 44122 | 0190-WST-FNP-L13-TILTST01 | PM03 | 305 | 1Y Yearly Replacement of Puller Knob&Nut | BF Tilting Station Line 13 | C | 0190E007 | 2012-08-13 | 2009-09-03 | PHOROSCOFE
| 43705 | 0190-WST-FNP-L13-TILTST01 | PM03 | 307 | 1M Tilting Station/SifterConv Inspection | BF Tilting Station Line 13 | C | 0190E007 | 2012-01-29 | 2009-09-16 | PHOROSCOFE
| 44062 | 0190-WST-FNP-L13-TILTST01 | PM03 | 302 | 3M Thermal Scanning of Electrical Panel | BF Tilting Station Line 13 | C | 0190E007 | 2012-08-13 | 2011-06-01 | PHOROSCOFE
| 58184 | 0190-WST-FNP-L13-TILTST01 | PM03 | 307 | 3M ElectrcialPanel Cleaning/Retigthening | BF Tilting Station Line 13 | C | 0190E007 | 2012-06-20 | 2011-06-15 | PHOROSCOFE
| 16313 | 0190-WST-FNP-L14-PROCVY01 | PM03 | 302 | 1M Conveyors PM BF Line 11,12 & 13 | BF Product Conveyor Line 14 | C | 0190E007 | 2011-11-05 | 2010-04-10 | PHOROSCOFE
| 16318 | 0190-WST-FNP-L15-CASWGH01-REJECTCONVEYOR | PM03 | 307 | 4W Case CW Inspection/Servicing | ISHIDA CCW Rejector Conveyor Line 15 | A | 0190E008 | 2020-12-14 | 2014-05-19 | PHONGGE
| 16318 | 0190-WST-FNP-L15-CASWGH02-WEIGHCONVEYOR | PM03 | 307 | 4W Case CW Inspection/Servicing | ISHIDA CCW Weighing Conveyor Line 15 | A | 0190E008 | 2020-12-14 | 2014-05-19 | PHONGGE
| 56375 | 0190-WST-FNP-L15-FILLER03-CROSS SEALER | PM03 | 307 | 4W FM Inspection/Retighten & Lubrication | FillingMachine Wolf 15C CrossSealer Assy | A | 0190E007 | 2015-12-17 | 2014-05-19 | PHJACOLPA
| 56375 | 0190-WST-FNP-L15-FILLER03-LASERPRINTER | PM03 | 307 | 4W FM Inspection/Retighten & Lubrication | Filling Machine W15C MARKEM LaserPrinter | A | 0190E007 | 2015-12-17 | 2014-05-19 | PHJACOLPA
| 56375 | 0190-WST-FNP-L15-FILLER03-VERTICALSEALER | PM03 | 307 | 4W FM Inspection/Retighten & Lubrication | FillingMachine Wolf15C VerticalSeal Assy | A | 0190E007 | 2015-12-17 | 2014-05-19 | PHJACOLPA
| 56375 | 0190-WST-FNP-L15-FILLER04-CROSS SEALER | PM03 | 307 | 4W FM Inspection/Retighten & Lubrication | FillingMachine Wolf 15D CrossSealer Assy | A | 0190E007 | 2015-12-17 | 2014-05-19 | PHJACOLPA
| 56375 | 0190-WST-FNP-L15-FILLER04-LASERPRINTER | PM03 | 307 | 4W FM Inspection/Retighten & Lubrication | Filling Machine W15D MARKEM LaserPrinter | A | 0190E007 | 2015-12-17 | 2014-05-19 | PHJACOLPA
| 56375 | 0190-WST-FNP-L15-FILLER04-VERTICALSEALER | PM03 | 307 | 4W FM Inspection/Retighten & Lubrication | FillingMachine Wolf15D VerticalSeal Assy | A | 0190E007 | 2015-12-17 | 2014-05-19 | PHJACOLPA
| 60764 | 0190-WST-FNP-PTR-CASPRT01 | PM03 | 305 | 1Y KS FNP L09 Case Printer Servicing | Marsh Carton Printer Line No 9 | A | 0190E004 | 2013-03-26 | 2011-12-31 | PHSANTANJO
| 34196 | 0190-WST-PPT-AUF-SEPRTR03 | PM03 | 302 | 1W PLND PDMS & VIBRATION ANALYSIS LOPX3 | Fopx Separation System | A | 0190E009 | 2011-03-02 | 2010-12-22 | PHFUTALARA
| 51209 | 0190-WST-PPT-CTR-PUMP08 | PM03 | 302 | 1M Vibration Analysis PPT CTR Pump08 | Cooling Tower Pump No.8 Recirculation | A | 0190E009 | 2012-01-18 | 2011-12-10 | PHFUTALARA
| 33392 | 0190-WST-PPT-EBF-CTRPNL01 | PM03 | 302 | 1W THERM EGB STATUTORY INSPECTION | Control Panel Exhaust Boiler | A | 0190E009 | 2009-10-17 | 2008-06-21 | PHSERINAEM
| 33395 | 0190-WST-PPT-EBF-CTRPNL01 | PM03 | 304 | 1M THERM EGB CONDITION MONITORING | Control Panel Exhaust Boiler | A | 0190E009 | 2021-06-03 | 2008-06-21 | PHILAGANAN
| 33394 | 0190-WST-PPT-EBF-CTRPNL01 | PM03 | 302 | 1Y THERM EGB PANEL PLANNED MAINTENANCE | Control Panel Exhaust Boiler | A | 0190E009 | 2009-10-17 | 2008-06-21 | PHSERINAEM
| 33383 | 0190-WST-PPT-EBF-CTRPNL01 | PM03 | 302 | 4M THERM EGB PANEL THERMAL SCANNING | Control Panel Exhaust Boiler | A | 0190E009 | 2009-10-17 | 2008-06-21 | PHSERINAEM
| 33394 | 0190-WST-PPT-EBF-CTRPNL01 | PM03 | 305 | 1Y THERM EGB PANEL PLANNED MAINTENANCE | Control Panel Exhaust Boiler | A | 0190E009 | 2009-10-17 | 2008-06-21 | PHSERINAEM
| 51209 | 0190-WST-PPT-EBF-FEDPMP02 | PM03 | 302 | 1M VIbration Analysis EBF Feedwater Pmp2 | Feed Water Pump 2 | A | 0190E009 | 2012-04-17 | 2011-02-25 | PHFUTALARA
| 60682 | 0190-WST-PPT-EBF-FEDWAT01 | PM03 | 305 | 1Y PLANNED PRESSURE TESTING | Exhaust Boiler Feed Water System | A | 0190E009 | 2012-01-16 | 2011-11-26 | PHFUTALARA
| 52264 | 0190-WST-PPT-EBF-FEDWAT01 | PM03 | 301 | 1Y Cal EGB Steam Header 5D2-PRV-01.02 | Exhaust Boiler Feed Water System | A | 0190E009 | 2021-06-03 | 2014-09-02 | PHILAGANAN
| 52264 | 0190-WST-PPT-EBF-FEDWAT01 | PM03 | 301 | 1Y Cal EGB Steam Drum 5D2-PRV-08.04/02 | Exhaust Boiler Feed Water System | A | 0190E009 | 2021-06-03 | 2014-09-02 | PHILAGANAN
| 52264 | 0190-WST-PPT-EBF-FEDWAT01 | PM03 | 301 | 1Y Cal EGB Steam Drum 5D2-PRV-185 | Exhaust Boiler Feed Water System | A | 0190E009 | 2021-06-03 | 2014-09-02 | PHILAGANAN
| 55240 | 0190-WST-PPT-EBF-FEDWAT01 | PM03 | 301 | 1Y Cal PPT PS 5D1-PG-001 | Exhaust Boiler Feed Water System | A | 0190E009 | 2021-06-03 | 2014-09-02 | PHILAGANAN
| 51986 | 0190-WST-PPT-EBF-FEDWAT01 | PM03 | 301 | 1Y Cal EGB Steam 5D2_FIT-01.12 | Exhaust Boiler Feed Water System | A | 0190E009 | 2021-06-03 | 2014-09-02 | PHILAGANAN
| 55241 | 0190-WST-PPT-EBF-FEDWAT01 | PM03 | 301 | 1Y Cal PPT EGB Ex Gas Outlet 5D2-TG-003 | Exhaust Boiler Feed Water System | A | 0190E009 | 2021-06-03 | 2014-09-03 | PHILAGANAN
| 61179 | 0190-WST-PPT-EBF-FEDWAT01 | PM03 | 301 | 1Y Cal EGB Stm Header 5D2-PS-01.04 | Exhaust Boiler Feed Water System | A | 0190E009 | 2021-06-03 | 2014-09-03 | PHILAGANAN
| 51985 | 0190-WST-PPT-EBF-FEDWAT01 | PM03 | 301 | 1Y Cal PPT_Stm Line 5D1-HMI-TCV04.10 | Exhaust Boiler Feed Water System | A | 0190E009 | 2021-06-03 | 2014-09-03 | PHILAGANAN
| 51985 | 0190-WST-PPT-EBF-FEDWAT01 | PM03 | 301 | 1Y Cal PPT_Stm Line 5D1-TCV-04.10 | Exhaust Boiler Feed Water System | A | 0190E009 | 2021-06-03 | 2014-09-03 | PHILAGANAN
| 61179 | 0190-WST-PPT-EBF-FEDWAT01 | PM03 | 301 | 1Y Cal EGB_Steam Header 5D2-PT-01.04 | Exhaust Boiler Feed Water System | A | 0190E009 | 2021-06-03 | 2014-09-03 | PHILAGANAN
| 61179 | 0190-WST-PPT-EBF-FEDWAT01 | PM03 | 301 | 1Y Cal PPT_EGB Out 5D2_PT-01.11 | Exhaust Boiler Feed Water System | A | 0190E009 | 2021-06-03 | 2014-09-03 | PHILAGANAN
| 55240 | 0190-WST-PPT-EBF-FEDWAT01 | PM03 | 301 | 1Y Cal PPT_EGB Steam Drum 5D2_PG-08.22 | Exhaust Boiler Feed Water System | A | 0190E009 | 2021-06-03 | 2014-09-03 | PHILAGANAN
| 55241 | 0190-WST-PPT-EBF-FEDWAT01 | PM03 | 301 | 1Y Cal ZR3-4 Heat Recovery 5D6_TG-337 | Exhaust Boiler Feed Water System | A | 0190E009 | 2021-06-03 | 2014-09-09 | PHILAGANAN
| 33439 | 0190-WST-PPT-EBF-POWPNL01 | PM03 | 302 | 2W EGB01 EI PLANNED SERVICE MAINTENANCE | Power And Control Panel | B | 0190E009 | 2009-10-18 | 2008-07-01 | PHSERINAEM
| 61154 | 0190-WST-PPT-EBF-SOTBLW01 | PM03 | 305 | 1Y Planned Service EGB Soot Blowers 2 | Soot Blower 1 And 2 | A | 0190E009 | 2011-12-15 | 2011-12-15 | PHFUTALARA
| 61154 | 0190-WST-PPT-EBF-SOTBLW01 | PM03 | 305 | 1Y Planned Service EGB Soot Blower 3 | Soot Blower 1 And 2 | A | 0190E009 | 2011-12-15 | 2011-12-15 | PHFUTALARA
| 52264 | 0190-WST-PPT-EBF-STDRUM01 | PM03 | 301 | 1Y CALIBRATION 3H_PRV-002 | Exhaust Boiler Steam Drum | A | 0190E009 | 2021-06-03 | 2010-10-30 | PHILAGANAN
| 52264 | 0190-WST-PPT-EBF-STDRUM01 | PM03 | 301 | 1Y CALIBRATION 3H_PRV-001 | Exhaust Boiler Steam Drum | A | 0190E009 | 2021-06-03 | 2010-10-30 | PHILAGANAN
| 61058 | 0190-WST-PPT-EBF-STDRUM01 | PM03 | 306 | 1Y Boiler Hydrostatic Test | Exhaust Boiler Steam Drum | A | 0190E009 | 2021-06-03 | 2011-12-10 | PHILAGANAN
| 51801 | 0190-WST-PPT-FSF-DIETNK01 | PM03 | 307 | 2Y NDT/LEAK TEST DIESEL NO4 TANKS | Tank No 4 Diesel | B | 0190E009 | 2011-07-09 | 2011-05-13 | PHFUTALARA
| 51801 | 0190-WST-PPT-FSF-DIETNK02 | PM03 | 307 | 2Y NDT/LEAK TEST DIESEL NO6 TANKS | Tank No 6 Diesel | B | 0190E009 | 2011-07-09 | 2011-05-13 | PHFUTALARA
| 33341 | 0190-WST-PPT-GN5-AIRSTR01 | PM03 | 305 | 5000RH STARTING AIR PLANNED MAINTENANCE | Wartsila Generator Starting Air | C | 0190E009 | 2009-10-17 | 2008-06-18 | PHSERINAEM
| 33342 | 0190-WST-PPT-GN5-AIRSTR01 | PM03 | 305 | 10000RH STARTING AIR PLANNED MAINTENANCE | Wartsila Generator Starting Air | C | 0190E009 | 2009-10-17 | 2008-06-18 | PHSERINAEM
| 36396 | 0190-WST-PPT-GN5-AIRSTR01 | PM03 | 304 | 2Y NDT G5 Starting Air Tank | Wartsila Generator Starting Air | C | 0190E009 | 2021-06-03 | 2009-02-03 | PHILAGANAN
| 45854 | 0190-WST-PPT-GN5-AIRSTR01 | PM03 | 305 | 4000RH STARTING AIR SERVICE MAINTENANCE | Wartsila Generator Starting Air | C | 0190E009 | 2011-02-19 | 2009-11-03 | PHFUTALARA
| 45801 | 0190-WST-PPT-GN5-AIRSTR01 | PM03 | 302 | 3M THERMOGRAPHY SCAN G5 STARTAIR PANEL | Wartsila Generator Starting Air | C | 0190E011 | 2011-12-15 | 2009-11-13 | PHFUTALARA
| 61179 | 0190-WST-PPT-GN5-AIRSTR01 | PM03 | 301 | 1Y Cal Wartsila Comp Air 5D1-PS-13.05/01 | Wartsila Generator Starting Air | C | 0190E009 | 2021-06-03 | 2014-09-04 | PHILAGANAN
| 61179 | 0190-WST-PPT-GN5-AIRSTR01 | PM03 | 301 | 1Y Cal Wartsila Comp Air 5D1-PS-13.05/02 | Wartsila Generator Starting Air | C | 0190E009 | 2021-06-03 | 2014-09-04 | PHILAGANAN
| 45801 | 0190-WST-PPT-GN5-CFA901 | PM03 | 302 | 3M Thermography Scan G5 CFA 901 Panel | Wartsila Common Control Panel CFA 901 | A | 0190E009 | 2012-05-26 | 2009-11-13 | PHFUTALARA
| 45801 | 0190-WST-PPT-GN5-CFC011 | PM03 | 302 | 3M Thermography Scan G5 CFC 011 Panel | Wartsila Engine Control Panel CFC 011 | A | 0190E009 | 2012-05-26 | 2009-11-13 | PHFUTALARA
| 45801 | 0190-WST-PPT-GN5-CFE011 | PM03 | 302 | 3M THERMOGRAPHY SCAN G5 CFE 011 | Wartsila Engine Control Panel CFE 011 | A | 0190E009 | 2011-12-15 | 2009-11-13 | PHFUTALARA
| 33395 | 0190-WST-PPT-GN5-COLSYS01 | PM03 | 304 | 1M PPLANT CTWR MCC CONDITION MONITORING | Wartsila Generator Cooling Water System | A | 0190E009 | 2021-06-03 | 2008-06-21 | PHILAGANAN
| 33394 | 0190-WST-PPT-GN5-COLSYS01 | PM03 | 305 | 1Y PPLANT CTWR PLANNED MAINTENANCE | Wartsila Generator Cooling Water System | A | 0190E009 | 2009-10-17 | 2008-06-21 | PHSERINAEM
| 33383 | 0190-WST-PPT-GN5-COLSYS01 | PM03 | 302 | 4M PPLANT CTWR PANEL THERMAL SCANNING | Wartsila Generator Cooling Water System | A | 0190E009 | 2009-10-17 | 2008-06-21 | PHSERINAEM
| 45801 | 0190-WST-PPT-GN5-COLSYS01 | PM03 | 302 | 3M THERMOGRAPHY SCAN G5 COLSYS PANEL | Wartsila Generator Cooling Water System | A | 0190E011 | 2011-12-15 | 2009-11-14 | PHFUTALARA
| 45801 | 0190-WST-PPT-GN5-DISPNL01 | PM03 | 302 | 3M Thermography Scan G5 LVS Panel | Wartsila Low Voltage Switchgear 440V, 3p | A | 0190E009 | 2012-05-26 | 2009-11-13 | PHFUTALARA
| 33383 | 0190-WST-PPT-GN5-EHGBLR01 | PM03 | 302 | 4M AALBRG EGB PANEL THERMAL SCANNING | Wartsila Generator Exh. Gas Boiler | A | 0190E009 | 2009-10-17 | 2008-06-22 | PHSERINAEM
| 33394 | 0190-WST-PPT-GN5-EHGBLR01 | PM03 | 305 | 1Y AALBRG EGB PANEL PLANNED MAINTENANCE | Wartsila Generator Exh. Gas Boiler | A | 0190E009 | 2009-10-17 | 2008-06-22 | PHSERINAEM
| 33392 | 0190-WST-PPT-GN5-EHGBLR01 | PM03 | 304 | 1W AALBRG EGB CONDITION MONITORING | Wartsila Generator Exh. Gas Boiler | A | 0190E009 | 2021-06-03 | 2008-06-21 | PHILAGANAN
| 33395 | 0190-WST-PPT-GN5-EHGBLR01 | PM03 | 302 | 1M AALBRG EGB CONDITION MONITORING | Wartsila Generator Exh. Gas Boiler | A | 0190E009 | 2009-10-17 | 2008-06-21 | PHSERINAEM
| 33392 | 0190-WST-PPT-GN5-EHGBLR01 | PM03 | 302 | 2W EGB02 EI PLANNED SERVICE MAINTENANCE | Wartsila Generator Exh. Gas Boiler | A | 0190E011 | 2009-10-18 | 2008-07-01 | PHSERINAEM
| 4411 | 0190-WST-PPT-GN5-EHGBLR01 | PM03 | 304 | 1Y EGB Maintenance and Servicing | Wartsila Generator Exh. Gas Boiler | A | 0190E009 | 2021-06-03 | 2008-10-27 | PHILAGANAN
| 4411 | 0190-WST-PPT-GN5-EHGBLR01 | PM03 | 304 | 1Y Boiler Statutory Inspection | Wartsila Generator Exh. Gas Boiler | A | 0190E009 | 2021-06-03 | 2008-10-25 | PHILAGANAN
| 45801 | 0190-WST-PPT-GN5-EHGBLR01 | PM03 | 302 | 3M Thermal Scan EGB Panels | Wartsila Generator Exh. Gas Boiler | A | 0190E009 | 2012-05-26 | 2009-11-13 | PHFUTALARA
| 61058 | 0190-WST-PPT-GN5-EHGBLR01 | PM03 | 304 | 1Y Boiler Hydrostatic Test | Wartsila Generator Exh. Gas Boiler | A | 0190E009 | 2021-06-03 | 2012-10-29 | PHILAGANAN
| 60742 | 0190-WST-PPT-GN5-EHGBLR01 | PM03 | 304 | 2Y NDT TEST -BOILER | Wartsila Generator Exh. Gas Boiler | A | 0190E009 | 2021-06-03 | 2013-03-22 | PHILAGANAN
| 33060 | 0190-WST-PPT-GN5-ENGINE001 | PM03 | 305 | 10000RH WARTSILA PLANNED MAINTENANCE | Wartsila Generator Engine | A | 0190E009 | 2008-07-31 | 2008-05-31 | PHSERINAEM
|  | 0190-WST-PPT-GN5-ENGINE001 | PM03 | 305 | 14000RH WARTSILA PLANNED MAINTENANCE | Wartsila Generator Engine | A | 0190E009 | 2008-07-31 | 2008-06-13 | PHSERINAEM
|  | 0190-WST-PPT-GN5-ENGINE001 | PM03 | 305 | 18000RH WARTSILA PLANNED MAINTENANCE | Wartsila Generator Engine | A | 0190E009 | 2008-07-31 | 2008-06-13 | PHSERINAEM
| 33174 | 0190-WST-PPT-GN5-ENGINE001 | PM03 | 305 | 22000RH WARTSILA PLANNED MAINTENANCE | Wartsila Generator Engine | A | 0190E009 | 2008-07-31 | 2008-06-13 | PHSERINAEM
| 33165 | 0190-WST-PPT-GN5-ENGINE001 | PM03 | 305 | 24000RH WARTSILA PLANNED MAINTENANCE | Wartsila Generator Engine | A | 0190E009 | 2008-07-31 | 2008-06-13 | PHSERINAEM
| 33175 | 0190-WST-PPT-GN5-ENGINE001 | PM03 | 305 | 26000RH WARTSILA PLANNED MAINTENANCE | Wartsila Generator Engine | A | 0190E009 | 2008-07-31 | 2008-06-13 | PHSERINAEM
| 33166 | 0190-WST-PPT-GN5-ENGINE001 | PM03 | 305 | 28000RH WARTSILA PLANNED MAINTENANCE | Wartsila Generator Engine | A | 0190E009 | 2008-07-31 | 2008-06-13 | PHSERINAEM
| 33176 | 0190-WST-PPT-GN5-ENGINE001 | PM03 | 305 | 30000RH WARTSILA PLANNED MAINTENANCE | Wartsila Generator Engine | A | 0190E009 | 2008-07-31 | 2008-06-13 | PHSERINAEM
| 33167 | 0190-WST-PPT-GN5-ENGINE001 | PM03 | 305 | 32000RH WARTSILA PLANNED MAINTENANCE | Wartsila Generator Engine | A | 0190E009 | 2008-07-31 | 2008-06-13 | PHSERINAEM
| 33177 | 0190-WST-PPT-GN5-ENGINE001 | PM03 | 305 | 34000RH WARTSILA PLANNED MAINTENANCE | Wartsila Generator Engine | A | 0190E009 | 2008-07-31 | 2008-06-13 | PHSERINAEM
| 33178 | 0190-WST-PPT-GN5-ENGINE001 | PM03 | 305 | 36000RH WARTSILA PLANNED MAINTENANCE | Wartsila Generator Engine | A | 0190E009 | 2008-07-31 | 2008-06-14 | PHSERINAEM
| 33169 | 0190-WST-PPT-GN5-ENGINE001 | PM03 | 305 | 40000RH WARTSILA PLANNED MAINTENANCE | Wartsila Generator Engine | A | 0190E009 | 2008-07-31 | 2008-06-14 | PHSERINAEM
| 33180 | 0190-WST-PPT-GN5-ENGINE001 | PM03 | 305 | 42000RH WARTSILA PLANNED MAINTENANCE | Wartsila Generator Engine | A | 0190E009 | 2008-07-31 | 2008-06-14 | PHSERINAEM
| 33170 | 0190-WST-PPT-GN5-ENGINE001 | PM03 | 305 | 44000RH WARTSILA PLANNED MAINTENANCE | Wartsila Generator Engine | A | 0190E009 | 2008-07-31 | 2008-06-14 | PHSERINAEM
| 33171 | 0190-WST-PPT-GN5-ENGINE001 | PM03 | 305 | 48000RH WARTSILA PLANNED MAINTENANCE | Wartsila Generator Engine | A | 0190E009 | 2008-07-31 | 2008-06-14 | PHSERINAEM
| 33160 | 0190-WST-PPT-GN5-ENGINE001 | PM03 | 305 | 12000RH WARTSILA PLANNED MAINTENANCE | Wartsila Generator Engine | A | 0190E009 | 2008-07-31 | 2008-06-13 | PHSERINAEM
| 33161 | 0190-WST-PPT-GN5-ENGINE001 | PM03 | 305 | 16000RH WARTSILA PLANNED MAINTENANCE | Wartsila Generator Engine | A | 0190E009 | 2008-07-31 | 2008-06-13 | PHSERINAEM
| 33164 | 0190-WST-PPT-GN5-ENGINE001 | PM03 | 305 | 20000RH WARTSILA PLANNED MAINTENANCE | Wartsila Generator Engine | A | 0190E009 | 2008-07-31 | 2008-06-13 | PHSERINAEM
| 45625 | 0190-WST-PPT-GN5-ENGINE001 | PM03 | 304 | 6M Air Emission Test Wartsila Genset | Wartsila Generator Engine | A | 0190E009 | 2021-06-03 | 2009-10-20 | PHILAGANAN
| 45858 | 0190-WST-PPT-GN5-ENGINE001 | PM03 | 305 | 4000RH ENGINE SERVICE MAINTENANCE | Wartsila Generator Engine | A | 0190E009 | 2010-10-27 | 2009-10-29 | PHFUTALARA
| 400649 | 0190-WST-PPT-GN5-ENGINE001 | PM03 | 304 | 1Y Renewal Permit to Operate GN5 | Wartsila Generator Engine | A | 0190E009 | 2021-06-03 | 2012-02-04 | PHILAGANAN
| 45852 | 0190-WST-PPT-GN5-FULBOS01 | PM03 | 305 | 4000RH BOOSTERMODULE SERVICE MAINTENANCE | Wartsila Fuel Booster Module | A | 0190E009 | 2011-02-19 | 2009-11-03 | PHFUTALARA
| 45801 | 0190-WST-PPT-GN5-FULBOS01 | PM03 | 302 | 3M Thermography Scan G5 FulBooster Panel | Wartsila Fuel Booster Module | A | 0190E009 | 2012-05-26 | 2009-11-13 | PHFUTALARA
| 45857 | 0190-WST-PPT-GN5-FULFTR01 | PM03 | 305 | 4000RH FUELFILTER SERVICE MAINTENANCE | Wartsila Engine Fuel Filter 01 | C | 0190E009 | 2011-02-19 | 2009-11-03 | PHFUTALARA
| 45801 | 0190-WST-PPT-GN5-FULFTR01 | PM03 | 302 | 3M THERMOGRAPHY SCAN G5 FUEL FILTER PNL | Wartsila Engine Fuel Filter 01 | C | 0190E011 | 2011-12-15 | 2009-11-14 | PHFUTALARA
| 45853 | 0190-WST-PPT-GN5-GENSET01 | PM03 | 305 | 4000RH GENALTERNATOR SERVICE MAINTNENANC | Wartsila Generator | A | 0190E009 | 2011-02-19 | 2009-11-04 | PHFUTALARA
| 33291 | 0190-WST-PPT-GN5-HFOSEP01 | PM03 | 305 | 8000RH LSFO SEPARATOR01 PLANNED MAINT | Wartsila Heavy Oil Separator 01 | C | 0190E009 | 2009-10-17 | 2008-06-17 | PHSERINAEM
| 33292 | 0190-WST-PPT-GN5-HFOSEP01 | PM03 | 305 | 12000RH LSFO SEPARATOR01 PLANNED MAINT | Wartsila Heavy Oil Separator 01 | C | 0190E009 | 2009-10-17 | 2008-06-17 | PHSERINAEM
| 33293 | 0190-WST-PPT-GN5-HFOSEP01 | PM03 | 305 | 16000RH LSFO SEPARATOR01 PLANNED MAINT | Wartsila Heavy Oil Separator 01 | C | 0190E009 | 2009-10-17 | 2008-06-17 | PHSERINAEM
| 33294 | 0190-WST-PPT-GN5-HFOSEP01 | PM03 | 305 | 20000RH LSFO SEPARATOR01 PLANNED MAINT | Wartsila Heavy Oil Separator 01 | C | 0190E009 | 2009-10-17 | 2008-06-17 | PHSERINAEM
| 33295 | 0190-WST-PPT-GN5-HFOSEP01 | PM03 | 305 | 24000RH LSFO SEPARATOR01 PLANNED MAINT | Wartsila Heavy Oil Separator 01 | C | 0190E009 | 2009-10-17 | 2008-06-17 | PHSERINAEM
| 33296 | 0190-WST-PPT-GN5-HFOSEP01 | PM03 | 305 | 28000RH LSFO SEPARATOR01 PLANNED MAINT | Wartsila Heavy Oil Separator 01 | C | 0190E009 | 2009-10-17 | 2008-06-17 | PHSERINAEM
| 33297 | 0190-WST-PPT-GN5-HFOSEP01 | PM03 | 305 | 32000RH LSFO SEPARATOR01 PLANNED MAINT | Wartsila Heavy Oil Separator 01 | C | 0190E009 | 2009-10-17 | 2008-06-17 | PHSERINAEM
| 33298 | 0190-WST-PPT-GN5-HFOSEP01 | PM03 | 305 | 36000RH LSFO SEPARATOR01 PLANNED MAINT | Wartsila Heavy Oil Separator 01 | C | 0190E009 | 2009-10-17 | 2008-06-17 | PHSERINAEM
| 33299 | 0190-WST-PPT-GN5-HFOSEP01 | PM03 | 305 | 40000RH LSFO SEPARATOR01 PLANNED MAINT | Wartsila Heavy Oil Separator 01 | C | 0190E009 | 2009-10-17 | 2008-06-17 | PHSERINAEM
| 33300 | 0190-WST-PPT-GN5-HFOSEP01 | PM03 | 305 | 44000RH LSFO SEPARATOR01 PLANNED MAINT | Wartsila Heavy Oil Separator 01 | C | 0190E009 | 2009-10-17 | 2008-06-17 | PHSERINAEM
| 33303 | 0190-WST-PPT-GN5-HFOSEP01 | PM03 | 305 | 48000RH LSFO SEPARATOR01 PLANNED MAINT | Wartsila Heavy Oil Separator 01 | C | 0190E009 | 2009-10-17 | 2008-06-17 | PHSERINAEM
| 33392 | 0190-WST-PPT-GN5-HFOSEP01 | PM03 | 304 | 1W HSFO01 STATUTORY INSPECTION | Wartsila Heavy Oil Separator 01 | C | 0190E009 | 2021-06-03 | 2008-06-22 | PHILAGANAN
| 33395 | 0190-WST-PPT-GN5-HFOSEP01 | PM03 | 302 | 1M HFO01 CONDITION MONITORING | Wartsila Heavy Oil Separator 01 | C | 0190E009 | 2009-10-17 | 2008-06-22 | PHSERINAEM
| 33383 | 0190-WST-PPT-GN5-HFOSEP01 | PM03 | 302 | 4M HFO01 PANEL THERMAL SCANNING | Wartsila Heavy Oil Separator 01 | C | 0190E009 | 2009-10-17 | 2008-06-22 | PHSERINAEM
| 33394 | 0190-WST-PPT-GN5-HFOSEP01 | PM03 | 305 | 1Y HFO01PANEL PLANNED MAINTENANCE | Wartsila Heavy Oil Separator 01 | C | 0190E009 | 2009-10-17 | 2008-06-22 | PHSERINAEM
| 45801 | 0190-WST-PPT-GN5-HFOSEP01 | PM03 | 302 | 3M Thermography Scan G5 HFO Sep01 Panel | Wartsila Heavy Oil Separator 01 | C | 0190E011 | 2012-05-26 | 2009-11-13 | PHFUTALARA
| 33291 | 0190-WST-PPT-GN5-HFOSEP02 | PM03 | 305 | 8000RH LSFO SEPARATOR02 PLANNED MAINT | Wartsila Heavy Oil Separator 02 | C | 0190E009 | 2009-10-17 | 2008-06-17 | PHSERINAEM
| 33292 | 0190-WST-PPT-GN5-HFOSEP02 | PM03 | 305 | 12000RH LSFO SEPARATOR02 PLANNED MAINT | Wartsila Heavy Oil Separator 02 | C | 0190E009 | 2009-10-17 | 2008-06-17 | PHSERINAEM
| 33293 | 0190-WST-PPT-GN5-HFOSEP02 | PM03 | 305 | 16000RH LSFO SEPARATOR02 PLANNED MAINT | Wartsila Heavy Oil Separator 02 | C | 0190E009 | 2009-10-17 | 2008-06-17 | PHSERINAEM
| 33294 | 0190-WST-PPT-GN5-HFOSEP02 | PM03 | 305 | 20000RH LSFO SEPARATOR02 PLANNED MAINT | Wartsila Heavy Oil Separator 02 | C | 0190E009 | 2009-10-17 | 2008-06-17 | PHSERINAEM
| 33295 | 0190-WST-PPT-GN5-HFOSEP02 | PM03 | 305 | 24000RH LSFO SEPARATOR02 PLANNED MAINT | Wartsila Heavy Oil Separator 02 | C | 0190E009 | 2009-10-17 | 2008-06-17 | PHSERINAEM
| 33296 | 0190-WST-PPT-GN5-HFOSEP02 | PM03 | 305 | 28000RH LSFO SEPARATOR02 PLANNED MAINT | Wartsila Heavy Oil Separator 02 | C | 0190E009 | 2009-10-17 | 2008-06-17 | PHSERINAEM
| 33297 | 0190-WST-PPT-GN5-HFOSEP02 | PM03 | 305 | 32000RH LSFO SEPARATOR02 PLANNED MAINT | Wartsila Heavy Oil Separator 02 | C | 0190E009 | 2009-10-17 | 2008-06-17 | PHSERINAEM
| 33298 | 0190-WST-PPT-GN5-HFOSEP02 | PM03 | 305 | 36000RH LSFO SEPARATOR02 PLANNED MAINT | Wartsila Heavy Oil Separator 02 | C | 0190E009 | 2009-10-17 | 2008-06-17 | PHSERINAEM
| 33299 | 0190-WST-PPT-GN5-HFOSEP02 | PM03 | 305 | 40000RH LSFO SEPARATOR02 PLANNED MAINT | Wartsila Heavy Oil Separator 02 | C | 0190E009 | 2009-10-17 | 2008-06-17 | PHSERINAEM
| 33300 | 0190-WST-PPT-GN5-HFOSEP02 | PM03 | 305 | 44000RH LSFO SEPARATOR02 PLANNED MAINT | Wartsila Heavy Oil Separator 02 | C | 0190E009 | 2009-10-17 | 2008-06-17 | PHSERINAEM
| 33303 | 0190-WST-PPT-GN5-HFOSEP02 | PM03 | 305 | 48000RH LSFO SEPARATOR02 PLANNED MAINT | Wartsila Heavy Oil Separator 02 | C | 0190E009 | 2009-10-17 | 2008-06-17 | PHSERINAEM
| 33392 | 0190-WST-PPT-GN5-HFOSEP02 | PM03 | 304 | 1W LSFO02 STATUTORY INSPECTION | Wartsila Heavy Oil Separator 02 | C | 0190E009 | 2021-06-03 | 2008-06-22 | PHILAGANAN
| 33395 | 0190-WST-PPT-GN5-HFOSEP02 | PM03 | 302 | 1M HFO02 CONDITION MONITORING | Wartsila Heavy Oil Separator 02 | C | 0190E009 | 2009-10-17 | 2008-06-22 | PHSERINAEM
| 33383 | 0190-WST-PPT-GN5-HFOSEP02 | PM03 | 302 | 4M HFO02 PANEL THERMAL SCANNING | Wartsila Heavy Oil Separator 02 | C | 0190E009 | 2009-10-17 | 2008-06-22 | PHSERINAEM
| 33394 | 0190-WST-PPT-GN5-HFOSEP02 | PM03 | 305 | 1Y HFO02 PANEL PLANNED MAINTENANCE | Wartsila Heavy Oil Separator 02 | C | 0190E009 | 2009-10-17 | 2008-06-22 | PHSERINAEM
| 33294 | 0190-WST-PPT-GN5-HFOSEP02 | PM03 | 305 | 20000HR HFO2 PLANNED SERVICE MAINTENANCE | Wartsila Heavy Oil Separator 02 | C | 0190E009 | 2009-10-17 | 2008-07-04 | PHSERINAEM
| 33295 | 0190-WST-PPT-GN5-HFOSEP02 | PM03 | 305 | 24000HR HFO2 PLANNED SERVICE MAINTENANCE | Wartsila Heavy Oil Separator 02 | C | 0190E009 | 2009-10-17 | 2008-07-04 | PHSERINAEM
| 33296 | 0190-WST-PPT-GN5-HFOSEP02 | PM03 | 305 | 28000HR HFO2 PLANNED SERVICE MAINTENANCE | Wartsila Heavy Oil Separator 02 | C | 0190E009 | 2009-10-17 | 2008-07-04 | PHSERINAEM
| 33289 | 0190-WST-PPT-GN5-HFOSEP02 | PM03 | 305 | 4000RH LSFO2 PLANNED SERVICE MAINTENANCE | Wartsila Heavy Oil Separator 02 | C | 0190E009 | 2009-10-17 | 2008-07-03 | PHSERINAEM
| 33291 | 0190-WST-PPT-GN5-HFOSEP02 | PM03 | 305 | 8000RH LSFO2 PLANNED SERVICE MAINTENANCE | Wartsila Heavy Oil Separator 02 | C | 0190E009 | 2009-10-17 | 2008-07-03 | PHSERINAEM
| 33292 | 0190-WST-PPT-GN5-HFOSEP02 | PM03 | 305 | 12000RH HFO2 PLANNED SERVICE MAINTENANCE | Wartsila Heavy Oil Separator 02 | C | 0190E009 | 2009-10-17 | 2008-07-03 | PHSERINAEM
| 33293 | 0190-WST-PPT-GN5-HFOSEP02 | PM03 | 305 | 16000RH HFO2 PLANNED SERVICE MAINTENANCE | Wartsila Heavy Oil Separator 02 | C | 0190E009 | 2009-10-17 | 2008-07-03 | PHSERINAEM
| 33297 | 0190-WST-PPT-GN5-HFOSEP02 | PM03 | 305 | 32000HR HFO2 PLANNED SERVICE MAINTENANCE | Wartsila Heavy Oil Separator 02 | C | 0190E009 | 2009-10-17 | 2008-07-04 | PHSERINAEM
| 33298 | 0190-WST-PPT-GN5-HFOSEP02 | PM03 | 305 | 36000HR HFO2 PLANNED SERVICE MAINTENANCE | Wartsila Heavy Oil Separator 02 | C | 0190E009 | 2009-10-17 | 2008-07-04 | PHSERINAEM
| 33299 | 0190-WST-PPT-GN5-HFOSEP02 | PM03 | 305 | 40000HR HFO2 PLANNED SERVICE MAINTENANCE | Wartsila Heavy Oil Separator 02 | C | 0190E009 | 2009-10-17 | 2008-07-04 | PHSERINAEM
| 33300 | 0190-WST-PPT-GN5-HFOSEP02 | PM03 | 305 | 44000HR HFO2 PLANNED SERVICE MAINTENANCE | Wartsila Heavy Oil Separator 02 | C | 0190E009 | 2009-10-17 | 2008-07-04 | PHSERINAEM
| 33303 | 0190-WST-PPT-GN5-HFOSEP02 | PM03 | 305 | 48000HR HFO2 PLANNED SERVICE MAINTENANCE | Wartsila Heavy Oil Separator 02 | C | 0190E009 | 2009-10-17 | 2008-07-04 | PHSERINAEM
| 45801 | 0190-WST-PPT-GN5-HFOSEP02 | PM03 | 302 | 3M Thermography Scan G5 HFO Sep02 Panel | Wartsila Heavy Oil Separator 02 | C | 0190E011 | 2012-05-26 | 2009-11-13 | PHFUTALARA
| 60852 | 0190-WST-PPT-GN5-HFOSEP02 | PM03 | 305 | 1Y Planned Maintenance HFO Separator 2 | Wartsila Heavy Oil Separator 02 | C | 0190E009 | 2012-01-12 | 2011-12-08 | PHFUTALARA
| 60845 | 0190-WST-PPT-GN5-HFOSEP02 | PM03 | 307 | 1W Inspection HFO Separator 2 | Wartsila Heavy Oil Separator 02 | C | 0190E009 | 2012-02-13 | 2012-01-16 | PHFUTALARA
| 45856 | 0190-WST-PPT-GN5-HRCVRY01 | PM03 | 305 | 4000RH HEATRECOVERSYS SERVICE MAINTENANC | Wartsila Generator Heat Recovery System | A | 0190E009 | 2011-02-19 | 2009-11-04 | PHFUTALARA
| 45801 | 0190-WST-PPT-GN5-HYDROP01 | PM03 | 302 | 3M THERMOGRAPHY SCAN G5 HYDROPHORE PANEL | Wartsila Generator Hydrophore System | A | 0190E011 | 2011-12-15 | 2009-11-14 | PHFUTALARA
| 33331 | 0190-WST-PPT-GN5-INSAIR01 | PM03 | 305 | 4M AIR DRYER PLANNED MAINTENANCE | Wartsila Generator Instrument Air | C | 0190E009 | 2009-10-17 | 2008-06-18 | PHSERINAEM
| 33332 | 0190-WST-PPT-GN5-INSAIR01 | PM03 | 305 | 1Y AIR DRYER PLANNED MAINTENANCE | Wartsila Generator Instrument Air | C | 0190E009 | 2009-10-17 | 2008-06-18 | PHSERINAEM
| 33333 | 0190-WST-PPT-GN5-INSAIR01 | PM03 | 305 | 1500RH COMPRESSOR PLANNED MAINTENANCE | Wartsila Generator Instrument Air | C | 0190E009 | 2009-10-17 | 2008-06-18 | PHSERINAEM
| 33334 | 0190-WST-PPT-GN5-INSAIR01 | PM03 | 305 | 2000RH COMPRESSOR PLANNED MAINTENANCE | Wartsila Generator Instrument Air | C | 0190E009 | 2009-10-17 | 2008-06-18 | PHSERINAEM
| 33335 | 0190-WST-PPT-GN5-INSAIR01 | PM03 | 305 | 4000RH COMPRESSOR PLANNED MAINTENANCE | Wartsila Generator Instrument Air | C | 0190E009 | 2009-10-17 | 2008-06-18 | PHSERINAEM
| 33336 | 0190-WST-PPT-GN5-INSAIR01 | PM03 | 305 | 6000RH COMPRESSOR PLANNED MAINTENANCE | Wartsila Generator Instrument Air | C | 0190E009 | 2009-10-17 | 2008-06-18 | PHSERINAEM
| 36396 | 0190-WST-PPT-GN5-INSAIR01 | PM03 | 304 | 2Y NDT G5 Instrument Air Tank | Wartsila Generator Instrument Air | C | 0190E009 | 2021-06-03 | 2009-02-03 | PHILAGANAN
| 45801 | 0190-WST-PPT-GN5-INSAIR01 | PM03 | 302 | 3M THERMOGRAPHY SCAN G5 INSAIR PANEL | Wartsila Generator Instrument Air | C | 0190E011 | 2011-12-15 | 2009-11-13 | PHFUTALARA
| 45850 | 0190-WST-PPT-GN5-LUBOIL02 | PM03 | 305 | 4000RH LUBOILSYS SERVICE MAINTENANCE | Wartsila Engine Lube Oil System 02 | C | 0190E009 | 2011-02-19 | 2009-11-04 | PHFUTALARA
|  | 0190-WST-PPT-GN5-LUBOIL02 | PM03 |  | 4000RH FUELSYSTEM SERVICE MAINTENANCE | Wartsila Engine Lube Oil System 02 | C | 0190E009 | 2009-11-04 | 2009-11-04 | PHSERINAEM
| 45801 | 0190-WST-PPT-GN5-LUBOIL02 | PM03 | 302 | 3M THERMOGRAPHY SCAN G5 OILSEP PANEL | Wartsila Engine Lube Oil System 02 | C | 0190E009 | 2011-12-15 | 2009-11-13 | PHFUTALARA
| 33149 | 0190-WST-PPT-GN5-OILSEP | PM03 | 305 | 8000RH LUBE OIL SEPARATOR PLANNED MAINT | Wartsila Lube Oil Separator 01 | C | 0190E009 | 2009-10-17 | 2008-06-13 | PHSERINAEM
| 33147 | 0190-WST-PPT-GN5-OILSEP | PM03 | 305 | 12000RH LUBE OIL SEPARATOR PLANNED MAINT | Wartsila Lube Oil Separator 01 | C | 0190E009 | 2009-10-17 | 2008-06-13 | PHSERINAEM
| 33151 | 0190-WST-PPT-GN5-OILSEP | PM03 | 305 | 16000RH LUBE OIL SEPARATOR PLANNED MAINT | Wartsila Lube Oil Separator 01 | C | 0190E009 | 2009-10-17 | 2008-06-13 | PHSERINAEM
| 33152 | 0190-WST-PPT-GN5-OILSEP | PM03 | 305 | 20000RH LUBE OIL SEPARATOR PLANNED MAINT | Wartsila Lube Oil Separator 01 | C | 0190E009 | 2009-10-17 | 2008-06-13 | PHSERINAEM
| 33153 | 0190-WST-PPT-GN5-OILSEP | PM03 | 305 | 24000RH LUBE OIL SEPARATOR PLANNED MAINT | Wartsila Lube Oil Separator 01 | C | 0190E009 | 2009-10-17 | 2008-06-13 | PHSERINAEM
| 33154 | 0190-WST-PPT-GN5-OILSEP | PM03 | 305 | 28000RH LUBE OIL SEPARATOR PLANNED MAINT | Wartsila Lube Oil Separator 01 | C | 0190E009 | 2009-10-17 | 2008-06-13 | PHSERINAEM
| 33155 | 0190-WST-PPT-GN5-OILSEP | PM03 | 305 | 32000RH LUBE OIL SEPARATOR PLANNED MAINT | Wartsila Lube Oil Separator 01 | C | 0190E009 | 2009-10-17 | 2008-06-13 | PHSERINAEM
| 33156 | 0190-WST-PPT-GN5-OILSEP | PM03 | 305 | 36000RH LUBE OIL SEPARATOR PLANNED MAINT | Wartsila Lube Oil Separator 01 | C | 0190E009 | 2009-10-17 | 2008-06-13 | PHSERINAEM
| 33157 | 0190-WST-PPT-GN5-OILSEP | PM03 | 305 | 40000RH LUBE OIL SEPARATOR PLANNED MAINT | Wartsila Lube Oil Separator 01 | C | 0190E009 | 2009-10-17 | 2008-06-13 | PHSERINAEM
| 33158 | 0190-WST-PPT-GN5-OILSEP | PM03 | 305 | 44000RH LUBE OIL SEPARATOR PLANNED MAINT | Wartsila Lube Oil Separator 01 | C | 0190E009 | 2009-10-17 | 2008-06-13 | PHSERINAEM
| 33159 | 0190-WST-PPT-GN5-OILSEP | PM03 | 305 | 48000RH LUBE OIL SEPARATOR PLANNED MAINT | Wartsila Lube Oil Separator 01 | C | 0190E009 | 2009-10-17 | 2008-06-13 | PHSERINAEM
| 33392 | 0190-WST-PPT-GN5-OILSEP | PM03 | 304 | 1W LOS01 STATUTORY INSPECTION | Wartsila Lube Oil Separator 01 | C | 0190E009 | 2021-06-03 | 2008-06-22 | PHILAGANAN
| 33395 | 0190-WST-PPT-GN5-OILSEP | PM03 | 302 | 1M LOS01 CONDITION MONITORING | Wartsila Lube Oil Separator 01 | C | 0190E009 | 2009-10-17 | 2008-06-22 | PHSERINAEM
| 33383 | 0190-WST-PPT-GN5-OILSEP | PM03 | 302 | 4M LOS01 PANEL THERMAL SCANNING | Wartsila Lube Oil Separator 01 | C | 0190E009 | 2009-10-17 | 2008-06-22 | PHSERINAEM
| 33394 | 0190-WST-PPT-GN5-OILSEP | PM03 | 305 | 1Y LOS01 PANEL PLANNED MAINTENANCE | Wartsila Lube Oil Separator 01 | C | 0190E009 | 2009-10-17 | 2008-06-22 | PHSERINAEM
| 45801 | 0190-WST-PPT-GN5-OILSEP | PM03 | 302 | 3M THERMOGRAPHY SCAN LOPX PANEL | Wartsila Lube Oil Separator 01 | C | 0190E011 | 2011-12-15 | 2009-11-13 | PHFUTALARA
| 102 | 0190-WST-PRO-AHC-COMMON | PM03 | 305 | 1Y KSAH EI PLANNED SERVICE MAINTENANCE | Coffee Air Heater Common | C | 0190E010 | 2009-10-17 | 2008-06-28 | PHSERINAEM
| 33405 | 0190-WST-PRO-AHC-COMMON | PM03 | 301 | 1YR EI PLANNED SERVICE KSAH CALIBRATION | Coffee Air Heater Common | C | 0190E011 | 2009-10-17 | 2008-06-27 | PHSERINAEM
| 33383 | 0190-WST-PRO-AHC-COMMON | PM03 | 302 | 4M ELECTRICAL PANL KSAH THERMAL SCANNING | Coffee Air Heater Common | C | 0190E010 | 2009-10-17 | 2008-06-27 | PHSERINAEM
| 33396 | 0190-WST-PRO-AHC-COMMON | PM03 | 304 | 3W PLANNED KSAH SERVICE MAINTENANCE | Coffee Air Heater Common | C | 0190E010 | 2009-10-17 | 2008-06-27 | PHSERINAEM
| 33383 | 0190-WST-PRO-AHC-COMMON | PM03 | 302 | 3M KSAH PANEL THERMAL SCANNING | Coffee Air Heater Common | C | 0190E014 | 2009-10-18 | 2008-06-28 | PHSERINAEM
| 34294 | 0190-WST-PRO-CMN-TIPCMN01 | PM03 | 307 | 6MON MSK Tipping B/C -Thermography/PDMS | Milks MSK (Dry) Tipping Common | C | 0190E006 | 2010-08-17 | 2010-06-16 | PHJACOLPA
| 34294 | 0190-WST-PRO-CMN-TIPCMN02 | PM03 | 307 | 3MON CBM Monitoring-Thermography/PDMS | Milks SNF Tipping Common | C | 0190E005 | 2010-09-28 | 2010-08-17 | PHJACOLPA
| 49651 | 0190-WST-PRO-E45-RWKPMP02 | PM03 | 302 | 3W Vibration Check And Analysis - G1 | Wet Rework Outlet Pump No 2 | B | 0190E001 | 2010-07-01 | 2010-04-22 | PHPINGOYMA
| 31812 | 0190-WST-PRO-EGA-SECFAN01 | PM03 | 305 | 6M 2ndary Fan Servicing | Secondary Air Fan | B | 0190E001 | 2010-05-13 | 2008-03-07 | PHPINGOYMA
| 36409 | 0190-WST-PRO-EGB-ACFFAN01 | PM03 | 301 | 0190-1Y PRESSURE TRANSMITTER CALIBRATION | Egron B After Cooler Forced Fan No 1 | A | 0190E006 | 2009-10-29 | 2009-09-24 | PHDUENASMA
| 36405 | 0190-WST-PRO-EGB-ACFFAN01 | PM03 | 301 | 1Y Temperature Calibration LP-T 3522/3B | Egron B After Cooler Forced Fan No 1 | A | 0190E006 | 2010-08-20 | 2009-10-29 | PHJACOLPA
| 51663 | 0190-WST-PRO-EGB-ACFFAN01 | PM03 | 302 | 3WK PDMS Vibration Check | Egron B After Cooler Forced Fan No 1 | A | 0190E005 | 2011-03-28 | 2010-04-07 | PHJACOLPA
| 36409 | 0190-WST-PRO-EGB-ACFFAN02 | PM03 | 301 | 0190-1Y PRESSURE TRANSMITTER CALIBRATION | Egron B After Cooler Forced Fan No 2 | A | 0190E006 | 2009-10-29 | 2009-09-24 | PHDUENASMA
| 36405 | 0190-WST-PRO-EGB-ACFFAN02 | PM03 | 301 | 1Y Temperature Calibration LP-T 3522/4B | Egron B After Cooler Forced Fan No 2 | A | 0190E006 | 2010-08-20 | 2009-10-29 | PHJACOLPA
| 51663 | 0190-WST-PRO-EGB-ACFFAN02 | PM03 | 302 | 3WK PDMS Vibration Check | Egron B After Cooler Forced Fan No 2 | A | 0190E005 | 2011-03-28 | 2010-04-07 | PHJACOLPA
| 36405 | 0190-WST-PRO-EGB-ADFFAN01 | PM03 | 301 | 1Y Temperature Calibration LP-T 3522/1B | Egron B After Dryer Forced Fan No 1 | A | 0190E006 | 2010-08-20 | 2009-10-29 | PHJACOLPA
| 51663 | 0190-WST-PRO-EGB-ADFFAN01 | PM03 | 302 | 3WK PDMS Vibration Check | Egron B After Dryer Forced Fan No 1 | A | 0190E005 | 2011-03-28 | 2010-04-07 | PHJACOLPA
| 36405 | 0190-WST-PRO-EGB-ADFFAN02 | PM03 | 301 | 1Y Temperature Calibration LP-T 3522/2B | Egron B After Dryer Forced Fan No 2 | A | 0190E006 | 2010-08-20 | 2009-10-29 | PHJACOLPA
| 51663 | 0190-WST-PRO-EGB-ADFFAN02 | PM03 | 302 | 3WK PDMS Vibration Check | Egron B After Dryer Forced Fan No 2 | A | 0190E005 | 2011-02-28 | 2010-04-07 | PHJACOLPA
| 29634 | 0190-WST-PRO-EGB-BACBLW01 | PM03 | 303 | 3M Change Oil Blow Back Blower B1 | Egron B Blowback Blower No 1 | A | 0190E005 | 2011-03-28 | 2008-06-09 | PHJACOLPA
| 29634 | 0190-WST-PRO-EGB-BACBLW03 | PM03 | 303 | 3M Change Oil Blowback Blower B3 | Egron B Blow Back Blower 3 | A | 0190E005 | 2008-10-17 | 2008-06-09 | PHDUENASMA
| 36405 | 0190-WST-PRO-EGB-DHUMID01 | PM03 | 301 | 1Y Temperature Calibration LP-T 9511 | Egron B Dehumidifier No 1 | A | 0190E006 | 2010-08-20 | 2009-02-14 | PHJACOLPA
| 36405 | 0190-WST-PRO-EGB-DHUMID01 | PM03 | 301 | 1Y Temperature Calibration LP-T 9518 | Egron B Dehumidifier No 1 | A | 0190E006 | 2010-08-20 | 2009-02-14 | PHJACOLPA
| 36405 | 0190-WST-PRO-EGB-DHUMID01 | PM03 | 301 | 1Y Temperature Calibration LP-T 9519 | Egron B Dehumidifier No 1 | A | 0190E006 | 2010-08-20 | 2009-02-14 | PHJACOLPA
| 36411 | 0190-WST-PRO-EGB-DHUMID01 | PM03 | 301 | 1Y I/P CONVERTE CALIBRATION LP-T 9518 | Egron B Dehumidifier No 1 | A | 0190E006 | 2010-09-04 | 2009-09-24 | PHJACOLPA
| 36409 | 0190-WST-PRO-EGB-DHUMID01 | PM03 | 301 | 0190-1Y PRESSURE TRANSMITTER LP-P 9501 | Egron B Dehumidifier No 1 | A | 0190E005 | 2010-08-18 | 2009-09-24 | PHJACOLPA
| 36409 | 0190-WST-PRO-EGB-DHUMID01 | PM03 | 301 | 0190-1Y PRESSURE TRANSMITTER CALIBRATION | Egron B Dehumidifier No 1 | A | 0190E006 | 2009-10-29 | 2009-09-24 | PHDUENASMA
| 36411 | 0190-WST-PRO-EGB-DHUMID01 | PM03 | 301 | 1Y I/P CONVERTE CALIBRATION LP-T 9519 | Egron B Dehumidifier No 1 | A | 0190E006 | 2010-09-04 | 2009-10-29 | PHJACOLPA
| 36405 | 0190-WST-PRO-EGB-DHUMID01 | PM03 | 301 | 1Y Temp X'mitter Cal (LP-T 9519) | Egron B Dehumidifier No 1 | A | 0190E006 | 2010-09-04 | 2010-08-20 | PHJACOLPA
| 36411 | 0190-WST-PRO-EGB-DHUMID01 | PM03 | 301 | 1Y IP Converter X'mitter Cal (LP-T 9518) | Egron B Dehumidifier No 1 | A | 0190E006 | 2010-09-23 | 2010-08-20 | PHJACOLPA
| 36411 | 0190-WST-PRO-EGB-DHUMID01 | PM03 | 301 | 1Y IP Converter X'mitter Cal (LP-T 9519) | Egron B Dehumidifier No 1 | A | 0190E006 | 2010-09-23 | 2010-08-20 | PHJACOLPA
| 36405 | 0190-WST-PRO-EGB-DHUMID02 | PM03 | 301 | 1Y Temperature Calibration LP-T 9512 | Egron B Dehumidifier No.2 | A | 0190E006 | 2010-08-20 | 2009-02-14 | PHJACOLPA
| 36405 | 0190-WST-PRO-EGB-DHUMID02 | PM03 | 301 | 1Y Temperature Calibration LP-T 9525 | Egron B Dehumidifier No.2 | A | 0190E006 | 2010-08-20 | 2009-02-14 | PHJACOLPA
| 36405 | 0190-WST-PRO-EGB-DHUMID02 | PM03 | 301 | 1Y Temperature Calibration LP-T 9526 | Egron B Dehumidifier No.2 | A | 0190E006 | 2010-08-20 | 2009-09-24 | PHJACOLPA
| 36409 | 0190-WST-PRO-EGB-DHUMID02 | PM03 | 301 | 0190-1Y PRESSURE TRANSMITTER LP-P 9502/3 | Egron B Dehumidifier No.2 | A | 0190E006 | 2010-08-18 | 2009-09-24 | PHJACOLPA
| 36409 | 0190-WST-PRO-EGB-DHUMID02 | PM03 | 301 | 0190-1Y PRESSURE TRANSMITTER LP-P 9502/2 | Egron B Dehumidifier No.2 | A | 0190E006 | 2010-08-18 | 2009-09-24 | PHJACOLPA
| 36409 | 0190-WST-PRO-EGB-DHUMID02 | PM03 | 301 | 0190-1Y PRESSURE TRANSMITTER LP-P 9502/1 | Egron B Dehumidifier No.2 | A | 0190E006 | 2010-08-18 | 2009-09-24 | PHJACOLPA
| 36409 | 0190-WST-PRO-EGB-DHUMID02 | PM03 | 301 | 0190-1Y PRESSURE TRANSMITTER CALIBRATION | Egron B Dehumidifier No.2 | A | 0190E006 | 2009-10-29 | 2009-09-24 | PHDUENASMA
| 36411 | 0190-WST-PRO-EGB-DHUMID02 | PM03 | 301 | 1Y I/P CONVERTER CALIBRATION LP-T 9525 | Egron B Dehumidifier No.2 | A | 0190E006 | 2010-09-04 | 2009-10-29 | PHJACOLPA
| 36411 | 0190-WST-PRO-EGB-DHUMID02 | PM03 | 301 | 1Y I/P CONVERTE CALIBRATION LP-T 9526 | Egron B Dehumidifier No.2 | A | 0190E006 | 2010-09-04 | 2009-10-29 | PHJACOLPA
| 36405 | 0190-WST-PRO-EGB-DHUMID02 | PM03 | 301 | 1Y Temp X'mitter Cal (LP-T 9525) | Egron B Dehumidifier No.2 | A | 0190E006 | 2010-09-04 | 2010-08-20 | PHJACOLPA
| 36411 | 0190-WST-PRO-EGB-DHUMID02 | PM03 | 301 | 1Y IP Converter X'mitter Cal (LP-T 9525) | Egron B Dehumidifier No.2 | A | 0190E006 | 2010-09-23 | 2010-08-20 | PHJACOLPA
| 36411 | 0190-WST-PRO-EGB-DHUMID02 | PM03 | 301 | 1Y IP Converter X'mitter Cal (LP-T 9526) | Egron B Dehumidifier No.2 | A | 0190E006 | 2010-09-23 | 2010-08-20 | PHJACOLPA
| 29634 | 0190-WST-PRO-EGB-EDUBLW01 | PM03 | 303 | 3M Change Oil Eductor Blower B1 | Egron B Eductor Blower No 1 | A | 0190E005 | 2011-01-19 | 2008-06-09 | PHJACOLPA
| 51663 | 0190-WST-PRO-EGB-EDUBLW01 | PM03 | 302 | 3WK PDMS Vibration Check | Egron B Eductor Blower No 1 | A | 0190E005 | 2011-03-02 | 2010-04-07 | PHJACOLPA
| 29634 | 0190-WST-PRO-EGB-EDUBLW02 | PM03 | 303 | 3M Change Oil Eductor Blower B2 | Egron B Eductor Blower No 2 | A | 0190E005 | 2011-01-19 | 2008-06-09 | PHJACOLPA
| 51663 | 0190-WST-PRO-EGB-EDUBLW02 | PM03 | 302 | 3WK PDMS Vibration Check | Egron B Eductor Blower No 2 | A | 0190E005 | 2011-03-02 | 2010-04-07 | PHJACOLPA
| 36405 | 0190-WST-PRO-EGB-HETCAB02 | PM03 | 301 | 1Y Temperature Calibration LP-T 9515 | Egron B Ad Heating Cabinet No. 2 | A | 0190E006 | 2010-08-20 | 2009-02-14 | PHJACOLPA
| 36409 | 0190-WST-PRO-EGB-HETCAB02 | PM03 | 301 | 0190-1Y PRESSURE TRANSMITTER LP-P 9504/3 | Egron B Ad Heating Cabinet No. 2 | A | 0190E006 | 2010-08-18 | 2009-09-24 | PHJACOLPA
| 36409 | 0190-WST-PRO-EGB-HETCAB02 | PM03 | 301 | 0190-1Y PRESSURE TRANSMITTER LP-P 9504/2 | Egron B Ad Heating Cabinet No. 2 | A | 0190E006 | 2010-08-18 | 2009-09-24 | PHJACOLPA
| 36409 | 0190-WST-PRO-EGB-HETCAB02 | PM03 | 301 | 0190-1Y PRESSURE TRANSMITTER LP-P 9504/1 | Egron B Ad Heating Cabinet No. 2 | A | 0190E006 | 2010-08-18 | 2009-09-24 | PHJACOLPA
| 36411 | 0190-WST-PRO-EGB-HETCAB02 | PM03 | 301 | 1Y I/P CONVERTE CALIBRATION LP-T 9515 | Egron B Ad Heating Cabinet No. 2 | A | 0190E006 | 2010-09-04 | 2009-09-24 | PHJACOLPA
| 36409 | 0190-WST-PRO-EGB-HETCAB02 | PM03 | 301 | 0190-1Y PRESSURE TRANSMITTER CALIBRATION | Egron B Ad Heating Cabinet No. 2 | A | 0190E006 | 2009-10-29 | 2009-09-24 | PHDUENASMA
| 29633 | 0190-WST-PRO-EGB-HOTVLV01 | PM03 | 303 | 1Y Change Oil Hot Air Valve G. box B | Egron B Hot air Valve | A | 0190E005 | 2011-01-18 | 2008-02-14 | PHJACOLPA
| 36405 | 0190-WST-PRO-EGB-HOTVLV01 | PM03 | 301 | 1Y TEMPERATURE CALIBRATION LP-T 9500 | Egron B Hot air Valve | A | 0190E006 | 2010-08-20 | 2009-02-14 | PHJACOLPA
| 36409 | 0190-WST-PRO-EGB-HOTVLV01 | PM03 | 301 | 0190-1Y PRESSURE TRANSMITTER LP-P 9531 | Egron B Hot air Valve | A | 0190E006 | 2010-08-18 | 2009-09-24 | PHJACOLPA
| 36411 | 0190-WST-PRO-EGB-HOTVLV01 | PM03 | 301 | 1Y I/P CONVERTE CALIBRATION LP-Z 9530 | Egron B Hot air Valve | A | 0190E006 | 2010-09-04 | 2009-10-29 | PHJACOLPA
| 36409 | 0190-WST-PRO-EGB-HOTVLV01 | PM03 | 301 | 1YR PRESSURE X'MITTER CAL (LP-P 9531) | Egron B Hot air Valve | A | 0190E006 | 2010-09-10 | 2010-08-18 | PHJACOLPA
| 36405 | 0190-WST-PRO-EGB-HOTVLV01 | PM03 | 301 | 1Y Temp X'mitter Cal (LP-T 9500) | Egron B Hot air Valve | A | 0190E006 | 2010-09-04 | 2010-08-20 | PHJACOLPA
| 29634 | 0190-WST-PRO-EGB-MSKBLW01 | PM03 | 303 | 3M Change Oil MSK Dosing Blower B1 | Egron B MSK Dosing Blower No 1 | A | 0190E005 | 2011-01-19 | 2008-06-09 | PHJACOLPA
| 29634 | 0190-WST-PRO-EGB-MSKBLW02 | PM03 | 303 | 3M Change Oil MSK Dosing Blower B2 | Egron B MSK Dosing Blower No 2 | A | 0190E005 | 2011-01-19 | 2008-06-09 | PHJACOLPA
| 31435 | 0190-WST-PRO-EGB-SEPSTV02 | PM03 | 305 | 1Y S/V Bearing Replacement | Egron B Separator Starvalve 2 | A | 0190E005 | 2011-01-20 | 2010-03-27 | PHJACOLPA
| 36405 | 0190-WST-PRO-EGC-ACFFAN01 | PM03 | 301 | 1Y Temperature Calibration LP-T 3522/3C | Egron C Ac Forced Fan No 1 | A | 0190E006 | 2010-08-20 | 2009-10-29 | PHJACOLPA
| 51663 | 0190-WST-PRO-EGC-ACFFAN01 | PM03 | 302 | 3WK PDMS Vibration Check | Egron C Ac Forced Fan No 1 | A | 0190E005 | 2011-03-28 | 2010-04-07 | PHJACOLPA
| 36405 | 0190-WST-PRO-EGC-ACFFAN02 | PM03 | 301 | 1Y Temperature Calibration LP-T 3522/4C | Egron C Ac Forced Fan No 2 | A | 0190E006 | 2010-08-20 | 2009-10-29 | PHJACOLPA
| 51663 | 0190-WST-PRO-EGC-ACFFAN02 | PM03 | 302 | 3WK PDMS Vibration Check | Egron C Ac Forced Fan No 2 | A | 0190E005 | 2011-03-28 | 2010-04-07 | PHJACOLPA
| 36409 | 0190-WST-PRO-EGC-ADFFAN02 | PM03 | 301 | 0190-1Y PRESSURE TRANSMITTER CALIBRATION | Egron C Ad Forced Fan No 2 | A | 0190E006 | 2009-10-29 | 2009-09-24 | PHDUENASMA
| 36405 | 0190-WST-PRO-EGC-ADFFAN02 | PM03 | 301 | 1Y Temperature Calibration LP-T 3522/2C | Egron C Ad Forced Fan No 2 | A | 0190E006 | 2010-08-20 | 2009-10-29 | PHJACOLPA
| 51663 | 0190-WST-PRO-EGC-ADFFAN02 | PM03 | 302 | 3WK PDMS Vibration Check | Egron C Ad Forced Fan No 2 | A | 0190E005 | 2011-03-28 | 2010-04-07 | PHJACOLPA
| 29634 | 0190-WST-PRO-EGC-BACBLW03 | PM03 | 303 | 3M Change Oil Blowback Blower 3C | Egron C Blow Back Blower No 3 | A | 0190E005 | 2008-10-17 | 2008-06-09 | PHDUENASMA
| 36405 | 0190-WST-PRO-EGC-DHUMID01 | PM03 | 301 | 1Y Temperature Calibration LP-T 9611 | Egron C Dehumidifier No 1 | A | 0190E006 | 2010-08-20 | 2009-02-14 | PHJACOLPA
| 36405 | 0190-WST-PRO-EGC-DHUMID01 | PM03 | 301 | 1Y Temperature Calibration LP-T 9618 | Egron C Dehumidifier No 1 | A | 0190E006 | 2010-08-20 | 2009-02-14 | PHJACOLPA
| 36405 | 0190-WST-PRO-EGC-DHUMID01 | PM03 | 301 | 1Y Temperature Calibration LP-T 9619 | Egron C Dehumidifier No 1 | A | 0190E006 | 2010-08-20 | 2009-09-25 | PHJACOLPA
| 36409 | 0190-WST-PRO-EGC-DHUMID01 | PM03 | 301 | 0190-1Y PRESSURE TRANSMITTER CALIBRATION | Egron C Dehumidifier No 1 | A | 0190E006 | 2009-10-29 | 2009-09-24 | PHDUENASMA
| 36405 | 0190-WST-PRO-EGC-DHUMID01 | PM03 | 301 | 1Y Temperature Calibration LP-T 9611 | Egron C Dehumidifier No 1 | A | 0190E006 | 2010-08-20 | 2009-10-29 | PHJACOLPA
| 36411 | 0190-WST-PRO-EGC-DHUMID01 | PM03 | 301 | 1Y I/P CONVERTER CALIBRATION LP-T 9618 | Egron C Dehumidifier No 1 | A | 0190E006 | 2010-09-04 | 2009-10-29 | PHJACOLPA
| 36411 | 0190-WST-PRO-EGC-DHUMID01 | PM03 | 301 | 1Y I/P CONVERTER CALIBRATION LP-T 9619 | Egron C Dehumidifier No 1 | A | 0190E006 | 2010-09-04 | 2009-10-29 | PHJACOLPA
| 36405 | 0190-WST-PRO-EGC-DHUMID01 | PM03 | 301 | 1Y Temp X'mitter Cal (LP-T 9618) | Egron C Dehumidifier No 1 | A | 0190E006 | 2010-09-04 | 2010-08-20 | PHJACOLPA
| 36405 | 0190-WST-PRO-EGC-DHUMID01 | PM03 | 301 | 1Y Temp X'mitter Cal (LP-T 9619) | Egron C Dehumidifier No 1 | A | 0190E006 | 2010-09-04 | 2010-08-20 | PHJACOLPA
| 36405 | 0190-WST-PRO-EGC-DHUMID01 | PM03 | 301 | 1Y Temp X'mitter Cal (LP-T 9626) | Egron C Dehumidifier No 1 | A | 0190E006 | 2010-09-04 | 2010-08-20 | PHJACOLPA
| 36411 | 0190-WST-PRO-EGC-DHUMID01 | PM03 | 301 | 1Y IP Converter X'mitter Cal (LP-T 9618) | Egron C Dehumidifier No 1 | A | 0190E006 | 2010-09-23 | 2010-08-20 | PHJACOLPA
| 36411 | 0190-WST-PRO-EGC-DHUMID01 | PM03 | 301 | 1Y IP Converter X'mitter Cal (LP-T 9619) | Egron C Dehumidifier No 1 | A | 0190E006 | 2010-09-23 | 2010-08-20 | PHJACOLPA
| 36405 | 0190-WST-PRO-EGC-DHUMID02 | PM03 | 301 | 1Y Temperature Calibration LP-T 9612 | Egron C Dehumidifier No 2 | A | 0190E006 | 2010-08-20 | 2009-02-14 | PHJACOLPA
| 36405 | 0190-WST-PRO-EGC-DHUMID02 | PM03 | 301 | 1Y Temperature Calibration LP-T 9625 | Egron C Dehumidifier No 2 | A | 0190E006 | 2010-08-20 | 2009-09-25 | PHJACOLPA
| 36405 | 0190-WST-PRO-EGC-DHUMID02 | PM03 | 301 | 1Y Temperature Calibration LP-T 9626 | Egron C Dehumidifier No 2 | A | 0190E006 | 2010-08-20 | 2009-09-25 | PHJACOLPA
| 36409 | 0190-WST-PRO-EGC-DHUMID02 | PM03 | 301 | 0190-1Y PRESSURE TRANSMITTER CALIBRATION | Egron C Dehumidifier No 2 | A | 0190E006 | 2009-10-29 | 2009-09-24 | PHDUENASMA
| 36411 | 0190-WST-PRO-EGC-DHUMID02 | PM03 | 301 | 1Y I/P CONVERTER CALIBRATION LP-T 9625 | Egron C Dehumidifier No 2 | A | 0190E006 | 2010-09-04 | 2009-10-29 | PHJACOLPA
| 36411 | 0190-WST-PRO-EGC-DHUMID02 | PM03 | 301 | 1Y I/P CONVERTER CALIBRATION LP-T 9626 | Egron C Dehumidifier No 2 | A | 0190E006 | 2010-09-04 | 2009-10-29 | PHJACOLPA
| 36405 | 0190-WST-PRO-EGC-DHUMID02 | PM03 | 301 | 1Y Temp X'mitter Cal (LP-T 9625) | Egron C Dehumidifier No 2 | A | 0190E006 | 2010-09-04 | 2010-08-20 | PHJACOLPA
| 36411 | 0190-WST-PRO-EGC-DHUMID02 | PM03 | 301 | 1Y IP Converter X'mitter Cal (LP-T 9625) | Egron C Dehumidifier No 2 | A | 0190E006 | 2010-09-23 | 2010-08-20 | PHJACOLPA
| 36411 | 0190-WST-PRO-EGC-DHUMID02 | PM03 | 301 | 1Y IP Converter X'mitter Cal (LP-T 9626) | Egron C Dehumidifier No 2 | A | 0190E006 | 2010-09-23 | 2010-08-20 | PHJACOLPA
| 29634 | 0190-WST-PRO-EGC-EDUBLW01 | PM03 | 303 | 3M Change Oil Eductor Blower C1 | Eductor Blower No 1 | A | 0190E005 | 2011-01-19 | 2008-06-09 | PHJACOLPA
| 51663 | 0190-WST-PRO-EGC-EDUBLW01 | PM03 | 302 | 3WK PDMS Vibration Check | Eductor Blower No 1 | A | 0190E005 | 2011-02-20 | 2010-04-07 | PHJACOLPA
| 29634 | 0190-WST-PRO-EGC-EDUBLW02 | PM03 | 303 | 3M Change Oil Eductor Blower C2 | Eductor Blower No 2 | A | 0190E005 | 2011-01-19 | 2008-06-09 | PHJACOLPA
| 51663 | 0190-WST-PRO-EGC-EDUBLW02 | PM03 | 302 | 3WK PDMS Vibration Check | Eductor Blower No 2 | A | 0190E005 | 2011-02-20 | 2010-04-07 | PHJACOLPA
| 29634 | 0190-WST-PRO-EGC-EDUBLW03 | PM03 | 303 | 3M Change Oil Eductor Blower C3 | Eductor Blower No 3 | A | 0190E005 | 2008-10-17 | 2008-06-09 | PHDUENASMA
| 36405 | 0190-WST-PRO-EGC-HETCAB02 | PM03 | 301 | 1Y Temperature Calibration LP-T 9615 | Egron C Ad Heating Cabinet No. 2 | A | 0190E006 | 2010-08-20 | 2009-02-14 | PHJACOLPA
| 36409 | 0190-WST-PRO-EGC-HETCAB02 | PM03 | 301 | 0190-1Y PRESSURE TRANSMITTER CALIBRATION | Egron C Ad Heating Cabinet No. 2 | A | 0190E006 | 2009-10-29 | 2009-09-24 | PHDUENASMA
| 36411 | 0190-WST-PRO-EGC-HETCAB02 | PM03 | 301 | 1Y I/P CONVERTER CALIBRATION LP-T 9615 | Egron C Ad Heating Cabinet No. 2 | A | 0190E006 | 2010-09-04 | 2009-10-29 | PHJACOLPA
| 36405 | 0190-WST-PRO-EGC-HOTVLV01 | PM03 | 301 | 1Y TEMPERATURE CALIBRATION LP-T 9600 | Egron C Hot air Valve | A | 0190E006 | 2010-08-20 | 2009-02-14 | PHJACOLPA
| 36411 | 0190-WST-PRO-EGC-HOTVLV01 | PM03 | 301 | 1Y I/P CONVERTER CALIBRATION LP-Z 9630 | Egron C Hot air Valve | A | 0190E006 | 2010-09-04 | 2009-10-29 | PHJACOLPA
| 36409 | 0190-WST-PRO-EGC-HOTVLV01 | PM03 | 301 | 1Y PRESSURE X'MITTER CAL (LP-P 9631) | Egron C Hot air Valve | A | 0190E006 | 2010-09-10 | 2010-08-18 | PHJACOLPA
| 36405 | 0190-WST-PRO-EGC-HOTVLV01 | PM03 | 301 | 1Y Temp X'mitter Cal (LP-T 9600) | Egron C Hot air Valve | A | 0190E006 | 2010-09-04 | 2010-08-20 | PHJACOLPA
| 29633 | 0190-WST-PRO-EGC-HOTVLV01 | PM03 | 303 | 1Y Change Oil HAV C Gearbox | Egron C Hot air Valve | A | 0190E005 | 2011-03-28 | 2010-08-27 | PHJACOLPA
| 29634 | 0190-WST-PRO-EGC-MSKBLW01 | PM03 | 303 | 3M Change OilKoraglo Blower C1 | Egron C MSK Koraglo Blower No 1 | A | 0190E005 | 2011-01-19 | 2008-06-09 | PHJACOLPA
| 29634 | 0190-WST-PRO-EGC-MSKBLW02 | PM03 | 303 | 3M Change Oil Koraglo Blower C2 | Egron C MSK Koraglo Blower No 2 | A | 0190E005 | 2011-01-19 | 2008-06-09 | PHJACOLPA
| 45378 | 0190-WST-PRO-EGC-MSKSLO03 | PM03 | 307 | 6 Mon Hopper/Silo/Cone Silo C BB#3 | Egron C BB3 MSK Silo | C | 0190E005 | 2010-04-10 | 2009-10-01 | PHDUENASMA
| 43175 | 0190-WST-PRO-EGC-MSKSLO03 | PM03 | 305 | 6 MON Servicing Valves MSK Silo C3 | Egron C BB3 MSK Silo | C | 0190E005 | 2010-02-15 | 2009-10-01 | PHDUENASMA
| 43175 | 0190-WST-PRO-EGC-MSKSLO03 | PM03 | 305 | 6 MON Servicing of Butterfly valves C | Egron C BB3 MSK Silo | C | 0190E005 | 2010-03-27 | 2010-02-15 | PHDUENASMA
| 31435 | 0190-WST-PRO-EGC-SEPSTV02 | PM03 | 305 | 1Y S/V Bearing Replacement | Egron C Separator Starvalve 2 | A | 0190E005 | 2011-01-20 | 2010-03-27 | PHJACOLPA
| 29636 | 0190-WST-PRO-SMB-STRVLV02 | PM03 | 302 | 1YR Motor Check-up B | Silo Dosing Sys MALTO B Star Valve 2 | B | 0190E005 | 2011-09-26 | 2011-01-19 | PHJACOLPA
| 51663 | 0190-WST-PRO-SMB-STRVLV02 | PM03 | 302 | 3WK PDMS Vibration Check | Silo Dosing Sys MALTO B Star Valve 2 | B | 0190E005 | 2011-03-10 | 2011-01-26 | PHJACOLPA
| 29636 | 0190-WST-PRO-SMC-STRVLV02 | PM03 | 302 | 1YR Motor Check-up C | Egron Silo MALTO C Star Valve 2 | B | 0190E005 | 2011-10-29 | 2011-01-19 | PHJACOLPA
| 51663 | 0190-WST-PRO-SMC-STRVLV02 | PM03 | 302 | 3WK PDMS Vibration Check | Egron Silo MALTO C Star Valve 2 | B | 0190E005 | 2011-02-20 | 2011-01-26 | PHJACOLPA
| 29633 | 0190-WST-PRO-SNF-BANCVY01 | PM03 | 303 | 1Y Change Oil SNF Tip Conveyor G.box | SNF Tipping Band Conveyor | B | 0190E005 | 2008-09-11 | 2007-12-04 | PHDUENASMA
| 29636 | 0190-WST-PRO-SNF-BANCVY01 | PM03 | 307 | 1Y Motor Check SNF Tip Conveyor | SNF Tipping Band Conveyor | B | 0190E006 | 2011-11-28 | 2008-06-10 | PHJACOLPA
| 29633 | 0190-WST-PRO-SNF-BANCVY01 | PM03 | 303 | 1Y Change Oil SNF Tip. B Conveyor | SNF Tipping Band Conveyor | B | 0190E005 | 2011-08-27 | 2008-09-11 | PHJACOLPA
| 29636 | 0190-WST-PRO-SNF-RTYSEP01 | PM03 | 307 | 1Y Motor Check SNF Tip Sifter | SNF Tipping Rotary Sifter | B | 0190E006 | 2011-11-28 | 2008-06-10 | PHJACOLPA
| 29633 | 0190-WST-PRO-SNF-SCWCVY01 | PM03 | 303 | 1Y Change Oil SNF Tip Screwfeeder G.box | SNF Tipping Screwfeeder | B | 0190E005 | 2008-09-11 | 2008-06-07 | PHDUENASMA
| 29636 | 0190-WST-PRO-SNF-SCWCVY01 | PM03 | 307 | 1Y Motor Check SNF Tip Screwfeeder | SNF Tipping Screwfeeder | B | 0190E006 | 2011-11-28 | 2008-06-10 | PHJACOLPA
| 44160 | 0190-WST-PRO-SNF-SCWCVY01 | PM03 | 302 | 1 Month Screwffeder Check up SNF Tip | SNF Tipping Screwfeeder | B | 0190E006 | 2011-02-23 | 2009-09-11 | PHJACOLPA
| 29636 | 0190-WST-PRO-SNF-STRVLV01 | PM03 | 307 | 1Y Motor Check SNF Tip Starvalve | SNF Tipping Starvalve | A | 0190E006 | 2011-11-28 | 2008-06-10 | PHJACOLPA
| 45377 | 0190-WST-PRO-SNF-STRVLV01 | PM03 | 307 | 6 MON Diverter Valve SNF Tipping | SNF Tipping Starvalve | A | 0190E005 | 2011-05-02 | 2009-10-01 | PHJACOLPA
| 29634 | 0190-WST-PRO-SNF-TIPBLW01 | PM03 | 303 | 3M Change Oil SNF Tipping Blower | SNF Tipping Blower | A | 0190E005 | 2011-01-19 | 2008-06-09 | PHJACOLPA
| 29636 | 0190-WST-PRO-SNF-TIPBLW01 | PM03 | 307 | 1Y Motor Check SNF Tip Blower | SNF Tipping Blower | A | 0190E006 | 2011-11-28 | 2008-06-10 | PHJACOLPA
| 29636 | 0190-WST-PRO-SNF-TIPHPR01 | PM03 | 307 | 1Y Motor Check SNF Tip Dust Fan | SNF Tipping Hopper | C | 0190E006 | 2011-11-28 | 2008-06-10 | PHJACOLPA
| 45378 | 0190-WST-PRO-SNF-TIPHPR01 | PM03 | 307 | 6 Mon Hopper/Silo/Cone SNF Hopper B | SNF Tipping Hopper | C | 0190E005 | 2011-01-21 | 2009-10-01 | PHJACOLPA
| 34294 | 0190-WST-PRO-SNF-TIPPNL01 | PM03 | 302 | 3MON CBM Monitoring-Thermography/PDMS | Panel Board SNF Tipping Line B/C | B | 0190E006 | 2010-09-28 | 2010-07-27 | PHJACOLPA
| 29634 | 0190-WST-PRO-TPB-3LBLWR01 | PM03 | 303 | 3M Change Oil MSK Tipping B Blower | 3rd Line Tipping B Blower | A | 0190E005 | 2011-01-19 | 2007-12-04 | PHJACOLPA
| 29636 | 0190-WST-PRO-TPB-3LBLWR01 | PM03 | 307 | 1Y Motor Check MSK Tip B Blower | 3rd Line Tipping B Blower | A | 0190E006 | 2011-11-28 | 2008-06-10 | PHJACOLPA
| 51662 | 0190-WST-PRO-TPB-3LBLWR01 | PM03 | 302 | 1MON PdMS Vibration Check | 3rd Line Tipping B Blower | A | 0190E006 | 2011-03-17 | 2010-04-07 | PHJACOLPA
| 29636 | 0190-WST-PRO-TPB-BANCVY02 | PM03 | 307 | 1Y Motor Check Wet Tip B conveyor | Wet Tipping B Band Conveyor | B | 0190E006 | 2011-10-10 | 2008-06-10 | PHJACOLPA
| 29633 | 0190-WST-PRO-TPB-BANCVY02 | PM03 | 303 | 1Y Change Oil Wet Tip. B Gearbox | Wet Tipping B Band Conveyor | B | 0190E005 | 2011-08-27 | 2008-09-11 | PHJACOLPA
| 51662 | 0190-WST-PRO-TPB-BANCVY02 | PM03 | 302 | 1MON PdMS Vibration Check | Wet Tipping B Band Conveyor | B | 0190E006 | 2011-01-26 | 2010-07-26 | PHJACOLPA
| 29636 | 0190-WST-PRO-TPB-RTYSEP01 | PM03 | 307 | 1Y Motor Check MSK Tip B Sifter | MSK Tipping B Rotary Sifter | B | 0190E006 | 2011-01-19 | 2008-06-10 | PHJACOLPA
| 44238 | 0190-WST-PRO-TPB-RTYSEP01 | PM03 | 307 | 1 Month Sotary Sifter Check MSK Tip B | MSK Tipping B Rotary Sifter | B | 0190E005 | 2010-09-29 | 2009-09-11 | PHJACOLPA
| 51662 | 0190-WST-PRO-TPB-RTYSEP01 | PM03 | 302 | 1MON PdMS Vibration Check | MSK Tipping B Rotary Sifter | B | 0190E006 | 2011-01-26 | 2010-04-07 | PHJACOLPA
| 29636 | 0190-WST-PRO-TPB-SCWCVY01 | PM03 | 307 | 1Y Motor Check MSK Tip B Screwfeeder | MSK Tipping B Screwfeeder | B | 0190E006 | 2010-06-11 | 2008-06-10 | PHDUENASMA
| 44160 | 0190-WST-PRO-TPB-SCWCVY01 | PM03 | 302 | 1 Month Screwffeder Check up MSK Tip B | MSK Tipping B Screwfeeder | B | 0190E005 | 2011-02-25 | 2009-09-04 | PHJACOLPA
| 51662 | 0190-WST-PRO-TPB-SCWCVY01 | PM03 | 302 | 1MON PdMS Vibration Check | MSK Tipping B Screwfeeder | B | 0190E006 | 2011-02-09 | 2010-04-07 | PHJACOLPA
| 51771 | 0190-WST-PRO-TPB-SCWCVY01 | PM03 | 305 | 2WK Packing Gland Replacement B | MSK Tipping B Screwfeeder | B | 0190E006 | 2011-01-28 | 2010-09-21 | PHJACOLPA
| 31435 | 0190-WST-PRO-TPB-STRVLV01 | PM03 | 305 | 1Y S/V Bearing Replacement | MSK Tipping B starvalve | A | 0190E005 | 2011-01-20 | 2008-02-14 | PHJACOLPA
| 29636 | 0190-WST-PRO-TPB-STRVLV01 | PM03 | 307 | 1Y Motor Check MSK Tip B S/V | MSK Tipping B starvalve | A | 0190E006 | 2011-01-19 | 2008-06-10 | PHJACOLPA
| 44239 | 0190-WST-PRO-TPB-STRVLV01 | PM03 | 307 | 1 Month Sight Glass Check MSK Tip B | MSK Tipping B starvalve | A | 0190E005 | 2011-02-23 | 2009-09-11 | PHJACOLPA
| 51662 | 0190-WST-PRO-TPB-STRVLV01 | PM03 | 302 | 1MON PdMS Vibration Check | MSK Tipping B starvalve | A | 0190E006 | 2011-01-26 | 2010-04-07 | PHJACOLPA
| 29636 | 0190-WST-PRO-TPB-TIPHPR02 | PM03 | 307 | 1Y Motor Check Wet Tip B Dust Fan | Wet Tipping B Hopper | C | 0190E006 | 2011-10-10 | 2008-06-10 | PHJACOLPA
| 45378 | 0190-WST-PRO-TPB-TIPHPR02 | PM03 | 307 | 6 Mon Hopper/Silo/Cone Wet Tip Hop. B | Wet Tipping B Hopper | C | 0190E005 | 2011-01-21 | 2009-10-01 | PHJACOLPA
| 45378 | 0190-WST-PRO-TPB-TIPHPR02 | PM03 | 307 | 6MON Cone/Hopper/Silo check | Wet Tipping B Hopper | C | 0190E006 | 2011-04-05 | 2011-01-21 | PHJACOLPA
| 29634 | 0190-WST-PRO-TPC-3LBLWR01 | PM03 | 303 | 3M Change Oil MSK Tipping C Blower | 3rd Line Tipping C Blower | A | 0190E005 | 2011-01-19 | 2008-02-14 | PHJACOLPA
| 29636 | 0190-WST-PRO-TPC-3LBLWR01 | PM03 | 307 | 1Y Motor Check MSK Tip C Blower | 3rd Line Tipping C Blower | A | 0190E006 | 2010-09-04 | 2008-06-10 | PHJACOLPA
| 51662 | 0190-WST-PRO-TPC-3LBLWR01 | PM03 | 302 | 1MON PdMS Vibration Check | 3rd Line Tipping C Blower | A | 0190E006 | 2011-03-28 | 2010-04-07 | PHJACOLPA
| 29633 | 0190-WST-PRO-TPC-BANCVY01 | PM03 | 303 | 1Y Change Wet Tip Conveyor Gearbox C | Wet Tipping C Band Conveyor | B | 0190E005 | 2011-08-27 | 2007-12-04 | PHJACOLPA
| 29636 | 0190-WST-PRO-TPC-BANCVY01 | PM03 | 307 | 1Y Motor Check Wet Tip C Conveyor | Wet Tipping C Band Conveyor | B | 0190E006 | 2011-10-10 | 2008-06-10 | PHJACOLPA
| 51662 | 0190-WST-PRO-TPC-BANCVY01 | PM03 | 302 | 1MON PdMS Vibration Check | Wet Tipping C Band Conveyor | B | 0190E006 | 2011-02-28 | 2010-07-26 | PHJACOLPA
| 29636 | 0190-WST-PRO-TPC-RTYSEP01 | PM03 | 307 | 1Y Motor Check MSK Tip C Sifter | MSK Tipping C Rotary Sifter | B | 0190E006 | 2010-09-04 | 2008-06-10 | PHJACOLPA
| 44238 | 0190-WST-PRO-TPC-RTYSEP01 | PM03 | 307 | 1 Month Rotary Sifter check MSK Tip C | MSK Tipping C Rotary Sifter | B | 0190E005 | 2010-09-29 | 2009-09-11 | PHJACOLPA
| 51662 | 0190-WST-PRO-TPC-RTYSEP01 | PM03 | 302 | 1MON PdMS Vibration Check | MSK Tipping C Rotary Sifter | B | 0190E006 | 2011-02-28 | 2010-04-07 | PHJACOLPA
| 29633 | 0190-WST-PRO-TPC-SCWCVY01 | PM03 | 303 | 1Y Change Oil Dry Tip ScrewfederG.box C | MSK Tipping C Screwfeeder | B | 0190E005 | 2008-09-11 | 2008-06-07 | PHDUENASMA
| 29636 | 0190-WST-PRO-TPC-SCWCVY01 | PM03 | 307 | 1Y Motor Check MSK Tip C Screwfeeder | MSK Tipping C Screwfeeder | B | 0190E006 | 2010-09-04 | 2008-06-10 | PHJACOLPA
| 44160 | 0190-WST-PRO-TPC-SCWCVY01 | PM03 | 302 | 1 Month Screwffeder Check up MSK Tip C | MSK Tipping C Screwfeeder | B | 0190E005 | 2011-02-23 | 2009-09-04 | PHJACOLPA
| 51662 | 0190-WST-PRO-TPC-SCWCVY01 | PM03 | 302 | 1MON PdMS Vibration Check | MSK Tipping C Screwfeeder | B | 0190E006 | 2011-02-28 | 2010-04-07 | PHJACOLPA
| 51771 | 0190-WST-PRO-TPC-SCWCVY01 | PM03 | 305 | 2WK Packing Gland Replacement C | MSK Tipping C Screwfeeder | B | 0190E005 | 2011-01-28 | 2010-09-21 | PHJACOLPA
| 31435 | 0190-WST-PRO-TPC-STRVLV01 | PM03 | 305 | 1Y S/V Bearing Replacement | MSK Tipping C starvalve | A | 0190E005 | 2011-01-20 | 2008-02-14 | PHJACOLPA
| 29633 | 0190-WST-PRO-TPC-STRVLV01 | PM03 | 303 | 1Y Change Oil Dry Tipping S/V Gearbox C | MSK Tipping C starvalve | A | 0190E005 | 2008-09-11 | 2008-06-07 | PHDUENASMA
| 29636 | 0190-WST-PRO-TPC-STRVLV01 | PM03 | 307 | 1Y Motor Check MSK Tip C Starvalve | MSK Tipping C starvalve | A | 0190E006 | 2010-09-04 | 2008-06-10 | PHJACOLPA
| 44239 | 0190-WST-PRO-TPC-STRVLV01 | PM03 | 307 | 1 Month Sight Glass check MSK Tip C | MSK Tipping C starvalve | A | 0190E005 | 2011-02-23 | 2009-09-11 | PHJACOLPA
| 51662 | 0190-WST-PRO-TPC-STRVLV01 | PM03 | 302 | 1MON PdMS Vibration Check | MSK Tipping C starvalve | A | 0190E006 | 2011-02-28 | 2010-04-07 | PHJACOLPA
| 29636 | 0190-WST-PRO-TPC-TIPHPR02 | PM03 | 307 | 1Y Motor Check Wet Tip C Dust Fan | Wet Tipping C Hopper | C | 0190E006 | 2011-10-10 | 2008-06-10 | PHJACOLPA
| 45378 | 0190-WST-PRO-TPC-TIPHPR02 | PM03 | 307 | 6 Mon Hopper/Silo/Cone Wet Tip Hop. C | Wet Tipping C Hopper | C | 0190E005 | 2010-04-10 | 2009-10-01 | PHDUENASMA
| 45378 | 0190-WST-PRO-TPC-TIPHPR02 | PM03 | 307 | 6MON Cone/Hopper/Silo check | Wet Tipping C Hopper | C | 0190E006 | 2011-10-11 | 2011-01-21 | PHJACOLPA
| 29636 | 0190-WST-PRO-TPC-WETTIP01 | PM03 | 307 | 1Y Motor Check Wet Tip C Vibromotor | Wet Tipping C | C | 0190E006 | 2011-10-10 | 2008-06-10 | PHJACOLPA
| 36404 | 0190-WST-PRO-WPB-SNFPHE01 | PM03 | 301 | 3M I/P Converter Calibration LP-T 9543/1 | SNF B PHE No. 1 | B | 0190E006 | 2010-08-18 | 2009-02-04 | PHJACOLPA
| 40952 | 0190-WST-PRO-WPB-SNFPHE01 | PM03 | 305 | 1YR Servicing Cluster Valves (3rd Party) | SNF B PHE No. 1 | B | 0190E005 | 2010-08-19 | 2009-05-22 | PHJACOLPA
| 36403 | 0190-WST-PRO-WPB-SNFPHE01 | PM03 | 301 | 3M Temperature Transmitter LP-T 9543/1 | SNF B PHE No. 1 | B | 0190E006 | 2010-08-18 | 2009-10-29 | PHJACOLPA
| 36403 | 0190-WST-PRO-WPB-SNFPHE01 | PM03 | 301 | 3M Temperature Transmitter LP-T 9543/1R | SNF B PHE No. 1 | B | 0190E006 | 2010-08-18 | 2009-10-29 | PHJACOLPA
| 36404 | 0190-WST-PRO-WPB-SNFPHE01 | PM03 | 301 | 3M I/P Converter (LP-T 9543/1) | SNF B PHE No. 1 | B | 0190E006 | 2010-09-04 | 2010-08-18 | PHJACOLPA
| 36403 | 0190-WST-PRO-WPB-SNFPHE01 | PM03 | 301 | 3M Temperature Transmitter + Element Cal | SNF B PHE No. 1 | B | 0190E006 | 2010-09-04 | 2010-08-14 | PHJACOLPA
| 36403 | 0190-WST-PRO-WPB-SNFPHE01 | PM03 | 301 | 3M Temperature Transmitter + Element Cal | SNF B PHE No. 1 | B | 0190E006 | 2010-09-04 | 2010-08-14 | PHJACOLPA
| 36404 | 0190-WST-PRO-WPB-SNFPHE02 | PM03 | 301 | 3M I/P Converter Calibration LP-T 9543/2 | SNF B PHE No. 2 | B | 0190E006 | 2010-08-18 | 2009-02-04 | PHJACOLPA
| 36403 | 0190-WST-PRO-WPB-SNFPHE02 | PM03 | 301 | 3M Temperature Transmitter LP-T 9543/2 | SNF B PHE No. 2 | B | 0190E006 | 2010-08-18 | 2009-10-29 | PHJACOLPA
| 36403 | 0190-WST-PRO-WPB-SNFPHE02 | PM03 | 301 | 3M Temperature Transmitter LP-T 9543/2R | SNF B PHE No. 2 | B | 0190E006 | 2010-08-18 | 2009-10-29 | PHJACOLPA
| 36404 | 0190-WST-PRO-WPB-SNFPHE02 | PM03 | 301 | 3M I/P Converter (LP-T 9543/2) | SNF B PHE No. 2 | B | 0190E006 | 2010-09-04 | 2010-08-18 | PHJACOLPA
| 36403 | 0190-WST-PRO-WPB-SNFPHE02 | PM03 | 301 | 3M Temperature Transmitter + Element Cal | SNF B PHE No. 2 | B | 0190E006 | 2010-09-04 | 2010-08-14 | PHJACOLPA
| 36403 | 0190-WST-PRO-WPB-SNFPHE02 | PM03 | 301 | 3M Temperature Transmitter + Element Cal | SNF B PHE No. 2 | B | 0190E006 | 2010-09-04 | 2010-08-14 | PHJACOLPA
| 36403 | 0190-WST-PRO-WPB-SNFPHE02 | PM03 | 301 | 3M Temperature Transmitter Calibration | SNF B PHE No. 2 | B | 0190E006 | 2010-08-14 | 2010-08-14 | PHJACOLPA
| 36406 | 0190-WST-PRO-WPB-SNFPMP04 | PM03 | 301 | 1Y FLOWMETER CALIBRATION LP-F 9534 | SNF B Homo Feed Pump | B | 0190E006 | 2010-05-13 | 2009-02-14 | PHDUENASMA
| 45375 | 0190-WST-PRO-WPB-SNFPMP04 | PM03 | 307 | 1 Year Pump Seal & Impeller SNFB Homo Fd | SNF B Homo Feed Pump | B | 0190E005 | 2010-12-27 | 2009-10-01 | PHJACOLPA
| 49452 | 0190-WST-PRO-WPB-SNFPMP04 | PM03 | 302 | 2WK PDMS Vibration Check | SNF B Homo Feed Pump | B | 0190E014 | 2013-02-21 | 2010-04-07 | PHJACOLPA
| 56267 | 0190-WST-PRO-WPB-SNFPMP04 | PM03 | 305 | 1YR Pump Overhauling | SNF B Homo Feed Pump | B | 0190E005 | 2011-05-01 | 2010-12-27 | PHJACOLPA
| 36403 | 0190-WST-PRO-WPC-SNFPHE03 | PM03 | 301 | 3M Temperature Transmitter LP-T 9643/1 | SNF C DUAL PHE No. 1 | B | 0190E006 | 2010-08-14 | 2009-02-04 | PHJACOLPA
| 36403 | 0190-WST-PRO-WPC-SNFPHE03 | PM03 | 301 | 3M Temperature Transmitter LP-T 9643/1R | SNF C DUAL PHE No. 1 | B | 0190E006 | 2010-07-10 | 2009-02-04 | PHJACOLPA
| 36403 | 0190-WST-PRO-WPC-SNFPHE03 | PM03 | 301 | 3M Temperature Transmitter LP-T 9643/2 | SNF C DUAL PHE No. 1 | B | 0190E006 | 2010-07-10 | 2009-02-04 | PHJACOLPA
| 36404 | 0190-WST-PRO-WPC-SNFPHE03 | PM03 | 301 | 3M I/P Converter Calibration PHE C1 & C2 | SNF C DUAL PHE No. 1 | B | 0190E006 | 2009-10-29 | 2009-02-04 | PHDUENASMA
| 40952 | 0190-WST-PRO-WPC-SNFPHE03 | PM03 | 305 | 1YR Servicing Cluster Valves (3rd Party) | SNF C DUAL PHE No. 1 | B | 0190E005 | 2010-08-19 | 2009-05-22 | PHJACOLPA
| 36404 | 0190-WST-PRO-WPC-SNFPHE03 | PM03 | 301 | 3MON I/P Converter (LP-T 9643/1) | SNF C DUAL PHE No. 1 | B | 0190E005 | 2010-09-04 | 2009-10-29 | PHJACOLPA
| 36403 | 0190-WST-PRO-WPC-SNFPHE03 | PM03 | 301 | 3M Temperature Transmitter (LP-T 9643/1) | SNF C DUAL PHE No. 1 | B | 0190E006 | 2010-11-08 | 2010-08-18 | PHJACOLPA
| 36403 | 0190-WST-PRO-WPC-SNFPHE03 | PM03 | 301 | 3M Temperature Transmitter (LP-T 9643/1R | SNF C DUAL PHE No. 1 | B | 0190E006 | 2010-11-08 | 2010-08-18 | PHJACOLPA
| 36403 | 0190-WST-PRO-WPC-SNFPHE05 | PM03 | 301 | 3M Temperature Transmitter LP-T 9643/2R | SNF C DUAL PHE No. 2 | B | 0190E006 | 2010-08-14 | 2009-02-04 | PHJACOLPA
| 36403 | 0190-WST-PRO-WPC-SNFPHE05 | PM03 | 301 | 3M Temperature Transmitter (LP-T 9643/2) | SNF C DUAL PHE No. 2 | B | 0190E006 | 2010-11-08 | 2010-08-18 | PHJACOLPA
| 36403 | 0190-WST-PRO-WPC-SNFPHE05 | PM03 | 301 | 3M Temperature Transmitter (LP-T 9643/2R | SNF C DUAL PHE No. 2 | B | 0190E006 | 2010-11-08 | 2010-08-18 | PHJACOLPA
| 36406 | 0190-WST-PRO-WPC-SNFPMP04 | PM03 | 301 | 1Y FLOWMETER CALIBRATION LP-F 9634 | SNF C Homo Feed Pump | B | 0190E006 | 2010-05-13 | 2009-02-14 | PHDUENASMA
| 45375 | 0190-WST-PRO-WPC-SNFPMP04 | PM03 | 307 | 1 Year Pump Seal/Impeller Homo Feed C | SNF C Homo Feed Pump | B | 0190E005 | 2010-12-27 | 2009-10-01 | PHJACOLPA
| 36406 | 0190-WST-PRO-WPC-SNFPMP04 | PM03 | 301 | 1Y FLOWMETER TRANSMITTER LP-F 9687 | SNF C Homo Feed Pump | B | 0190E006 | 2010-05-13 | 2009-10-29 | PHDUENASMA
| 49452 | 0190-WST-PRO-WPC-SNFPMP04 | PM03 | 302 | 2WK PDMS Vibration Check | SNF C Homo Feed Pump | B | 0190E014 | 2013-02-21 | 2010-04-07 | PHJACOLPA
| 56267 | 0190-WST-PRO-WPC-SNFPMP04 | PM03 | 305 | 1YR Pump Overhauling | SNF C Homo Feed Pump | B | 0190E005 | 2011-05-01 | 2010-12-27 | PHJACOLPA
| 29636 | 0190-WST-PRO-WPC-SNFPMP04 | PM03 | 307 | 1YR Motor Check-up | SNF C Homo Feed Pump | B | 0190E006 | 2012-12-05 | 2012-12-05 | PHJACOLPA
| 45801 | 0190-WST-PSA-H01-OILBRK03 | PM03 | 302 | 3M THERMAL IR SCANNING-MOCB-0 SWGR PNL | MVS Oil Ckt Breaker H1.2 Breaker | A | 0190E009 | 2011-07-20 | 2009-11-14 | PHFUTALARA
| 34162 | 0190-WST-PSA-H02-XFRMER02 | PM03 | 307 | 2M INSPECTION TRANSFORMER 02 | 34.5kv 1.5mva Transformer 02 | A | 0190E011 | 2011-09-17 | 2008-08-27 | PHFUTALARA
| 45801 | 0190-WST-PSA-H02-XFRMER02 | PM03 | 302 | 3M THERMAL SCANNING-XFORMER02 | 34.5kv 1.5mva Transformer 02 | A | 0190E009 | 2011-07-20 | 2009-11-14 | PHFUTALARA
| 34162 | 0190-WST-PSA-H02-XFRMER02 | PM03 | 307 | 4W Inspection PSA Transformer T2 | 34.5kv 1.5mva Transformer 02 | A | 0190E011 | 2019-05-29 | 2012-01-13 | PHILAGANAN
| 34162 | 0190-WST-PSA-H03-XFRMER03 | PM03 | 307 | 2M INSPECTION TRANSFORMER 03 | 34.5/440, 1.5MVA TRANSFORMER 03 | A | 0190E011 | 2011-09-17 | 2008-08-27 | PHFUTALARA
| 45801 | 0190-WST-PSA-H03-XFRMER03 | PM03 | 302 | 3M THERMAL SCANNING-XFORMER03 | 34.5/440, 1.5MVA TRANSFORMER 03 | A | 0190E011 | 2011-07-20 | 2009-11-14 | PHFUTALARA
| 34162 | 0190-WST-PSA-H04-XFRMER04 | PM03 | 307 | 2M INSPECTION TRANSFORMER 04 | 34.5kv 1.5mva Transformer 04 | A | 0190E011 | 2011-09-17 | 2008-08-27 | PHFUTALARA
| 45801 | 0190-WST-PSA-H04-XFRMER04 | PM03 | 302 | 3M THERMAL SCANNING-XFORMER04 | 34.5kv 1.5mva Transformer 04 | A | 0190E011 | 2011-07-20 | 2009-11-14 | PHFUTALARA
| 34162 | 0190-WST-PSA-H04-XFRMER04 | PM03 | 307 | 4W Inspection PSA Transformer T4 | 34.5kv 1.5mva Transformer 04 | A | 0190E011 | 2019-05-29 | 2012-01-13 | PHILAGANAN
| 45801 | 0190-WST-PSA-H05-XFRMER01 | PM03 | 302 | 3M THERMAL SCANNING-XFORMER05 | Substation A Transformer 5 | A | 0190E009 | 2011-07-20 | 2009-11-14 | PHFUTALARA
| 34162 | 0190-WST-PSA-H05-XFRMER01 | PM03 | 301 | 2M INSPECTION TRANSFORMER 05 | Substation A Transformer 5 | A | 0190E011 | 2021-06-03 | 2011-02-18 | PHILAGANAN
| 34162 | 0190-WST-PSA-H05-XFRMER05 | PM03 | 307 | 1M PLNDGENERAL INSPECTION TRANSFORMER 05 | 34.5kv 1.5mva Transformer 05 | A | 0190E011 | 2011-02-18 | 2008-08-27 | PHFUTALARA
| 34162 | 0190-WST-PSA-H06-XFRMER06 | PM03 | 307 | 2M INSPECTION TRANSFORMER 06 | 1.5MVA Power Transformer 34.5kv T6.2 | A | 0190E009 | 2011-09-17 | 2008-08-27 | PHFUTALARA
| 45801 | 0190-WST-PSA-H06-XFRMER06 | PM03 | 302 | 3M THERMAL SCANNING-XFORMER06 | 1.5MVA Power Transformer 34.5kv T6.2 | A | 0190E009 | 2011-07-20 | 2009-11-14 | PHFUTALARA
| 34162 | 0190-WST-PSA-H06-XFRMER06 | PM03 | 307 | 4W Inspection PSA Transformer T6 | 1.5MVA Power Transformer 34.5kv T6.2 | A | 0190E011 | 2019-05-29 | 2012-01-13 | PHILAGANAN
| 45801 | 0190-WST-PSB-H07-MVSSF607 | PM03 | 302 | 3M THERMAL SCANNING-H07-SF6 SWGEAR | MVS Sulphur Hexaflouride CB Sf6 H7.2 | A | 0190E009 | 2011-07-20 | 2009-11-14 | PHFUTALARA
| 45801 | 0190-WST-PSB-H07-MVSSF607 | PM03 | 302 | 4M PLANNED IR SCANNING-H07-SF6 SWGEAR | MVS Sulphur Hexaflouride CB Sf6 H7.2 | A | 0190E009 | 2010-08-21 | 2009-11-14 | PHFUTALARA
| 51748 | 0190-WST-PSB-H07-MVSSF607 | PM03 | 306 | 1Y PLND GROUNDING INSPT. SUBSTNB MVS | MVS Sulphur Hexaflouride CB Sf6 H7.2 | A | 0190E009 | 2021-06-03 | 2010-09-19 | PHILAGANAN
| 45801 | 0190-WST-PSB-H07-MVSSF607 | PM03 | 302 | 3M THERMOGRAPHY SCAN PSB H7.2 | MVS Sulphur Hexaflouride CB Sf6 H7.2 | A | 0190E011 | 2011-09-17 | 2011-07-20 | PHFUTALARA
| 34141 | 0190-WST-PSB-H08-MVSSF608 | PM03 | 307 | 2M INSPECTION PSB MVS H8.2 | MVS Sulphur Hexaflouride CB Sf6 H8.2 | A | 0190E011 | 2011-11-12 | 2008-08-27 | PHFUTALARA
| 45801 | 0190-WST-PSB-H08-MVSSF608 | PM03 | 302 | 3M THERMAL SCANNING-H08-SF6 SWGEAR | MVS Sulphur Hexaflouride CB Sf6 H8.2 | A | 0190E009 | 2011-07-20 | 2009-11-14 | PHFUTALARA
| 51748 | 0190-WST-PSB-H08-MVSSF608 | PM03 | 306 | 1Y PLND GROUNDING INSPT. SUBSTNB MVS 08 | MVS Sulphur Hexaflouride CB Sf6 H8.2 | A | 0190E017 | 2021-06-03 | 2010-09-19 | PHILAGANAN
| 45801 | 0190-WST-PSB-H08-MVSSF608 | PM03 | 302 | 3M THERMOGRAPHY SCAN PSB H8.2 | MVS Sulphur Hexaflouride CB Sf6 H8.2 | A | 0190E011 | 2011-09-17 | 2011-07-20 | PHFUTALARA
| 33383 | 0190-WST-SCG-CWE-COMMON01 | PM03 | 302 | 3M CWWE PANEL THERMAL SCANNING | Colored Water Common | C | 0190E011 | 2009-10-18 | 2008-07-02 | PHSERINAEM
| 33527 | 0190-WST-SCG-CWE-COMMON01 | PM03 | 305 | 3M SERVICE CWWE ELECTRICAL ROOM | Colored Water Common | C | 0190E017 | 2011-05-02 | 2008-07-12 | PHFUTALARA
| 52264 | 0190-WST-SCG-CWE-COMMON01 | PM03 | 301 | 52W Cal CWW Evap 5A4-PRV-22.02 | Colored Water Common | C | 0190E012 | 2021-06-03 | 2014-11-21 | PHILAGANAN
| 55241 | 0190-WST-STM-WHB-2RYFAN01 | PM03 | 301 | 1Y Cal Lurgi Start-up Burner 5A3-TG-047 | Start Up Burner Fan M103 | C | 0190E012 | 2016-05-05 | 2014-09-09 | PHILAGANAN
| 51984 | 0190-WST-STM-WHB-2RYFAN01 | PM03 | 301 | 1Y Cal Lurgi Start-up Burner 5A3_TT-048 | Start Up Burner Fan M103 | C | 0190E012 | 2016-05-05 | 2014-09-09 | PHILAGANAN
| 51984 | 0190-WST-STM-WHB-COMMON01 | PM03 | 301 | 78W Cal Lurgi Control Rm 5A3-TE-124K | Waste Heat Boiler Facilities Common | C | 0190E012 | 2021-06-03 | 2014-09-09 | PHILAGANAN
| 51984 | 0190-WST-STM-WHB-COMMON01 | PM03 | 301 | 78W Cal Lurgi Control Rm 5A3-TE-125K | Waste Heat Boiler Facilities Common | C | 0190E012 | 2021-06-03 | 2014-09-09 | PHILAGANAN
| 51984 | 0190-WST-STM-WHB-MHFNCE01 | PM03 | 301 | 18M Cal Lurgi Heart No1 5A3_TT 01.02/06 | Multi Hearth Furnace 1 | C | 0190E012 | 2016-05-19 | 2014-09-09 | PHILAGANAN
| 51984 | 0190-WST-STM-WHB-MHFNCE01 | PM03 | 301 | 18M Cal Lurgi Heart No1 5A3-TE-01.02/01 | Multi Hearth Furnace 1 | C | 0190E012 | 2016-05-19 | 2014-09-09 | PHILAGANAN
| 51984 | 0190-WST-STM-WHB-MHFNCE01 | PM03 | 301 | 78W Cal Lurgi Heart No1 5A3-TT 01.02/01 | Multi Hearth Furnace 1 | C | 0190E012 | 2016-05-19 | 2014-09-09 | PHILAGANAN
| 51984 | 0190-WST-STM-WHB-MHFNCE02 | PM03 | 301 | 18M Cal Lurgi Heart No2 5A3_TT 01.02/02 | Multi Hearth Furnace 2 | C | 0190E012 | 2016-05-19 | 2014-09-09 | PHILAGANAN
| 51984 | 0190-WST-STM-WHB-MHFNCE03 | PM03 | 301 | 18M Cal Lurgi Heart No3 5A3-TE-01.02/03 | Multi Hearth Furnace 3 | C | 0190E012 | 2016-05-19 | 2014-09-10 | PHILAGANAN
| 51984 | 0190-WST-STM-WHB-MHFNCE03 | PM03 | 301 | 18M Cal Lurgi Heart No3 5A3-TIC-123K | Multi Hearth Furnace 3 | C | 0190E012 | 2016-05-19 | 2014-09-10 | PHILAGANAN
| 51984 | 0190-WST-STM-WHB-MHFNCE03 | PM03 | 301 | 18M Cal Lurgi Heart No3 5A3-TT 01.02/03 | Multi Hearth Furnace 3 | C | 0190E012 | 2016-05-19 | 2014-09-10 | PHILAGANAN
| 51984 | 0190-WST-STM-WHB-MHFNCE04 | PM03 | 301 | 78W Cal Lurgi Heart No4 5A3-TIC-124K | Multi Hearth Furnace 4 | C | 0190E012 | 2016-05-19 | 2014-09-09 | PHILAGANAN
| 51984 | 0190-WST-STM-WHB-MHFNCE04 | PM03 | 301 | 18M Cal Lurgi Heart No4 5A3-TE-01.02/04 | Multi Hearth Furnace 4 | C | 0190E012 | 2016-05-19 | 2014-09-10 | PHILAGANAN
| 51984 | 0190-WST-STM-WHB-MHFNCE04 | PM03 | 301 | 18M Cal Lurgi Heart No4 5A3-TT 01.02/04 | Multi Hearth Furnace 4 | C | 0190E012 | 2016-05-19 | 2014-09-10 | PHILAGANAN
| 51984 | 0190-WST-STM-WHB-MHFNCE05 | PM03 | 301 | 18M Cal Lurgi Heart No5 5A3-TE-01.02/02 | Multi Hearth Furnace 5 | C | 0190E012 | 2016-05-19 | 2014-09-09 | PHILAGANAN
| 51984 | 0190-WST-STM-WHB-MHFNCE05 | PM03 | 301 | 78W Cal Lurgi Heart No4 5A3-TIC-125K | Multi Hearth Furnace 5 | C | 0190E012 | 2016-05-19 | 2014-09-09 | PHILAGANAN
| 51984 | 0190-WST-STM-WHB-MHFNCE05 | PM03 | 301 | 18M Cal Lurgi Heart No5 5A3-TE-01.02/05 | Multi Hearth Furnace 5 | C | 0190E012 | 2016-05-19 | 2014-09-10 | PHILAGANAN
| 51984 | 0190-WST-STM-WHB-MHFNCE05 | PM03 | 301 | 18M Cal Lurgi Heart No5 5A3-TT-01.02/05 | Multi Hearth Furnace 5 | C | 0190E012 | 2016-05-19 | 2014-09-10 | PHILAGANAN
| 51984 | 0190-WST-STM-WHB-MHFNCE06 | PM03 | 301 | 18M Cal Lurgi Heart No6 5A3-TE-01.02/06 | Multi Hearth Furnace 6 | C | 0190E013 | 2016-05-19 | 2014-09-09 | PHILAGANAN
| 51717 | 0190-WST-WWT-AER-ROTBLW04 | PM03 | 302 | 1MON PdMS MONITORING | Roots blower no.4 | C | 0190E012 | 2014-09-10 | 2010-09-16 | PHBALALAOS
| 45801 | 0190-WST-WWT-SBR-CTRPNL02 | PM03 | 302 | 3M Thermal Scan Actiflo SBR Ctrl Pnl 2 | Actiflo-SBR-Chemical Dosing Control Pnl2 | A | 0190E011 | 2013-11-20 | 2011-03-19 | PHILAGANAN