## Sheet1
Maintenance Plan | Group | Functional Location | Order Type | MaintActivityType | Maintenance item description | Description of functional location | ABC indicator | Main work center | Changed on | Created on | Changed by
9190-050-328 | 57277 | 0190-ENG-SCG-CWE-FEDPMP07 | PM03 | 305 | 1Y Planned Service CWWE P-7 | CWW Evaporator Feed Pump P 7 | C | 0190E012 | 2011-05-07 | 2011-05-07 | PHBALALAOS
7190-050-406 | 56476 | 0190-MLK-PRO-NH3-COMPSR02 | PM03 | 305 | 30,000hrs Planned Service Oil Change | Milks NH3 Chiller 2 Compressor Assembly | B | 0190E010 | 2017-02-15 | 2012-12-28 | PHBALALAOS
6190-050-385 | 61410 | 0190-ENG-STM-FBB-ASHCON02 | PM03 | 305 | 1Y Planned Servicing Ash Conveyor | Ash Conveyor No.2 (C2) | C | 0190E012 |  | 2011-12-26
6190-050-385 | 61410 | 0190-ENG-STM-FBB-ASHCON03 | PM03 | 305 | 1Y Planned Servicing Ash Conveyor | Ash Conveyor No.3 (C3) | C | 0190E012 |  | 2011-12-26
6190-050-385 | 61410 | 0190-ENG-STM-FBB-ASHCON04 | PM03 | 305 | 1Y Planned Servicing Ash Conveyor | Ash Conveyor No.4 (C4) | C | 0190E012 |  | 2011-12-26
6190-050-385 | 61410 | 0190-ENG-STM-FBB-ASHCON05 | PM03 | 305 | 1Y Planned Servicing Ash Conveyor | Ash Conveyor No.5 (C5) | C | 0190E012 |  | 2011-12-26
3190-050-152 | 52587 | 0190-ENG-STM-FBB-INDFAN01 | PM03 | 307 | 3W INSPECTION | Induced Draft Fan Assembly | C | 0190E012 | 2019-06-17 | 2010-11-24 | PHBALALAOS
2190-050-392 | 61746 | 0190-ENG-GFO-FFF-PIPELINE | PM03 | 306 | 1Y Function Test/Calibration | Fire Fighting Pipe Lines | C | 0190E012 | 2017-06-19 | 2012-01-03 | PHILAGANAN
2190-050-391 | 61733 | 0190-ENG-GFO-FFF-PIPELINE | PM03 | 306 | 1W Safety Inspection SCBA | Fire Fighting Pipe Lines | C | 0190E012 | 2017-06-19 | 2012-01-03 | PHILAGANAN
192-060-131 | 51616 | 0190-COF-PRO-RST-FUELTNK-FULTNK01 | PM03 | 305 | 3M SERVICE FUEL DAY TANK ROASTER | Roaster 1 and 2 Fuel Tank | A | 0190E017 | 2011-12-08 | 2010-09-07 | PHFUTALARA
190-060-129 | 51616 | 0190-MLK-PRO-AHB-FHTSTN01 | PM03 | 307 | 3M PLANNED SERVICE FUEL DAY TANK MAH | Milk Fuel Heating Station | C | 0190E011 | 2017-06-19 | 2010-09-06 | PHILAGANAN
0190-NH3-001 | 513609 | 0190-MLK-PRO-NH3-COMPSR01-PPNG INSULTION | PM03 | 306 | 52WK Visual inspection of pipework & acc | Milk NH3 Chiller 1 Piping and Insulatio | B | 0190E010 | 2021-06-03 | 2016-08-26 | PHILAGANAN
0190-090-550 | 578756 | 0190-COF-PRO-FFE-CLARIF04-DRIVE04 | PM03 | 305 | 10000Hr Drive Overhauling | Centrifuge FFE Clarifier No 4 DRIVE | B | 0190E001 | 2021-10-18 | 2021-08-26 | PHMEDIANJI
0190-090-549 | 578756 | 0190-COF-PRO-FFE-CLARIF03-DRIVE03 | PM03 | 305 | 10000Hr Drive Overhauling | Centrifuge FFE Clarifier No 3 DRIVE | B | 0190E001 | 2021-10-18 | 2021-08-26 | PHMEDIANJI
0190-090-548 | 578726 | 0190-COF-PRO-FFE-CLARIF05-DRIVE05 | PM03 | 305 | 10000Hr Drive Overhauling | Centrifuge FFE Clarifier No 5 DRIVE | B | 0190E001 | 2021-10-18 | 2021-08-26 | PHMEDIANJI
0190-090-547 | 578731 | 0190-COF-PRO-FFE-CLARIF06-DRIVE06 | PM03 | 305 | 10000Hr Drive Overhauling | Centrifuge FFE Clarifier No 6 DRIVE | B | 0190E001 | 2021-10-18 | 2021-08-26 | PHMEDIANJI
0190-090-546 | 578726 | 0190-COF-PRO-FFE-CLARIF02-DRIVE02 | PM03 | 305 | 10000Hr Drive Overhauling | Centrifuge FFE Clarifier No 2 DRIVE | B | 0190E001 | 2021-10-18 | 2021-08-26 | PHMEDIANJI
0190-090-545 | 578726 | 0190-COF-PRO-FFE-CLARIF01-DRIVE01 | PM03 | 305 | 10000Hr Drive Overhauling | Centrifuge FFE Clarifier No 1 DRIVE | B | 0190E001 | 2021-10-18 | 2021-08-26 | PHMEDIANJI
0190-090-544 | 578660 | 0190-COF-PRO-FFE-CLARIF06-BOWL06 | PM03 | 305 | 4000 Hr Bowl Overhauling | Centrifuge FFE Clarifier No 6 BOWL | B | 0190E001 | 2021-10-18 | 2021-08-24 | PHMEDIANJI
0190-090-543 | 578568 | 0190-COF-PRO-FFE-CLARIF04-BOWL04 | PM03 | 305 | 2650 Hr Bowl Overhauling | Centrifuge FFE Clarifier No 4 BOWL | B | 0190E001 | 2021-10-18 | 2021-08-24 | PHMEDIANJI
0190-090-542 | 578568 | 0190-COF-PRO-FFE-CLARIF03-BOWL03 | PM03 | 305 | 2650 Hr Bowl Overhauling | Centrifuge FFE Clarifier No 3 BOWL | B | 0190E001 | 2021-10-18 | 2021-08-20 | PHMEDIANJI
0190-090-541 | 578448 | 0190-COF-PRO-FFE-CLARIF05-BOWL05 | PM03 | 305 | 2650 Hr Bowl Overhauling | Centrifuge FFE Clarifier NO. 05 BOWL | B | 0190E001 | 2021-10-18 | 2021-08-20 | PHMEDIANJI
0190-090-540 | 578448 | 0190-COF-PRO-FFE-CLARIF01-BOWL01 | PM03 | 305 | 2650 Hr Bowl Overhauling | Centrifuge FFE Clarifier NO. 01 BOWL | B | 0190E001 | 2021-10-18 | 2021-08-20 | PHMEDIANJI
0190-090-539 | 578448 | 0190-COF-PRO-FFE-CLARIF02-BOWL02 | PM03 | 305 | 2650 Hr Bowl Overhauling | Centrifuge FFE Clarifier NO. 02 BOWL | B | 0190E001 | 2021-10-18 | 2021-08-20 | PHMEDIANJI
0190-090-538 | 578448 | 0190-COF-PRO-FFE-CLARIF01-BOWL01 | PM03 | 305 | 8000 Hr Bowl Overhauling | Centrifuge FFE Clarifier NO. 01 BOWL | B | 0190E001 | 2021-08-20 | 2021-08-17 | PHEMBATEAN
0190-090-537 | 422250 | 0190-ENG-HSF-RUD-GCWHSE1 | PM03 | 307 | 4W Roll-up Doors Servicing GC Whse | GC WHSE - Inkema Roll-up Door No.1 | C | 0190E013 |  | 2021-05-12
0190-090-537 | 422250 | 0190-ENG-HSF-RUD-GCWHSE2 | PM03 | 307 | 4W Roll-up Doors Servicing GC Whse | GC WHSE - Inkema Roll-up Door No.2 | C | 0190E013 |  | 2021-05-12
0190-090-537 | 422250 | 0190-ENG-HSF-RUD-GCWHSE3 | PM03 | 307 | 4W Roll-up Doors Servicing GC Whse | GC WHSE - Inkema Roll-up Door No.3 | C | 0190E013 |  | 2021-05-12
0190-090-536 | 422250 | 0190-ENG-HSF-RUD-COFRWK1 | PM03 | 307 | 4W Roll-up Doors Servicing KS Rework | COFFEE RWK - Albany Roll-up Door No.13 | C | 0190E013 |  | 2021-05-12
0190-090-536 | 422250 | 0190-ENG-HSF-RUD-KSFP1 | PM03 | 307 | 4W Roll-up Doors Servicing KS F/P | COFFEE 1FP - Albany Roll-up Door No.11 | C | 0190E013 |  | 2021-05-12
0190-090-536 | 422250 | 0190-ENG-HSF-RUD-KSFP2 | PM03 | 307 | 4W Roll-up Doors Servicing KS F/P | COFFEE 1FP - Albany Roll-up Door No.12 | C | 0190E013 |  | 2021-05-12
0190-090-535 | 422250 | 0190-ENG-HSF-RUD-MLKPROCTS1 | PM03 | 307 | 4W Roll-up Doors Servicing MilksPro CTS | MILKSPRO CTS - Albany Roll-up Door No.9 | C | 0190E013 |  | 2021-05-12
0190-090-535 | 422250 | 0190-ENG-HSF-RUD-MLKPROCTS2 | PM03 | 307 | 4W Roll-up Doors Servicing MilksPro CTS | MILKSPRO CTS - Albany Roll-up Door No.10 | C | 0190E013 |  | 2021-05-12
0190-090-534 | 59434 | 0190-MLK-PRO-CMN-AHU01 | PM03 | 307 | 4W Air Handling Unit Servicing | AHU Normal Milk Control Room | C | 0190E013 | 2021-05-12 | 2021-05-12 | PHILAGANAN
0190-090-534 | 59434 | 0190-MLK-PRO-CMN-AHU09 | PM03 | 307 | 4W AHU Servicing Milks CTS Dry | AHU 3-Star CTS MSK B&C Dry Tech Room | B | 0190E013 | 2021-05-12 | 2021-05-12 | PHILAGANAN
0190-090-534 | 59434 | 0190-MLK-PRO-CMN-AHU10 | PM03 | 307 | 4W AHU Servicing Milks CTS Wet | AHU 3-Star CTS MSK B&C Wet Tech Room | B | 0190E013 | 2021-05-12 | 2021-05-12 | PHILAGANAN
0190-090-533 | 59434 | 0190-COF-FNP-CMN-AHU03 | PM03 | 307 | 4W AHU Servicing Coffee Tilting Station | AHU Coffee AIL/Tilting Station | A | 0190E013 | 2021-05-12 | 2021-05-12 | PHILAGANAN
0190-090-533 | 59434 | 0190-COF-FNP-CMN-AHU04 | PM03 | 307 | 4W AHU Servicing Coffee F/P Rm 1&2 | AHU Coffee Filling Rm 1&2 Grnd Floor | A | 0190E013 | 2021-05-12 | 2021-05-12 | PHILAGANAN
0190-090-533 | 59434 | 0190-COF-FNP-CMN-AHU06 | PM03 | 307 | 4W AHU Servicing Coffee AIL Room | AHU Coffee AIL Room (2 STAR) | B | 0190E013 | 2021-05-12 | 2021-05-12 | PHILAGANAN
0190-090-533 | 59434 | 0190-COF-PRO-EGA-AHU03 | PM03 | 307 | 4W AHU Servicing Coffee Egron Ground | Egron AHU Coffee Egron Ground Floor | C | 0190E013 | 2021-05-12 | 2021-05-12 | PHILAGANAN
0190-090-532 | 418185 | 0190-COF-FNP-HSF-RTRUCK01 | PM03 | 307 | 52W PIV Safety Check/Inspection | Coffee Reachtruck No 1 - Toyota | B | 0190E013 | 2021-01-13 | 2014-09-11 | PHILAGANAN
0190-090-532 | 418185 | 0190-COF-FNP-HSF-RTRUCK02 | PM03 | 307 | 52W PIV Safety Check/Inspection | Coffee Reachtruck No 2 - Toyota | B | 0190E013 | 2021-01-13 | 2014-09-11 | PHILAGANAN
0190-090-532 | 418185 | 0190-COF-FNP-HSF-RTRUCK04 | PM03 | 307 | 52W PIV Safety Check/Inspection | Coffee Reachtruck No 4 - Toyota | B | 0190E013 | 2021-01-13 | 2014-09-11 | PHILAGANAN
0190-090-532 | 418185 | 0190-ENG-HSF-FLF-FRKLIF04 | PM03 | 307 | 52W PIV Safety Check/Inspection | Forklift Truck No4 Diesel | C | 0190E013 | 2021-01-13 | 2014-09-11 | PHILAGANAN
0190-090-532 | 418185 | 0190-ENG-HSF-FLF-FRKLIF05 | PM03 | 307 | 52W PIV Safety Check/Inspection | Forklift Truck No5 LPG | C | 0190E013 | 2021-01-13 | 2014-09-11 | PHILAGANAN
0190-090-532 | 418185 | 0190-MLK-FNP-HSF-RTRUCK01 | PM03 | 307 | 52W PIV Safety Check/Inspection | Milks F/P Reachtruck No 1- Toyota | C | 0190E013 | 2021-01-13 | 2014-09-11 | PHILAGANAN
0190-090-532 | 418185 | 0190-MLK-FNP-HSF-RTRUCK02 | PM03 | 307 | 52W PIV Safety Check/Inspection | Milks F/P Reachtruck No 02 - Toyota | C | 0190E013 | 2021-01-13 | 2014-09-11 | PHILAGANAN
0190-090-532 | 418185 | 0190-MLK-FNP-HSF-RTRUCK03 | PM03 | 307 | 52W PIV Safety Check/Inspection | Milks F/P Reachtruck No 3 - Toyota | C | 0190E013 | 2021-01-13 | 2014-09-11 | PHILAGANAN
0190-090-532 | 418185 | 0190-MLK-FNP-HSF-RTRUCK08 | PM03 | 307 | 52W PIV Safety Check/Inspection | Milks F/P Reachtruck No 8- Toyota | C | 0190E013 | 2021-01-13 | 2014-09-11 | PHILAGANAN
0190-090-532 | 418185 | 0190-MLK-FNP-HSF-RTRUCK09 | PM03 | 307 | 52W PIV Safety Check/Inspection | Milks F/P Reachtruck No 09 - Toyota | C | 0190E008 | 2021-01-13 | 2014-09-11 | PHILAGANAN
0190-090-532 | 418185 | 0190-MLK-FNP-HSF-RTRUCK10 | PM03 | 307 | 52W PIV Safety Check/Inspection | Milks F/P Reachtruck No 10 - Toyota | C | 0190E008 | 2021-01-13 | 2014-09-11 | PHILAGANAN
0190-090-532 | 418185 | 0190-MLK-FNP-HSF-RTRUCK15 | PM03 | 307 | 52W PIV Safety Check/Inspection | Milks F/P Reachtruck No 15 - Toyota | C | 0190E008 | 2021-01-13 | 2014-09-11 | PHILAGANAN
0190-090-532 | 418185 | 0190-MLK-PRO-CMN-FRKLIF01 | PM03 | 307 | 52W PIV Safety Check/Inspection | Milks Forklift No 1 Battery Operated | B | 0190E013 | 2021-01-13 | 2014-09-11 | PHILAGANAN
0190-090-532 | 418185 | 0190-MLK-PRO-CMN-FRKLIF02 | PM03 | 307 | 52W PIV Safety Check/Inspection | Milks Forklift No 2 Battery Operated | B | 0190E013 | 2021-01-13 | 2014-09-11 | PHILAGANAN
0190-090-532 | 418185 | 0190-MLK-PRO-CMN-FRKLIF03 | PM03 | 307 | 52W PIV Safety Check/Inspection | Milks Forklift No.3 Battery Operated | B | 0190E013 | 2021-01-13 | 2014-09-11 | PHILAGANAN
0190-090-532 | 418185 | 0190-MLK-PRO-CMN-FRKLIF04 | PM03 | 307 | 52W PIV Safety Check/Inspection | Milks Forklift No.4 - Jungheinrich | C | 0190E013 | 2021-01-13 | 2014-09-11 | PHILAGANAN
0190-090-532 | 418185 | 0190-MLK-PRO-CMN-FRKLIF05 | PM03 | 307 | 52W PIV Safety Check/Inspection | Milks Forklift No.5 - Jungheinrich | C | 0190E013 | 2021-01-13 | 2014-09-11 | PHILAGANAN
0190-090-532 | 418185 | 0190-MLK-PRO-CMN-RTRUCK04 | PM03 | 307 | 52W PIV Safety Check/Inspection | Milks Reachtruck No 4 - Toyota | C | 0190E013 | 2021-01-13 | 2014-09-11 | PHILAGANAN
0190-090-531 | 418252 | 0190-COF-FNP-HSF-RTRUCK01 | PM03 | 307 | 26W PIV Fuse Inspection | Coffee Reachtruck No 1 - Toyota | B | 0190E013 | 2021-01-13 | 2014-09-11 | PHILAGANAN
0190-090-531 | 418252 | 0190-COF-FNP-HSF-RTRUCK02 | PM03 | 307 | 26W PIV Fuse Inspection | Coffee Reachtruck No 2 - Toyota | B | 0190E013 | 2021-01-13 | 2014-09-11 | PHILAGANAN
0190-090-531 | 418252 | 0190-COF-FNP-HSF-RTRUCK04 | PM03 | 307 | 26W PIV Fuse Inspection | Coffee Reachtruck No 4 - Toyota | B | 0190E013 | 2021-01-13 | 2014-09-11 | PHILAGANAN
0190-090-531 | 418252 | 0190-ENG-HSF-FLF-FRKLIF04 | PM03 | 307 | 26W PIV Fuse Inspection | Forklift Truck No4 Diesel | C | 0190E013 | 2021-01-13 | 2014-09-11 | PHILAGANAN
0190-090-531 | 418252 | 0190-ENG-HSF-FLF-FRKLIF05 | PM03 | 307 | 26W PIV Fuse Inspection | Forklift Truck No5 LPG | C | 0190E013 | 2021-01-13 | 2014-09-11 | PHILAGANAN
0190-090-531 | 418252 | 0190-MLK-FNP-HSF-RTRUCK02 | PM03 | 307 | 26W PIV Fuse Inspection | Milks F/P Reachtruck No 02 - Toyota | C | 0190E013 | 2021-01-13 | 2014-09-11 | PHILAGANAN
0190-090-531 | 418252 | 0190-MLK-FNP-HSF-RTRUCK03 | PM03 | 307 | 26W PIV Fuse Inspection | Milks F/P Reachtruck No 3 - Toyota | C | 0190E013 | 2021-01-13 | 2014-09-11 | PHILAGANAN
0190-090-531 | 418252 | 0190-MLK-FNP-HSF-RTRUCK08 | PM03 | 307 | 26W PIV Fuse Inspection | Milks F/P Reachtruck No 8- Toyota | C | 0190E013 | 2021-01-13 | 2014-09-11 | PHILAGANAN
0190-090-531 | 418252 | 0190-MLK-PRO-CMN-FRKLIF01 | PM03 | 307 | 26W PIV Fuse Inspection | Milks Forklift No 1 Battery Operated | B | 0190E013 | 2021-01-13 | 2014-09-11 | PHILAGANAN
0190-090-531 | 418252 | 0190-MLK-PRO-CMN-FRKLIF03 | PM03 | 307 | 26W PIV Fuse Inspection | Milks Forklift No.3 Battery Operated | B | 0190E013 | 2021-01-13 | 2014-09-11 | PHILAGANAN
0190-090-531 | 418252 | 0190-MLK-PRO-CMN-FRKLIF04 | PM03 | 307 | 26W PIV Fuse Inspection | Milks Forklift No.4 - Jungheinrich | C | 0190E013 | 2021-01-13 | 2014-09-11 | PHILAGANAN
0190-090-531 | 418252 | 0190-MLK-PRO-CMN-FRKLIF05 | PM03 | 307 | 26W PIV Fuse Inspection | Milks Forklift No.5 - Jungheinrich | C | 0190E013 | 2021-01-13 | 2014-09-11 | PHILAGANAN
0190-090-530 | 51984 | 0190-QAD-FAC-AHU-GENLAB01-5F1TG001 | PM03 | 301 | 52W Calibration of Temp Instrument | Temperature Gauge 001 | C | 0190E013 | 2020-08-12 | 2014-09-03 | PHILAGANAN
0190-090-530 | 51984 | 0190-QAD-FAC-AHU-GENLAB01-5F1TG002 | PM03 | 301 | 52W Calibration of Temp Instrument | Temperature Gauge 002 | C | 0190E013 | 2020-08-12 | 2014-09-03 | PHILAGANAN
0190-090-530 | 51984 | 0190-QAD-FAC-AHU-GENLAB01-5F1TT001 | PM03 | 301 | 52W Calibration of Temp Instrument | Temperature Transmitter 001 | C | 0190E013 | 2020-08-12 | 2014-09-03 | PHILAGANAN
0190-090-530 | 51984 | 0190-QAD-FAC-AHU-GENLAB01-5F1TT002 | PM03 | 301 | 52W Calibration of Temp Instrument | Temperature Transmitter 002 | C | 0190E013 | 2020-08-12 | 2014-09-03 | PHILAGANAN
0190-090-530 | 51984 | 0190-QAD-FAC-AHU-GENLAB01-5F1TT003 | PM03 | 301 | 52W Calibration of Temp Instrument | Temperature Transmitter 003 | C | 0190E013 | 2020-08-12 | 2014-09-03 | PHILAGANAN
0190-090-530 | 51984 | 0190-QAD-FAC-AHU-MICLAB01-5F1TG004 | PM03 | 301 | 52W Calibration of Temp Instrument | Temperature Gauge 004 | C | 0190E013 | 2020-08-12 | 2014-09-03 | PHILAGANAN
0190-090-530 | 51984 | 0190-QAD-FAC-AHU-MICLAB01-5F1TG005 | PM03 | 301 | 52W Calibration of Temp Instrument | Temperature Gauge 005 | C | 0190E013 | 2020-08-12 | 2014-09-03 | PHILAGANAN
0190-090-530 | 51984 | 0190-QAD-FAC-AHU-MICLAB01-5F1TT004 | PM03 | 301 | 52W Calibration of Temp Instrument | Temperature Transmitter 004 | C | 0190E013 | 2020-08-12 | 2014-09-03 | PHILAGANAN
0190-090-529 | 51985 | 0190-QAD-FAC-AHU-GENLAB01-5F1CV001 | PM03 | 301 | 52W Calibration of Control Valve | Control Valve 001 | C | 0190E013 | 2020-08-12 | 2014-09-03 | PHILAGANAN
0190-090-529 | 51985 | 0190-QAD-FAC-AHU-GENLAB01-5F1CV002 | PM03 | 301 | 52W Calibration of Control Valve | Control Valve 002 | C | 0190E013 | 2020-08-12 | 2014-09-03 | PHILAGANAN
0190-090-528 | 55240 | 0190-QAD-FAC-AHU-GENLAB01-5F1PG007 | PM03 | 301 | 52W Calibration of Pressure Gauge | Pressure Gauge 007 | C | 0190E013 | 2020-08-14 | 2014-09-03 | PHILAGANAN
0190-090-528 | 55240 | 0190-QAD-FAC-AHU-GENLAB01-5F1PG008 | PM03 | 301 | 52W Calibration of Pressure Gauge | Pressure Gauge 008 | C | 0190E013 | 2020-08-14 | 2014-09-03 | PHILAGANAN
0190-090-528 | 55240 | 0190-QAD-FAC-AHU-GENLAB01-5F1PG009 | PM03 | 301 | 52W Calibration of Pressure Gauge | Pressure Gauge 009 | C | 0190E013 | 2020-08-14 | 2014-09-03 | PHILAGANAN
0190-090-528 | 55240 | 0190-QAD-FAC-AHU-GENLAB01-5F1PG010 | PM03 | 301 | 52W Calibration of Pressure Gauge | Pressure Gauge 010 | C | 0190E013 | 2020-08-14 | 2014-09-03 | PHILAGANAN
0190-090-528 | 55240 | 0190-QAD-FAC-AHU-GENLAB01-5F1PG013 | PM03 | 301 | 52W Calibration of Pressure Gauge | Pressure Gauge 013 | C | 0190E013 | 2020-08-14 | 2014-09-03 | PHILAGANAN
0190-090-528 | 55240 | 0190-QAD-FAC-AHU-MICLAB01-5F1PG014 | PM03 | 301 | 52W Calibration of Pressure Gauge | Pressure Gauge 014 | C | 0190E013 | 2020-08-14 | 2014-09-03 | PHILAGANAN
0190-090-528 | 55240 | 0190-QAD-FAC-AHU-MICLAB01-5F1PG015 | PM03 | 301 | 52W Calibration of Pressure Gauge | Pressure Gauge 015 | C | 0190E013 | 2020-08-14 | 2014-09-03 | PHILAGANAN
0190-090-527 | 55240 | 0190-QAD-FAC-CMN-COMMON01 | PM03 | 301 | 5F1-PG-003 | Quality Assurance Facilities Common | C | 0190E013 | 2020-08-12 | 2014-09-03 | PHILAGANAN
0190-090-527 | 55240 | 0190-QAD-FAC-CMN-COMMON01 | PM03 | 301 | 5F1-PG-004 | Quality Assurance Facilities Common | C | 0190E013 | 2020-08-12 | 2014-09-03 | PHILAGANAN
0190-090-527 | 55240 | 0190-QAD-FAC-CMN-COMMON01 | PM03 | 301 | 5F1-PG-005 | Quality Assurance Facilities Common | C | 0190E013 | 2020-08-12 | 2014-09-03 | PHILAGANAN
0190-090-527 | 55240 | 0190-QAD-FAC-CMN-COMMON01 | PM03 | 301 | 5F1-PG-006 | Quality Assurance Facilities Common | C | 0190E013 | 2020-08-12 | 2014-09-03 | PHILAGANAN
0190-090-526 | 51986 | 0190-QAD-FAC-CMN-COMMON01 | PM03 | 301 | 5F1-FIT-001 | Quality Assurance Facilities Common | C | 0190E013 | 2020-08-12 | 2014-09-03 | PHILAGANAN
0190-090-525 | 52264 | 0190-QAD-FAC-AHU-GENLAB01-5F1PRV001 | PM03 | 301 | 52W Calibration of Pressure Relief Valve | Pressure Relief Valve 001 | C | 0190E013 | 2020-08-12 | 2014-09-03 | PHILAGANAN
0190-090-525 | 52264 | 0190-QAD-FAC-CMN-COMMON01 | PM03 | 301 | 5F1-PRV-001 | Quality Assurance Facilities Common | C | 0190E013 | 2020-08-12 | 2014-09-03 | PHILAGANAN
0190-090-524 | 55240 | 0190-QAD-FAC-CMN-COMMON01 | PM03 | 301 | 5F1-PG-001 | Quality Assurance Facilities Common | C | 0190E013 | 2020-08-12 | 2014-09-03 | PHILAGANAN
0190-090-524 | 55240 | 0190-QAD-FAC-CMN-COMMON01 | PM03 | 301 | 5F1-PG-002 | Quality Assurance Facilities Common | C | 0190E013 | 2020-08-12 | 2014-09-03 | PHILAGANAN
0190-090-523 | 417531 | 0190-ADM-FAC-BLG-FCTY09 | PM03 | 305 | 52W Canteen Hood Chemical Cleaning | Main Canteen | C | 0190E013 | 2021-01-13 | 2014-08-20 | PHILAGANAN
0190-090-522 | 417530 | 0190-ADM-FAC-BLG-FCTY09 | PM03 | 307 | 26W LPG Line Bubble Test - Canteen | Main Canteen | C | 0190E013 | 2021-01-13 | 2014-08-20 | PHILAGANAN
0190-090-522 | 417530 | 0190-ADM-FAC-BLG-FCTY10 | PM03 | 307 | 26 LPG Line Bubble Test - Staff House 1 | Staff House No. 1 | C | 0190E013 | 2021-01-13 | 2016-09-06 | PHILAGANAN
0190-090-522 | 417530 | 0190-ADM-FAC-BLG-FCTY11 | PM03 | 307 | 26 LPG Line Bubble Test - Staff House 2 | Staff House No. 2 | C | 0190E013 | 2021-01-13 | 2016-09-06 | PHILAGANAN
0190-090-522 | 417530 | 0190-ADM-FAC-BLG-FCTY12 | PM03 | 307 | 26 LPG Line Bubble Test - Staff House 3 | Staff House No. 3 | C | 0190E013 | 2021-01-13 | 2016-09-06 | PHILAGANAN
0190-090-522 | 417530 | 0190-ADM-FAC-BLG-FCTY13 | PM03 | 307 | 26 LPG Line Bubble Test - Staff House 4 | Staff House No. 4 | C | 0190E013 | 2021-01-13 | 2016-09-06 | PHILAGANAN
0190-090-522 | 417530 | 0190-ADM-FAC-BLG-FCTY14 | PM03 | 307 | 26 LPG Line Bubble Test - Guest House 1 | Guest House No. 1 | C | 0190E013 | 2021-01-13 | 2016-09-06 | PHILAGANAN
0190-090-521 | 417521 | 0190-ENG-GFO-WSF-FCTY | PM03 | 305 | 52W Drill Press change oil | Mechanical Workshop Facility | C | 0190E013 | 2021-01-13 | 2014-08-20 | PHILAGANAN
0190-090-520 | 417520 | 0190-ENG-GFO-WSF-FCTY | PM03 | 305 | 52W Milling Machine change oil | Mechanical Workshop Facility | C | 0190E013 | 2021-01-13 | 2014-08-20 | PHILAGANAN
0190-090-519 | 417519 | 0190-ENG-GFO-WSF-FCTY | PM03 | 305 | 52W Lathe Machine change oil | Mechanical Workshop Facility | C | 0190E013 | 2021-01-13 | 2014-08-20 | PHILAGANAN
0190-090-518 | 411920 | 0190-QAD-FAC-CMN-COMMON01 | PM03 | 305 | 1W Green Coffee QA LAB Roaster cleaning | Quality Assurance Facilities Common | C | 0190E013 | 2021-01-07 | 2014-01-30 | PHILAGANAN
0190-090-517 | 411815 | 0190-ENG-GFO-FCT-ROGATE01 | PM03 | 305 | 13W Factory Roller Gates Servicing and G | Main Entrance Roller Gate | B | 0190E013 | 2021-01-13 | 2014-01-29 | PHILAGANAN
0190-090-517 | 411816 | 0190-ENG-GFO-FCT-ROGATE02 | PM03 | 305 | 13W Factory Roller Gates Servicing and G | Staffhouse Roller Gate | B | 0190E013 | 2021-01-13 | 2014-01-29 | PHILAGANAN
0190-090-516 | 407106 | 0190-ENG-HSF-WHS-WEXFAN01 | PM03 | 305 | 13W Exhaust Filter Replacement Alpha War | Coffee Warehouse Wall Exhaust Fan No. 1 | C | 0190E013 | 2021-01-13 | 2013-09-25 | PHILAGANAN
0190-090-516 | 407113 | 0190-ENG-HSF-WHS-WEXFAN02 | PM03 | 305 | 13W Exhaust Filter Replacement Bravo War | Coffee Warehouse Wall Exhaust Fan No. 2 | C | 0190E013 | 2021-01-13 | 2013-09-25 | PHILAGANAN
0190-090-516 | 407114 | 0190-ENG-HSF-WHS-WEXFAN03 | PM03 | 305 | 13W Exhaust Filter Replacement Charley W | Milks Warehouse Wall Exhaust Fan No. 1 | C | 0190E013 | 2021-01-13 | 2013-09-25 | PHILAGANAN
0190-090-516 | 407115 | 0190-ENG-HSF-WHS-WEXFAN04 | PM03 | 305 | 13W Exhaust Filter Replacement Delta War | Milks Warehouse Wall Exhaust Fan No. 2 | C | 0190E013 | 2021-01-13 | 2013-09-25 | PHILAGANAN
0190-090-515 | 406102 | 0190-ADM-FAC-BLG-ENGBLG01 | PM03 | 306 | Daily Oil Separator Cleaning Factorywide | Engineering Building And Facilities | C | 0190E013 | 2016-03-09 | 2013-09-09 | PHILAGANAN
0190-090-514 | 405139 | 0190-ADM-FAC-BLG-FCTY09 | PM03 | 307 | 13W Water Filter Replacement | Main Canteen | C | 0190E013 | 2021-03-17 | 2013-07-17 | PHILAGANAN
0190-090-513 | 405138 | 0190-ADM-FAC-BLG-FCTY09 | PM03 | 305 | 1W Water Filter Cleaning | Main Canteen | C | 0190E013 | 2016-03-09 | 2013-07-17 | PHILAGANAN
0190-090-512 | 403793 | 0190-ADM-FAC-BLG-ENGBLG01 | PM03 | 306 | 1W Drainage Cleaning and Inspection | Engineering Building And Facilities | C | 0190E013 | 2016-03-09 | 2013-05-21 | PHILAGANAN
0190-090-511 | 402526 | 0190-MLK-PRO-CMN-FRKLIF05 | PM03 | 305 | 4W Forklift/Reach Truck Servicing | Milks Forklift No.5 - Jungheinrich | C | 0190E013 | 2021-01-13 | 2013-04-03 | PHILAGANAN
0190-090-510 | 402524 | 0190-MLK-PRO-CMN-FRKLIF04 | PM03 | 305 | 4W Forklift/Reach Truck Servicing | Milks Forklift No.4 - Jungheinrich | C | 0190E013 | 2021-01-13 | 2013-04-03 | PHILAGANAN
0190-090-509 | 402517 | 0190-ENG-GFO-FCT-FCLTY | PM03 | 307 | 4W Chairs Safety Check | Factory Overhead Facilities | C | 0190E013 | 2021-01-13 | 2013-04-03 | PHILAGANAN
0190-090-508 | 402515 | 0190-ENG-GFO-WSF-FCTY | PM03 | 307 | 1W CDM Checklist GES (ASGenabio) | Mechanical Workshop Facility | C | 0190E013 | 2016-03-09 | 2013-04-03 | PHILAGANAN
0190-090-508 | 402515 | 0190-ENG-GFO-WSF-FCTY | PM03 | 307 | 1W CDM Checklist GES (RTDagala) | Mechanical Workshop Facility | C | 0190E013 | 2016-03-09 | 2013-04-03 | PHILAGANAN
0190-090-508 | 402515 | 0190-ENG-GFO-WSF-FCTY | PM03 | 307 | 1W CDM Checklist GES (PJOga) | Mechanical Workshop Facility | C | 0190E013 | 2016-03-09 | 2013-04-03 | PHILAGANAN
0190-090-508 | 402515 | 0190-ENG-GFO-WSF-FCTY | PM03 | 307 | 1W CDM Checklist GES (WMCastanares) | Mechanical Workshop Facility | C | 0190E013 | 2016-03-09 | 2013-04-03 | PHILAGANAN
0190-090-508 | 402515 | 0190-ENG-GFO-WSF-FCTY | PM03 | 307 | 1W CDM Checklist GES (EJSalvana) | Mechanical Workshop Facility | C | 0190E013 | 2016-03-09 | 2013-04-03 | PHILAGANAN
0190-090-508 | 402515 | 0190-ENG-GFO-WSF-FCTY | PM03 | 307 | 1W CDM Checklist GES (NMLabrador) | Mechanical Workshop Facility | C | 0190E013 | 2016-03-09 | 2013-04-03 | PHILAGANAN
0190-090-508 | 402515 | 0190-ENG-GFO-WSF-FCTY | PM03 | 307 | 1W CDM Checklist GES (LGTulod) | Mechanical Workshop Facility | C | 0190E013 | 2016-03-09 | 2013-04-03 | PHILAGANAN
0190-090-507 | 402296 | 0190-ADM-FAC-BLG-ENGBLG06 | PM03 | 307 | 1W 5S activity at Biomass Area | Biomass Social Block | C | 0190E013 | 2016-03-09 | 2013-03-25 | PHILAGANAN
0190-090-506 | 401420 | 0190-ENG-GFO-WSF-FCTY | PM03 | 307 | 4W General inspection and monitoring of | Mechanical Workshop Facility | C | 0190E013 | 2021-01-13 | 2013-02-13 | PHILAGANAN
0190-090-505 | 401419 | 0190-ENG-GFO-FCT-FCLTY | PM03 | 307 | 4W Factorywide equipments monitoring and | Factory Overhead Facilities | C | 0190E013 | 2021-01-13 | 2013-02-13 | PHILAGANAN
0190-090-504 | 401224 | 0190-ADM-FAC-BLG-FCTY08 | PM03 | 307 | Daily Equipment Monitoring and Inspectio | Social Block Building | C | 0190E013 | 2016-03-09 | 2013-01-30 | PHILAGANAN
0190-090-503 | 52103 | 0190-MLK-FNP-HSF-RTRUCK01 | PM03 | 302 | 1W F/L & R/T Battery Servicing | Milks F/P Reachtruck No 1- Toyota | C | 0190E013 | 2018-10-17 | 2013-02-12 | PHOROSCOFE
0190-090-503 | 52103 | 0190-MLK-FNP-HSF-RTRUCK02 | PM03 | 302 | 1W F/L & R/T Battery Servicing | Milks F/P Reachtruck No 02 - Toyota | C | 0190E013 | 2018-10-17 | 2011-11-22 | PHOROSCOFE
0190-090-503 | 52103 | 0190-MLK-FNP-HSF-RTRUCK03 | PM03 | 302 | 1W F/L & R/T Battery Servicing | Milks F/P Reachtruck No 3 - Toyota | C | 0190E013 | 2018-10-17 | 2010-10-14 | PHOROSCOFE
0190-090-503 | 52103 | 0190-MLK-FNP-HSF-RTRUCK08 | PM03 | 302 | 1W F/L & R/T Battery Servicing | Milks F/P Reachtruck No 8- Toyota | C | 0190E013 | 2018-10-17 | 2010-10-14 | PHOROSCOFE
0190-090-503 | 52103 | 0190-MLK-PRO-CMN-RTRUCK04 | PM03 | 302 | 1W F/L & R/T Battery Servicing | Milks Reachtruck No 4 - Toyota | C | 0190E013 | 2018-10-17 | 2012-03-16 | PHOROSCOFE
0190-090-502 | 52103 | 0190-MLK-PRO-CMN-FRKLIF01 | PM03 | 302 | 1W F/L & R/T Battery Servicing | Milks Forklift No 1 Battery Operated | B | 0190E013 | 2021-01-07 | 2010-10-14 | PHILAGANAN
0190-090-502 | 52103 | 0190-MLK-PRO-CMN-FRKLIF02 | PM03 | 302 | 1W F/L & R/T Battery Servicing | Milks Forklift No 2 Battery Operated | B | 0190E013 | 2021-01-07 | 2012-01-11 | PHILAGANAN
0190-090-502 | 52103 | 0190-MLK-PRO-CMN-FRKLIF03 | PM03 | 302 | 1W F/L & R/T Battery Servicing | Milks Forklift No.3 Battery Operated | B | 0190E013 | 2021-01-07 | 2010-12-15 | PHILAGANAN
0190-090-502 | 52103 | 0190-MLK-PRO-CMN-FRKLIF04 | PM03 | 302 | 1W F/L & R/T Battery Servicing | Milks Forklift No.4 - Jungheinrich | C | 0190E013 | 2021-01-07 | 2011-09-23 | PHILAGANAN
0190-090-502 | 52103 | 0190-MLK-PRO-CMN-FRKLIF05 | PM03 | 302 | 1W F/L & R/T Battery Servicing | Milks Forklift No.5 - Jungheinrich | C | 0190E013 | 2021-01-07 | 2011-09-23 | PHILAGANAN
0190-090-501 | 52103 | 0190-ENG-HSF-RTL-RTRUCK01 | PM03 | 305 | 1W Distilled Water Re-filling | Logistics Reachtruck No 1 - Yale | C | 0190E013 | 2014-09-25 | 2010-10-14 | PHDACILLPA
0190-090-501 | 52103 | 0190-ENG-HSF-RTL-RTRUCK02 | PM03 | 302 | 1W Distilled Water Re-filling | Logistics Reachtruck No 2 - Yale | C | 0190E013 | 2014-09-25 | 2010-10-14 | PHDACILLPA
0190-090-500 | 52103 | 0190-COF-FNP-HSF-RTRUCK01 | PM03 | 302 | 1W F/L & R/T Battery Servicing | Coffee Reachtruck No 1 - Toyota | B | 0190E013 | 2018-10-17 | 2013-02-12 | PHOROSCOFE
0190-090-500 | 52103 | 0190-COF-FNP-HSF-RTRUCK02 | PM03 | 302 | 1W F/L & R/T Battery Servicing | Coffee Reachtruck No 2 - Toyota | B | 0190E013 | 2018-10-17 | 2012-03-29 | PHOROSCOFE
0190-090-500 | 52103 | 0190-COF-FNP-HSF-RTRUCK04 | PM03 | 302 | 1W F/L & R/T Battery Servicing | Coffee Reachtruck No 4 - Toyota | B | 0190E013 | 2018-10-17 | 2010-12-15 | PHOROSCOFE
0190-090-449 | 401228 | 0190-ENG-HSF-CMN-COMMON | PM03 | 307 | 4W Equipment monitoring and inspection | Handling and Storage Common | C | 0190E013 | 2021-01-13 | 2013-01-30 | PHILAGANAN
0190-090-448 | 422250 | 0190-ENG-HSF-RUD-ALPHA1 | PM03 | 305 | 4W Roll-up Doors Servicing Alpha Whse | ALPHA WHSE - Albany Roll-up Door No.1 | C | 0190E013 | 2021-05-12 | 2015-02-23 | PHILAGANAN
0190-090-448 | 422250 | 0190-ENG-HSF-RUD-ALPHA2 | PM03 | 307 | 4W Roll-up Doors Servicing Alpha Whse | ALPHA WHSE - Albany Roll-up Door No.2 | C | 0190E013 |  | 2021-05-12
0190-090-448 | 422250 | 0190-ENG-HSF-RUD-BRAVO1 | PM03 | 307 | 4W Roll-up Doors Servicing Bravo Whse | BRAVO WHSE - Albany Roll-up Door No.3 | C | 0190E013 |  | 2021-05-12
0190-090-448 | 422250 | 0190-ENG-HSF-RUD-BRAVO2 | PM03 | 307 | 4W Roll-up Doors Servicing Bravo Whse | BRAVO WHSE - Albany Roll-up Door No.4 | C | 0190E013 |  | 2021-05-12
0190-090-448 | 422250 | 0190-ENG-HSF-RUD-BRAVO3 | PM03 | 307 | 4W Roll-up Doors Servicing Bravo Whse | BRAVO WHSE - Albany Roll-up Door No.5 | C | 0190E013 |  | 2021-05-12
0190-090-448 | 422250 | 0190-ENG-HSF-RUD-CHARLIE1 | PM03 | 307 | 4W Roll-up Doors Servicing Charlie Whse | CHARLIE WHSE - Albany Roll-up Door No.6 | C | 0190E013 |  | 2021-05-12
0190-090-448 | 422250 | 0190-ENG-HSF-RUD-DELTA1 | PM03 | 307 | 4W Roll-up Doors Servicing Delta Whse | DELTA WHSE - Albany Roll-up Door No.7 | C | 0190E013 |  | 2021-05-12
0190-090-448 | 422250 | 0190-ENG-HSF-RUD-DELTA2 | PM03 | 307 | 4W Roll-up Doors Servicing Delta Whse | DELTA WHSE - Albany Roll-up Door No.8 | C | 0190E013 |  | 2021-05-12
0190-090-447 | 60666 | 0190-ADM-FAC-LAU-DRYER01 | PM03 | 302 | 4W Dryer Servicing | Dryer Heavy Duty Cissell CHD50 | B | 0190E013 | 2020-08-14 | 2011-11-25 | PHILAGANAN
0190-090-447 | 60666 | 0190-ADM-FAC-LAU-DRYER02 | PM03 | 302 | 4W Dryer Servicing | Industrial Dryer Cissell TUMBER 34 kg | B | 0190E013 | 2020-08-14 | 2011-11-25 | PHILAGANAN
0190-090-447 | 60665 | 0190-ADM-FAC-LAU-DRYER03 | PM03 | 302 | 4W Dryer Servicing | Industrial Dryer Cissell # 03 | B | 0190E013 | 2020-08-14 | 2011-11-25 | PHILAGANAN
0190-090-446 | 60664 | 0190-ADM-FAC-LAU-WSHMCH01 | PM03 | 302 | 4W Washing Machine Servicing | Industrial Washer IPSO 234 01 | B | 0190E013 | 2020-08-14 | 2011-11-25 | PHILAGANAN
0190-090-446 | 60664 | 0190-ADM-FAC-LAU-WSHMCH02 | PM03 | 302 | 4W Washing Machine Servicing | Industrial Washer IPSO 234 02 | B | 0190E013 | 2020-08-14 | 2011-11-25 | PHILAGANAN
0190-090-446 | 60664 | 0190-ADM-FAC-LAU-WSHMCH03 | PM03 | 302 | 4W Washing Machine Servicing | Industrial Washer-Extractor IPSO M234 03 | B | 0190E013 | 2020-08-14 | 2011-11-25 | PHILAGANAN
0190-090-446 | 60664 | 0190-ADM-FAC-LAU-WSHMCH04 | PM03 | 302 | 4W Washing Machine Servicing | Industrial Washer-Extractor IPSO M234 04 | B | 0190E013 | 2020-08-14 | 2011-11-25 | PHILAGANAN
0190-090-445 | 59434 | 0190-QAD-FAC-AHU-GENLAB01 | PM03 | 307 | 4W Air Handling Unit Servicing | Gen Lab Air Handling Unit | A | 0190E013 |  | 2021-05-12
0190-090-445 | 59434 | 0190-QAD-FAC-AHU-MICLAB01 | PM03 | 307 | 4W Air Handling Unit Servicing | Micro Lab Air Handling Unit 01 | A | 0190E013 | 2021-05-12 | 2011-09-09 | PHILAGANAN
0190-090-445 | 59434 | 0190-QAD-FAC-AHU-MICLAB02 | PM03 | 307 | 4W Air Handling Unit Servicing | Micro Lab Air Handling Unit 02 | C | 0190E013 | 2021-05-12 | 2019-04-04 | PHILAGANAN
0190-090-445 | 59434 | 0190-QAD-FAC-AHU-MICLAB03 | PM03 | 307 | 4W Air Handling Unit Servicing | Micro Lab Air Handling Unit 03 | C | 0190E013 | 2021-05-12 | 2019-04-04 | PHILAGANAN
0190-090-445 | 59434 | 0190-QAD-FAC-AHU-MICLAB04 | PM03 | 307 | 4W Air Handling Unit Servicing | Micro Lab Air Handling Unit 04 | C | 0190E013 | 2021-05-12 | 2019-04-04 | PHILAGANAN
0190-090-444 | 59434 | 0190-MLK-FNP-COM-AHU05 | PM03 | 307 | 4W AHU Servicing Milks FR1 | SINTECO AHU MILKS FILLING ROOM 1 | B | 0190E013 | 2021-05-12 | 2021-01-20 | PHILAGANAN
0190-090-444 | 59434 | 0190-MLK-FNP-COM-AHU06 | PM03 | 307 | 4W AHU Servicing Milks FR2 | SINTECO AHU MILKS FILLING ROOM 2 | B | 0190E013 | 2021-05-12 | 2021-01-20 | PHILAGANAN
0190-090-444 | 59434 | 0190-MLK-FNP-COM-AHU07 | PM03 | 307 | 4W AHU Servicing Milks Totebin | SINTECO AHU MILK TOTEBIN RECEIVING AREA | B | 0190E013 | 2021-05-12 | 2021-01-20 | PHILAGANAN
0190-090-444 | 59434 | 0190-MLK-FNP-COM-AHU08 | PM03 | 307 | 4W AHU Servicing Milks Tilting | SINTECO AHU MILKS TILTING STATION&DFSILO | B | 0190E013 | 2021-05-12 | 2021-01-20 | PHILAGANAN
0190-090-444 | 59434 | 0190-MLK-FNP-COM-AHU09 | PM03 | 307 | 4W AHU Servicing Milks FR2 2 star | SINTECO AHU Milks Filling Room 2 - 3Star | C | 0190E013 | 2021-05-12 | 2021-01-20 | PHILAGANAN
0190-090-444 | 59434 | 0190-MLK-PRO-CMN-AHU11 | PM03 | 307 | 4W AHU Servicing Malto/MSK | AHU 3-Star MALTO/MSK B&C Silo Room | A | 0190E013 | 2021-05-12 | 2021-01-20 | PHILAGANAN
0190-090-443 | 51732 | 0190-ADM-FAC-BLG-COFFEE-COMMON FACILITES | PM03 | 307 | 2W Eyewash & Shower Cleaning | Coffee Building and Facilities Common | C | 0190E013 | 2011-11-23 | 2010-10-05 | PHINTINGMA
0190-090-442 | 51732 | 0190-ADM-FAC-BLG-FCTY01 | PM03 | 307 | 2W Eyewash & Shower Cleaning | Admin Building and Facilities | C | 0190E013 | 2011-11-23 | 2010-10-05 | PHINTINGMA
0190-090-441 | 51732 | 0190-ADM-FAC-BLG-FCTY01 | PM03 | 307 | 2W Eyewash & Shower Cleaning | Admin Building and Facilities | C | 0190E013 | 2011-11-23 | 2010-10-05 | PHINTINGMA
0190-090-440 | 51732 | 0190-ADM-FAC-BLG-FCTY01 | PM03 | 307 | 2W Eyewash & Shower Cleaning | Admin Building and Facilities | C | 0190E013 | 2011-11-23 | 2010-10-05 | PHINTINGMA
0190-090-439 | 51732 | 0190-ADM-FAC-BLG-FCTY01 | PM03 | 307 | 2W Eyewash & Shower Cleaning | Admin Building and Facilities | C | 0190E013 | 2011-11-23 | 2010-10-05 | PHINTINGMA
0190-090-438 | 51732 | 0190-ADM-FAC-BLG-FCTY01 | PM03 | 307 | 2W Eyewash & Shower Cleaning | Admin Building and Facilities | C | 0190E013 | 2011-11-23 | 2010-10-05 | PHINTINGMA
0190-090-437 | 51732 | 0190-ADM-FAC-BLG-FCTY01 | PM03 | 307 | 2W Eyewash & Shower Cleaning | Admin Building and Facilities | C | 0190E013 | 2011-11-23 | 2010-10-05 | PHINTINGMA
0190-090-436 | 51732 | 0190-ADM-FAC-BLG-FCTY01 | PM03 | 307 | 2W Eyewash & Shower Cleaning | Admin Building and Facilities | C | 0190E013 | 2011-11-23 | 2010-10-05 | PHINTINGMA
0190-090-435 | 51732 | 0190-ADM-FAC-BLG-FCTY01 | PM03 | 307 | 2W Eyewash & Shower Cleaning | Admin Building and Facilities | C | 0190E013 | 2011-11-23 | 2010-10-05 | PHINTINGMA
0190-090-434 | 51732 | 0190-ADM-FAC-BLG-FCTY01 | PM03 | 307 | 2W Eyewash & Shower Cleaning | Admin Building and Facilities | C | 0190E013 | 2011-11-23 | 2010-10-05 | PHINTINGMA
0190-090-433 | 51732 | 0190-ADM-FAC-BLG-FCTY01 | PM03 | 307 | 2W Eyewash & Shower Cleaning | Admin Building and Facilities | C | 0190E013 | 2011-11-23 | 2010-10-05 | PHINTINGMA
0190-090-432 | 51732 | 0190-ADM-FAC-BLG-FCTY01 | PM03 | 307 | 2W Eyewash & Shower Cleaning | Admin Building and Facilities | C | 0190E013 | 2011-11-23 | 2010-10-05 | PHINTINGMA
0190-090-431 | 51732 | 0190-ADM-FAC-BLG-FCTY01 | PM03 | 307 | 2W Eyewash & Shower Cleaning | Admin Building and Facilities | C | 0190E013 | 2011-11-23 | 2010-10-05 | PHINTINGMA
0190-090-430 | 51732 | 0190-ADM-FAC-BLG-FCTY01 | PM03 | 307 | 2W Eyewash & Shower Cleaning | Admin Building and Facilities | C | 0190E013 | 2011-11-23 | 2010-10-05 | PHINTINGMA
0190-090-429 | 51732 | 0190-ADM-FAC-BLG-FCTY01 | PM03 | 307 | 2W Eyewash & Shower Cleaning | Admin Building and Facilities | C | 0190E013 | 2011-11-23 | 2010-10-05 | PHINTINGMA
0190-090-428 | 51732 | 0190-ADM-FAC-BLG-FCTY01 | PM03 | 307 | 2W Eyewash & Shower Cleaning | Admin Building and Facilities | C | 0190E013 | 2011-11-23 | 2010-10-05 | PHINTINGMA
0190-090-427 | 51732 | 0190-ADM-FAC-BLG-FCTY01 | PM03 | 307 | 2W Eyewash & Shower Cleaning | Admin Building and Facilities | C | 0190E013 | 2011-11-23 | 2010-10-05 | PHINTINGMA
0190-090-426 | 52108 | 0190-ADM-FAC-BLG-FCTY01 | PM03 | 307 | 4W Faucet & Shower Cleaning | Admin Building and Facilities | C | 0190E013 | 2021-01-13 | 2010-10-05 | PHILAGANAN
0190-090-426 | 52108 | 0190-ADM-FAC-BLG-FCTY01 | PM03 | 307 | 4W Faucet & Shower Cleaning | Admin Building and Facilities | C | 0190E013 | 2021-01-13 | 2011-03-14 | PHILAGANAN
0190-090-426 | 52108 | 0190-ADM-FAC-BLG-FCTY01 | PM03 | 307 | 4W Faucet & Shower Cleaning | Admin Building and Facilities | C | 0190E013 | 2021-01-13 | 2011-03-14 | PHILAGANAN
0190-090-426 | 52108 | 0190-ADM-FAC-BLG-FCTY01 | PM03 | 307 | 4W Faucet & Shower Cleaning | Admin Building and Facilities | C | 0190E013 | 2021-01-13 | 2011-03-14 | PHILAGANAN
0190-090-426 | 52108 | 0190-ADM-FAC-BLG-FCTY01 | PM03 | 307 | 4W Faucet & Shower Cleaning | Admin Building and Facilities | C | 0190E013 | 2021-01-13 | 2011-03-14 | PHILAGANAN
0190-090-426 | 52108 | 0190-ADM-FAC-BLG-FCTY01 | PM03 | 307 | 4W Faucet & Shower Cleaning | Admin Building and Facilities | C | 0190E013 | 2021-01-13 | 2011-03-14 | PHILAGANAN
0190-090-426 | 52108 | 0190-ADM-FAC-BLG-FCTY01 | PM03 | 307 | 4W Faucet & Shower Cleaning | Admin Building and Facilities | C | 0190E013 | 2021-01-13 | 2011-03-14 | PHILAGANAN
0190-090-426 | 52108 | 0190-ADM-FAC-BLG-FCTY01 | PM03 | 307 | 4W Faucet & Shower Cleaning | Admin Building and Facilities | C | 0190E013 | 2021-01-13 | 2011-03-14 | PHILAGANAN
0190-090-426 | 52108 | 0190-ADM-FAC-BLG-FCTY01 | PM03 | 307 | 4W Faucet & Shower Cleaning | Admin Building and Facilities | C | 0190E013 | 2021-01-13 | 2011-03-14 | PHILAGANAN
0190-090-426 | 52108 | 0190-ADM-FAC-BLG-FCTY01 | PM03 | 307 | 4W Faucet & Shower Cleaning | Admin Building and Facilities | C | 0190E013 | 2021-01-13 | 2011-03-14 | PHILAGANAN
0190-090-426 | 52108 | 0190-ADM-FAC-BLG-FCTY01 | PM03 | 307 | 4W Faucet & Shower Cleaning | Admin Building and Facilities | C | 0190E013 | 2021-01-13 | 2011-03-14 | PHILAGANAN
0190-090-426 | 52108 | 0190-ADM-FAC-BLG-FCTY01 | PM03 | 307 | 4W Faucet & Shower Cleaning | Admin Building and Facilities | C | 0190E013 | 2021-01-13 | 2011-03-14 | PHILAGANAN
0190-090-426 | 52108 | 0190-ADM-FAC-BLG-FCTY01 | PM03 | 307 | 4W Faucet & Shower Cleaning | Admin Building and Facilities | C | 0190E013 | 2021-01-13 | 2011-03-14 | PHILAGANAN
0190-090-426 | 52108 | 0190-ADM-FAC-BLG-FCTY01 | PM03 | 307 | 4W Faucet & Shower Cleaning | Admin Building and Facilities | C | 0190E013 | 2021-01-13 | 2011-03-14 | PHILAGANAN
0190-090-426 | 52108 | 0190-ADM-FAC-BLG-FCTY01 | PM03 | 307 | 4W Faucet & Shower Cleaning | Admin Building and Facilities | C | 0190E013 | 2021-01-13 | 2011-03-14 | PHILAGANAN
0190-090-426 | 52108 | 0190-ADM-FAC-BLG-FCTY01 | PM03 | 307 | 4W Faucet & Shower Cleaning | Admin Building and Facilities | C | 0190E013 | 2021-01-13 | 2011-03-14 | PHILAGANAN
0190-090-426 | 52108 | 0190-ADM-FAC-BLG-FCTY01 | PM03 | 307 | 4W Faucet & Shower Cleaning | Admin Building and Facilities | C | 0190E013 | 2021-01-13 | 2011-03-14 | PHILAGANAN
0190-090-425 | 51732 | 0190-ADM-FAC-BLG-FCTY01 | PM03 | 302 | 2W Eyewash & Shower Cleaning | Admin Building and Facilities | C | 0190E013 | 2011-11-23 | 2010-09-17 | PHINTINGMA
0190-090-424 | 51732 | 0190-ADM-FAC-BLG-COFBLG04 | PM03 | 302 | 2W Eyewash & Shower Cleaning | Egron A Building | C | 0190E013 | 2011-11-23 | 2010-09-17 | PHINTINGMA
0190-090-423 | 51732 | 0190-ADM-FAC-BLG-MLKBLG04 | PM03 | 302 | 2W Eyewash & Shower Cleaning | Milk Process Building | C | 0190E013 | 2011-11-23 | 2010-09-17 | PHINTINGMA
0190-090-422 | 51732 | 0190-ADM-FAC-BLG-MLKBLG04 | PM03 | 302 | 2W Eyewash & Shower Cleaning | Milk Process Building | C | 0190E013 | 2011-11-23 | 2010-09-17 | PHINTINGMA
0190-090-421 | 51732 | 0190-ADM-FAC-BLG-ENGBLG01 | PM03 | 302 | 4W Eyewash & Shower Cleaning | Engineering Building And Facilities | C | 0190E013 | 2021-01-13 | 2011-11-28 | PHILAGANAN
0190-090-421 | 51732 | 0190-ADM-FAC-BLG-FCTY01 | PM03 | 302 | 4W Eyewash & Shower Cleaning | Admin Building and Facilities | C | 0190E013 | 2021-01-13 | 2010-09-17 | PHILAGANAN
0190-090-421 | 51732 | 0190-ADM-FAC-BLG-FCTY01 | PM03 | 302 | 4W Eyewash & Shower Cleaning | Admin Building and Facilities | C | 0190E013 | 2021-01-13 | 2011-03-14 | PHILAGANAN
0190-090-420 | 51732 | 0190-ADM-FAC-BLG-MLKBLG11 | PM03 | 302 | 2W Eyewash & Shower Cleaning | Milk CIP Station Building | C | 0190E013 | 2011-11-23 | 2010-09-17 | PHINTINGMA
0190-090-419 | 51732 | 0190-ADM-FAC-BLG-MLKBLG04 | PM03 | 302 | 4W Eyewash & Shower Cleaning | Milk Process Building | C | 0190E013 | 2021-01-13 | 2010-10-14 | PHILAGANAN
0190-090-419 | 51732 | 0190-ADM-FAC-BLG-MLKBLG04 | PM03 | 302 | 4W Eyewash & Shower Cleaning | Milk Process Building | C | 0190E013 | 2021-01-13 | 2010-10-14 | PHILAGANAN
0190-090-419 | 51732 | 0190-ADM-FAC-BLG-MLKBLG11 | PM03 | 302 | 4W Eyewash & Shower Cleaning | Milk CIP Station Building | C | 0190E013 | 2021-01-13 | 2010-09-17 | PHILAGANAN
0190-090-419 | 51732 | 0190-ADM-FAC-BLG-MLKBLG11 | PM03 | 302 | 4W Eyewash & Shower Cleaning | Milk CIP Station Building | C | 0190E013 | 2021-01-13 | 2010-10-14 | PHILAGANAN
0190-090-418 | 51732 | 0190-ADM-FAC-BLG-ENGBLG01 | PM03 | 302 | 2W Eyewash & Shower Cleaning | Engineering Building And Facilities | C | 0190E013 | 2011-11-23 | 2010-09-17 | PHINTINGMA
0190-090-417 | 51732 | 0190-ADM-FAC-BLG-ENGBLG01 | PM03 | 302 | 2W Eyewash & Shower Cleaning | Engineering Building And Facilities | C | 0190E013 | 2011-11-23 | 2010-09-17 | PHINTINGMA
0190-090-416 | 51732 | 0190-ADM-FAC-BLG-ENGBLG01 | PM03 | 302 | 2W Eyewash & Shower Cleaning | Engineering Building And Facilities | C | 0190E013 | 2011-11-23 | 2010-09-17 | PHINTINGMA
0190-090-415 | 51732 | 0190-ADM-FAC-BLG-ENGBLG01 | PM03 | 302 | 2W Eyewash & Shower Cleaning | Engineering Building And Facilities | C | 0190E013 | 2011-11-23 | 2010-09-17 | PHINTINGMA
0190-090-414 | 51732 | 0190-ADM-FAC-BLG-COFBLG12 | PM03 | 302 | 2W Eyewash & Shower Cleaning | Centralized CIP Building | C | 0190E013 | 2011-11-23 | 2010-09-17 | PHINTINGMA
0190-090-413 | 51732 | 0190-ADM-FAC-BLG-COFBLG05 | PM03 | 302 | 2W Eyewash & Shower Cleaning | Extraction 45 Building | C | 0190E013 | 2011-11-23 | 2010-09-17 | PHINTINGMA
0190-090-412 | 51732 | 0190-ADM-FAC-BLG-COFBLG05 | PM03 | 302 | 2W Eyewash & Shower Cleaning | Extraction 45 Building | C | 0190E013 | 2011-11-23 | 2010-09-17 | PHINTINGMA
0190-090-411 | 51732 | 0190-ADM-FAC-BLG-COFBLG05 | PM03 | 302 | 2W Eyewash & Shower Cleaning | Extraction 45 Building | C | 0190E013 | 2011-11-23 | 2010-09-17 | PHINTINGMA
0190-090-410 | 51732 | 0190-ADM-FAC-BLG-COFBLG11 | PM03 | 302 | 2W Eyewash & Shower Cleaning | FFE Building | C | 0190E013 | 2011-11-23 | 2010-09-17 | PHINTINGMA
0190-090-409 | 51732 | 0190-ADM-FAC-BLG-COFBLG09 | PM03 | 302 | 2W Eyewash & Shower Cleaning | Extraction 54 Building | C | 0190E013 | 2011-11-23 | 2010-09-17 | PHINTINGMA
0190-090-408 | 51732 | 0190-ADM-FAC-BLG-COFBLG09 | PM03 | 302 | 2W Eyewash & Shower Cleaning | Extraction 54 Building | C | 0190E013 | 2011-11-23 | 2010-09-17 | PHINTINGMA
0190-090-407 | 51732 | 0190-ADM-FAC-BLG-COFBLG11 | PM03 | 302 | 2W Eyewash & Shower Cleaning | FFE Building | C | 0190E013 | 2011-11-23 | 2010-09-17 | PHINTINGMA
0190-090-406 | 51732 | 0190-ADM-FAC-BLG-COFBLG09 | PM03 | 302 | 2W Eyewash & Shower Cleaning | Extraction 54 Building | C | 0190E013 | 2011-11-23 | 2010-09-17 | PHINTINGMA
0190-090-405 | 51732 | 0190-ADM-FAC-BLG-COFBLG04 | PM03 | 302 | 4W Eyewash & Shower Cleaning | Egron A Building | C | 0190E013 | 2021-01-13 | 2010-10-14 | PHILAGANAN
0190-090-405 | 51732 | 0190-ADM-FAC-BLG-COFBLG05 | PM03 | 302 | 4W Eyewash & Shower Cleaning | Extraction 45 Building | C | 0190E013 | 2021-01-13 | 2010-10-14 | PHILAGANAN
0190-090-405 | 51732 | 0190-ADM-FAC-BLG-COFBLG05 | PM03 | 302 | 4W Eyewash & Shower Cleaning | Extraction 45 Building | C | 0190E013 | 2021-01-13 | 2010-10-14 | PHILAGANAN
0190-090-405 | 51732 | 0190-ADM-FAC-BLG-COFBLG09 | PM03 | 302 | 4W Eyewash & Shower Cleaning | Extraction 54 Building | C | 0190E013 | 2021-01-13 | 2010-09-17 | PHILAGANAN
0190-090-405 | 51732 | 0190-ADM-FAC-BLG-COFBLG09 | PM03 | 302 | 4W Eyewash & Shower Cleaning | Extraction 54 Building | C | 0190E013 | 2021-01-13 | 2010-10-14 | PHILAGANAN
0190-090-405 | 51732 | 0190-ADM-FAC-BLG-COFBLG09 | PM03 | 302 | 4W Eyewash & Shower Cleaning | Extraction 54 Building | C | 0190E013 | 2021-01-13 | 2010-10-14 | PHILAGANAN
0190-090-405 | 51732 | 0190-ADM-FAC-BLG-COFBLG09 | PM03 | 302 | 4W Eyewash & Shower Cleaning | Extraction 54 Building | C | 0190E013 | 2021-01-13 | 2010-10-14 | PHILAGANAN
0190-090-405 | 51732 | 0190-ADM-FAC-BLG-COFBLG09 | PM03 | 302 | 4W Eyewash & Shower Cleaning | Extraction 54 Building | C | 0190E013 | 2021-01-13 | 2010-10-14 | PHILAGANAN
0190-090-405 | 51732 | 0190-ADM-FAC-BLG-COFBLG11 | PM03 | 302 | 4W Eyewash & Shower Cleaning | FFE Building | C | 0190E013 | 2021-01-13 | 2010-10-14 | PHILAGANAN
0190-090-405 | 51732 | 0190-ADM-FAC-BLG-COFBLG11 | PM03 | 302 | 4W Eyewash & Shower Cleaning | FFE Building | C | 0190E013 | 2021-01-13 | 2010-10-14 | PHILAGANAN
0190-090-405 | 51732 | 0190-ADM-FAC-BLG-COFBLG12 | PM03 | 302 | 4W Eyewash & Shower Cleaning | Centralized CIP Building | C | 0190E013 | 2021-01-13 | 2010-10-14 | PHILAGANAN
0190-090-405 | 51732 | 0190-ADM-FAC-BLG-COFBLG12 | PM03 | 302 | 4W Eyewash & Shower Cleaning | Centralized CIP Building | C | 0190E013 | 2021-01-13 | 2010-10-14 | PHILAGANAN
0190-090-404 | 51732 | 0190-ADM-FAC-BLG-ENGBLG01 | PM03 | 302 | 2W Eyewash & Shower Cleaning | Engineering Building And Facilities | C | 0190E013 | 2011-11-23 | 2010-09-17 | PHINTINGMA
0190-090-403 | 51732 | 0190-ADM-FAC-BLG-ENGBLG01 | PM03 | 302 | 2W Eyewash & Shower Cleaning | Engineering Building And Facilities | C | 0190E013 | 2011-11-23 | 2010-09-17 | PHINTINGMA
0190-090-402 | 51732 | 0190-ADM-FAC-BLG-ENGBLG01 | PM03 | 302 | 2W Eyewash & Shower Cleaning | Engineering Building And Facilities | C | 0190E013 | 2011-11-23 | 2010-09-17 | PHINTINGMA
0190-090-401 | 51732 | 0190-ADM-FAC-BLG-ENGBLG01 | PM03 | 302 | 2W Eyewash & Shower Cleaning | Engineering Building And Facilities | C | 0190E013 | 2011-11-23 | 2010-09-17 | PHINTINGMA
0190-090-400 | 51732 | 0190-ADM-FAC-BLG-ENGBLG01 | PM03 | 302 | 4W Eyewash & Shower Cleaning | Engineering Building And Facilities | C | 0190E013 | 2021-01-13 | 2010-11-20 | PHILAGANAN
0190-090-400 | 51732 | 0190-ADM-FAC-BLG-ENGBLG04 | PM03 | 302 | 4W Eyewash & Shower Cleaning | Reverse Osmosis Plant Building | C | 0190E013 | 2021-01-13 | 2010-11-20 | PHILAGANAN
0190-090-400 | 51732 | 0190-ADM-FAC-BLG-ENGBLG08 | PM03 | 302 | 4W Eyewash & Shower Cleaning | Waste Water Treatment Plant | C | 0190E013 | 2021-01-13 | 2013-06-02 | PHILAGANAN
0190-090-400 | 51732 | 0190-ADM-FAC-BLG-ENGBLG08 | PM03 | 302 | 4W Eyewash & Shower Cleaning | Waste Water Treatment Plant | C | 0190E013 | 2021-01-13 | 2013-06-02 | PHILAGANAN
0190-090-400 | 51732 | 0190-ADM-FAC-BLG-ENGBLG13 | PM03 | 302 | 4W Eyewash & Shower Cleaning | Power Plant Building | C | 0190E013 | 2021-01-13 | 2010-11-20 | PHILAGANAN
0190-090-400 | 51732 | 0190-ADM-FAC-BLG-ENGBLG16 | PM03 | 302 | 4W Eyewash & Shower Cleaning | Lurgi Building | C | 0190E013 | 2021-01-13 | 2010-11-20 | PHILAGANAN
0190-090-400 | 51732 | 0190-ADM-FAC-BLG-ENGBLG16 | PM03 | 302 | 4W Eyewash & Shower Cleaning | Lurgi Building | C | 0190E013 | 2021-01-13 | 2010-11-20 | PHILAGANAN
0190-090-400 | 51732 | 0190-ADM-FAC-BLG-ENGBLG16 | PM03 | 302 | 4W Eyewash & Shower Cleaning | Lurgi Building | C | 0190E013 | 2021-01-13 | 2013-06-02 | PHILAGANAN
0190-090-320 | 60732 | 0190-ENG-HSF-LSY-SHRDER01 | PM03 | 305 | 52W Bearing Replacement | Logistics Scrap Yard Shredder Machine 01 | B | 0190E013 | 2021-01-13 | 2011-11-29 | PHILAGANAN
0190-090-320 | 60732 | 0190-ENG-HSF-LSY-SHRDER02 | PM03 | 305 | 52W Bearing Replacement | Logistics Scrap Yard Shredder Machine 02 | B | 0190E013 | 2021-01-13 | 2011-11-29 | PHILAGANAN
0190-090-319 | 50064 | 0190-COF-FNP-AUX-ELEVAT01 | PM03 | 304 | 52W Elevator Permit Renewal | Elevator No 1 Coffee Tilting Area | A | 0190E013 | 2021-06-03 | 2011-06-30 | PHILAGANAN
0190-090-319 | 50064 | 0190-COF-FNP-AUX-ELEVAT02 | PM03 | 304 | 52W Elevator Permit Renewal | Elevator No 2 Coffee Ail Area | A | 0190E013 | 2021-06-03 | 2011-06-30 | PHILAGANAN
0190-090-319 | 50064 | 0190-COF-PRO-EGA-ELEVAT01 | PM03 | 304 | 52W Elevator Permit Renewal | Egron Elevator | A | 0190E013 | 2021-06-03 | 2011-06-30 | PHILAGANAN
0190-090-319 | 50064 | 0190-MLK-PRO-EGB-ELEVAT01 | PM03 | 304 | 52W Elevator Permit Renewal | Egron B Transport Elevator | C | 0190E013 | 2021-06-03 | 2011-06-30 | PHILAGANAN
0190-090-318 | 49995 | 0190-MLK-FNP-HSF-RTRUCK08 | PM03 | 305 | 52W Forklift/Reach Truck Servicing | Milks F/P Reachtruck No 8- Toyota | C | 0190E013 | 2021-01-13 | 2010-05-14 | PHILAGANAN
0190-090-317 | 49995 | 0190-MLK-PRO-CMN-RTRUCK07 | PM03 | 305 | 1Y Forklift/Reach Truck Servicing | Milks Reachtruck No 7 - Ameise | C | 0190E013 | 2014-09-25 | 2010-05-14 | PHDACILLPA
0190-090-316 | 49995 | 0190-MLK-PRO-CMN-RTRUCK06 | PM03 | 305 | 1Y Forklift/Reach Truck Servicing | Milks Reachtruck No 6 - Ameise | C | 0190E013 | 2014-09-25 | 2010-05-14 | PHDACILLPA
0190-090-315 | 49995 | 0190-MLK-PRO-CMN-RTRUCK05 | PM03 | 305 | 1Y Forklift/Reach Truck Servicing | Milks Reachtruck No 5 - Shinko | C | 0190E013 | 2014-09-25 | 2010-05-14 | PHDACILLPA
0190-090-314 | 49995 | 0190-MLK-PRO-CMN-RTRUCK04 | PM03 | 305 | 52W Forklift/Reach Truck Servicing | Milks Reachtruck No 4 - Toyota | C | 0190E013 | 2021-01-13 | 2010-05-14 | PHILAGANAN
0190-090-313 | 49995 | 0190-MLK-FNP-HSF-RTRUCK03 | PM03 | 305 | 52W Forklift/Reach Truck Servicing | Milks F/P Reachtruck No 3 - Toyota | C | 0190E013 | 2021-01-13 | 2010-05-14 | PHILAGANAN
0190-090-312 | 49995 | 0190-MLK-FNP-HSF-RTRUCK02 | PM03 | 305 | 52W Forklift/Reach Truck Servicing | Milks F/P Reachtruck No 02 - Toyota | C | 0190E013 | 2021-01-13 | 2010-05-14 | PHILAGANAN
0190-090-311 | 49995 | 0190-MLK-FNP-HSF-RTRUCK01 | PM03 | 305 | 52W Forklift/Reach Truck Servicing | Milks F/P Reachtruck No 1- Toyota | C | 0190E013 | 2021-01-13 | 2010-05-14 | PHILAGANAN
0190-090-310 | 49995 | 0190-MLK-PRO-CMN-FRKLIF03 | PM03 | 305 | 52W Forklift/Reach Truck Servicing | Milks Forklift No.3 Battery Operated | B | 0190E013 | 2021-01-13 | 2010-05-14 | PHILAGANAN
0190-090-309 | 49995 | 0190-MLK-PRO-CMN-FRKLIF02 | PM03 | 305 | 52W Forklift/Reach Truck Servicing | Milks Forklift No 2 Battery Operated | B | 0190E013 | 2021-01-13 | 2010-05-14 | PHILAGANAN
0190-090-308 | 49995 | 0190-MLK-PRO-CMN-FRKLIF01 | PM03 | 305 | 52W Forklift/Reach Truck Servicing | Milks Forklift No 1 Battery Operated | B | 0190E013 | 2021-01-13 | 2010-05-14 | PHILAGANAN
0190-090-307 | 49995 | 0190-ENG-HSF-FLF-FRKLIF05 | PM03 | 305 | 52W Forklift/Reach Truck Servicing | Forklift Truck No5 LPG | C | 0190E013 | 2021-01-13 | 2010-05-14 | PHILAGANAN
0190-090-306 | 49995 | 0190-ENG-HSF-FLF-FRKLIF04 | PM03 | 305 | 52W Forklift/Reach Truck Servicing | Forklift Truck No4 Diesel | C | 0190E013 | 2021-01-13 | 2010-05-14 | PHILAGANAN
0190-090-305 | 49995 | 0190-ENG-HSF-FLF-FRKLIF01 | PM03 | 305 | 52W Forklift/Reach Truck Servicing | Forklift Truck No1 Diesel | C | 0190E013 | 2021-01-13 | 2010-05-14 | PHILAGANAN
0190-090-304 | 49995 | 0190-COF-FNP-HSF-RTRUCK05 | PM03 | 305 | 1Y Forklift/Reach Truck Servicing | Coffee Reachtruck No 5 - Toyota | B | 0190E013 | 2014-09-25 | 2010-05-14 | PHDACILLPA
0190-090-303 | 49995 | 0190-COF-FNP-HSF-RTRUCK04 | PM03 | 305 | 52W Forklift/Reach Truck Servicing | Coffee Reachtruck No 4 - Toyota | B | 0190E013 | 2021-01-13 | 2010-05-14 | PHILAGANAN
0190-090-302 | 49995 | 0190-COF-FNP-HSF-RTRUCK03 | PM03 | 305 | 1Y Forklift/Reach Truck Servicing | Coffee Reachtruck No 3 - Ameise | B | 0190E013 | 2014-09-25 | 2010-05-14 | PHDACILLPA
0190-090-301 | 49995 | 0190-COF-FNP-HSF-RTRUCK02 | PM03 | 305 | 52W Forklift/Reach Truck Servicing | Coffee Reachtruck No 2 - Toyota | B | 0190E013 | 2021-01-13 | 2010-05-14 | PHILAGANAN
0190-090-300 | 49995 | 0190-COF-FNP-HSF-RTRUCK01 | PM03 | 305 | 52W Forklift/Reach Truck Servicing | Coffee Reachtruck No 1 - Toyota | B | 0190E013 | 2021-01-13 | 2010-05-14 | PHILAGANAN
0190-090-228 | 60796 | 0190-ENG-HSF-LSY-SHRDER02 | PM03 | 302 | 26W Belt Assessment | Logistics Scrap Yard Shredder Machine 02 | B | 0190E013 | 2021-01-13 | 2011-12-06 | PHILAGANAN
0190-090-227 | 58387 | 0190-COF-FNP-AUX-ELEVAT01 | PM03 | 306 | 26W Elevator Load Test | Elevator No 1 Coffee Tilting Area | A | 0190E013 | 2021-06-03 | 2011-06-30 | PHILAGANAN
0190-090-227 | 58387 | 0190-COF-FNP-AUX-ELEVAT02 | PM03 | 306 | 26W Elevator Load Test | Elevator No 2 Coffee Ail Area | A | 0190E013 | 2021-06-03 | 2011-06-30 | PHILAGANAN
0190-090-227 | 58387 | 0190-COF-PRO-EGA-ELEVAT01 | PM03 | 306 | 26W Elevator Load Test | Egron Elevator | A | 0190E013 | 2021-06-03 | 2011-06-30 | PHILAGANAN
0190-090-227 | 58387 | 0190-MLK-PRO-EGB-ELEVAT01 | PM03 | 306 | 26W Elevator Load Test | Egron B Transport Elevator | C | 0190E013 | 2021-06-03 | 2011-06-30 | PHILAGANAN
0190-090-226 | 58386 | 0190-COF-FNP-AUX-ELEVAT01 | PM03 | 306 | 26W Elevator Safety Check | Elevator No 1 Coffee Tilting Area | A | 0190E013 | 2021-02-11 | 2011-06-30 | PHILAGANAN
0190-090-226 | 58386 | 0190-COF-FNP-AUX-ELEVAT02 | PM03 | 306 | 26W Elevator Safety Check | Elevator No 2 Coffee Ail Area | A | 0190E013 | 2021-02-11 | 2011-06-30 | PHILAGANAN
0190-090-226 | 58386 | 0190-COF-PRO-EGA-ELEVAT01 | PM03 | 306 | 26W Elevator Safety Check | Egron Elevator | A | 0190E013 | 2021-02-11 | 2011-06-30 | PHILAGANAN
0190-090-226 | 58386 | 0190-MLK-PRO-EGB-ELEVAT01 | PM03 | 306 | 26W Elevator Safety Check | Egron B Transport Elevator | C | 0190E013 | 2021-02-11 | 2011-06-30 | PHILAGANAN
0190-090-225 | 50061 | 0190-ADM-FAC-BLG-ENGBLG01 | PM03 | 307 | 26W Drainage Maintenance | Engineering Building And Facilities | C | 0190E013 | 2021-01-13 | 2011-07-09 | PHILAGANAN
0190-090-225 | 50061 | 0190-ADM-FAC-BLG-ENGBLG01 | PM03 | 307 | 26W Drainage Maintenance | Engineering Building And Facilities | C | 0190E013 | 2021-01-13 | 2011-07-09 | PHILAGANAN
0190-090-225 | 50061 | 0190-ADM-FAC-BLG-ENGBLG01 | PM03 | 307 | 26W Drainage Maintenance | Engineering Building And Facilities | C | 0190E013 | 2021-01-13 | 2011-07-09 | PHILAGANAN
0190-090-225 | 50061 | 0190-ADM-FAC-BLG-ENGBLG02 | PM03 | 307 | 26W Drainage Maintenance | Cooling Tower No. 2 | C | 0190E013 | 2021-01-13 | 2011-07-09 | PHILAGANAN
0190-090-225 | 50061 | 0190-ADM-FAC-BLG-ENGBLG04 | PM03 | 307 | 26W Drainage Maintenance | Reverse Osmosis Plant Building | C | 0190E013 | 2021-01-13 | 2011-07-09 | PHILAGANAN
0190-090-225 | 50061 | 0190-ADM-FAC-BLG-ENGBLG06 | PM03 | 307 | 26W Drainage Maintenance | Biomass Social Block | C | 0190E013 | 2021-01-13 | 2011-07-09 | PHILAGANAN
0190-090-225 | 50061 | 0190-ADM-FAC-BLG-ENGBLG07 | PM03 | 307 | 26W Drainage Maintenance | Scrap Materials And Storage Area | C | 0190E013 | 2021-01-13 | 2011-07-09 | PHILAGANAN
0190-090-225 | 50061 | 0190-ADM-FAC-BLG-ENGBLG08 | PM03 | 307 | 26W Drainage Maintenance | Waste Water Treatment Plant | C | 0190E013 | 2021-01-13 | 2011-07-09 | PHILAGANAN
0190-090-225 | 50061 | 0190-ADM-FAC-BLG-ENGBLG09 | PM03 | 307 | 26W Drainage Maintenance | 69kV Substation | C | 0190E013 | 2021-01-13 | 2011-07-09 | PHILAGANAN
0190-090-225 | 50061 | 0190-ADM-FAC-BLG-ENGBLG10 | PM03 | 307 | 26W Drainage Maintenance | Eng'g Oil Handling Station | C | 0190E013 | 2021-01-13 | 2011-07-09 | PHILAGANAN
0190-090-225 | 50061 | 0190-ADM-FAC-BLG-ENGBLG13 | PM03 | 307 | 26W Drainage Maintenance | Power Plant Building | C | 0190E013 | 2021-01-13 | 2011-07-09 | PHILAGANAN
0190-090-225 | 50061 | 0190-ADM-FAC-BLG-ENGBLG14 | PM03 | 307 | 26W Drainage Maintenance | Ammonia NH3 / Chiller Room | C | 0190E013 | 2021-01-13 | 2011-07-09 | PHILAGANAN
0190-090-225 | 50061 | 0190-ADM-FAC-BLG-ENGBLG15 | PM03 | 307 | 26W Drainage Maintenance | Lubricant/Chemical/Mechanical Storage | C | 0190E013 | 2021-01-13 | 2011-07-09 | PHILAGANAN
0190-090-225 | 50061 | 0190-ADM-FAC-BLG-ENGBLG16 | PM03 | 307 | 26W Drainage Maintenance | Lurgi Building | C | 0190E013 | 2021-01-13 | 2010-09-09 | PHILAGANAN
0190-090-224 | 50061 | 0190-ADM-FAC-BLG-ENGBLG01 | PM03 | 307 | 26W Drainage Maintenance | Engineering Building And Facilities | C | 0190E013 | 2021-01-13 | 2011-07-09 | PHILAGANAN
0190-090-224 | 50061 | 0190-ADM-FAC-BLG-FCTY01 | PM03 | 307 | 26W Drainage Maintenance | Admin Building and Facilities | C | 0190E013 | 2021-01-13 | 2011-07-09 | PHILAGANAN
0190-090-224 | 50061 | 0190-ADM-FAC-BLG-FCTY02 | PM03 | 307 | 26W Drainage Maintenance | SH&E Room/GYM | C | 0190E013 | 2021-01-13 | 2011-07-09 | PHILAGANAN
0190-090-224 | 50061 | 0190-ADM-FAC-BLG-FCTY03 | PM03 | 307 | 26W Drainage Maintenance | QA Micro Lab Building | C | 0190E013 | 2021-01-13 | 2011-07-09 | PHILAGANAN
0190-090-224 | 50061 | 0190-ADM-FAC-BLG-FCTY04 | PM03 | 307 | 26W Drainage Maintenance | QA Gen Lab Building | C | 0190E013 | 2021-01-13 | 2010-09-09 | PHILAGANAN
0190-090-224 | 50061 | 0190-ADM-FAC-BLG-FCTY06 | PM03 | 307 | 26W Drainage Maintenance | Guard House | C | 0190E013 | 2021-01-13 | 2011-07-09 | PHILAGANAN
0190-090-224 | 50061 | 0190-ADM-FAC-BLG-FCTY07 | PM03 | 307 | 26W Drainage Maintenance | Parking Area | C | 0190E013 | 2021-01-13 | 2011-07-09 | PHILAGANAN
0190-090-224 | 50061 | 0190-ADM-FAC-BLG-FCTY07 | PM03 | 307 | 26W Drainage Maintenance | Parking Area | C | 0190E013 | 2021-01-13 | 2011-07-09 | PHILAGANAN
0190-090-224 | 50061 | 0190-ADM-FAC-BLG-FCTY07 | PM03 | 307 | 26W Drainage Maintenance | Parking Area | C | 0190E013 | 2021-01-13 | 2011-07-09 | PHILAGANAN
0190-090-224 | 50061 | 0190-ADM-FAC-BLG-FCTY08 | PM03 | 307 | 26W Drainage Maintenance | Social Block Building | C | 0190E013 | 2021-01-13 | 2011-07-09 | PHILAGANAN
0190-090-224 | 50061 | 0190-ADM-FAC-BLG-FCTY10 | PM03 | 307 | 26W Drainage Maintenance | Staff House No. 1 | C | 0190E013 | 2021-01-13 | 2011-07-09 | PHILAGANAN
0190-090-224 | 50061 | 0190-ADM-FAC-BLG-FCTY11 | PM03 | 307 | 26W Drainage Maintenance | Staff House No. 2 | C | 0190E013 | 2021-01-13 | 2011-07-09 | PHILAGANAN
0190-090-224 | 50061 | 0190-ADM-FAC-BLG-FCTY12 | PM03 | 307 | 26W Drainage Maintenance | Staff House No. 3 | C | 0190E013 | 2021-01-13 | 2011-07-09 | PHILAGANAN
0190-090-224 | 50061 | 0190-ADM-FAC-BLG-FCTY13 | PM03 | 307 | 26W Drainage Maintenance | Staff House No. 4 | C | 0190E013 | 2021-01-13 | 2011-07-09 | PHILAGANAN
0190-090-224 | 50061 | 0190-ADM-FAC-BLG-FCTY14 | PM03 | 307 | 26W Drainage Maintenance | Guest House No. 1 | C | 0190E013 | 2021-01-13 | 2011-07-09 | PHILAGANAN
0190-090-224 | 50061 | 0190-ADM-FAC-BLG-FCTY15 | PM03 | 307 | 26W Drainage Maintenance | Training Center | C | 0190E013 | 2021-01-13 | 2011-07-09 | PHILAGANAN
0190-090-224 | 50061 | 0190-ADM-FAC-BLG-FCTY16 | PM03 | 307 | 26W Drainage Maintenance | Admin Office | C | 0190E013 | 2021-01-13 | 2011-07-09 | PHILAGANAN
0190-090-223 | 50061 | 0190-ADM-FAC-BLG-WHSBLG01 | PM03 | 302 | 26W Drainage Maintenance | Coffee Warehouse | C | 0190E013 | 2021-01-13 | 2010-09-09 | PHILAGANAN
0190-090-223 | 50061 | 0190-ADM-FAC-BLG-WHSBLG02 | PM03 | 302 | 26W Drainage Maintenance | Milk Warehouse | C | 0190E013 | 2021-01-13 | 2011-01-27 | PHILAGANAN
0190-090-223 | 50061 | 0190-ADM-FAC-BLG-WHSBLG03 | PM03 | 302 | 26W Drainage Maintenance | Green Coffee Vendors Shed | C | 0190E013 | 2021-01-13 | 2011-01-27 | PHILAGANAN
0190-090-223 | 50061 | 0190-ADM-FAC-BLG-WHSBLG04 | PM03 | 302 | 26W Drainage Maintenance | Green Coffee Building | C | 0190E013 | 2021-01-13 | 2011-01-27 | PHILAGANAN
0190-090-222 | 50061 | 0190-ADM-FAC-BLG-MLKBLG02 | PM03 | 302 | 26W Drainage Maintenance | Milk Egron B Building | C | 0190E013 | 2021-01-13 | 2011-01-27 | PHILAGANAN
0190-090-222 | 50061 | 0190-ADM-FAC-BLG-MLKBLG03 | PM03 | 302 | 26W Drainage Maintenance | Milk Egron C Building | C | 0190E013 | 2021-01-13 | 2011-01-27 | PHILAGANAN
0190-090-222 | 50061 | 0190-ADM-FAC-BLG-MLKBLG04 | PM03 | 302 | 26W Drainage Maintenance | Milk Process Building | C | 0190E013 | 2021-01-13 | 2011-01-27 | PHILAGANAN
0190-090-222 | 50061 | 0190-ADM-FAC-BLG-MLKBLG07 | PM03 | 307 | 26W Drainage Maintenance | Milk Tipping Area | C | 0190E013 | 2021-01-13 | 2010-09-09 | PHILAGANAN
0190-090-222 | 50061 | 0190-ADM-FAC-BLG-MLKBLG08 | PM03 | 302 | 26W Drainage Maintenance | Milk Packing Area | C | 0190E013 | 2021-01-13 | 2011-01-27 | PHILAGANAN
0190-090-222 | 50061 | 0190-ADM-FAC-BLG-MLKBLG09 | PM03 | 302 | 26W Drainage Maintenance | Butter Oil Melting Room | C | 0190E013 | 2021-01-13 | 2011-01-27 | PHILAGANAN
0190-090-222 | 50061 | 0190-ADM-FAC-BLG-MLKBLG10 | PM03 | 302 | 26W Drainage Maintenance | Glucose Drum Storage Area | C | 0190E013 | 2021-01-13 | 2011-01-27 | PHILAGANAN
0190-090-222 | 50061 | 0190-ADM-FAC-BLG-MLKBLG11 | PM03 | 302 | 26W Drainage Maintenance | Milk CIP Station Building | C | 0190E013 | 2021-01-13 | 2011-01-27 | PHILAGANAN
0190-090-222 | 50061 | 0190-ADM-FAC-BLG-MLKBLG12 | PM03 | 302 | 26W Drainage Maintenance | Milk Vitamin Room | C | 0190E013 | 2021-01-13 | 2011-01-27 | PHILAGANAN
0190-090-222 | 50061 | 0190-ADM-FAC-BLG-MLKBLG13 | PM03 | 302 | 26W Drainage Maintenance | Milk Air Heater Building | C | 0190E013 | 2021-01-13 | 2011-01-27 | PHILAGANAN
0190-090-220 | 50063 | 0190-ADM-FAC-BLG-COFBLG01 | PM03 | 307 | 26W Birds Screen/louvers Cleaning | Coffee Tote Bin Station | C | 0190E013 | 2021-01-13 | 2010-08-18 | PHILAGANAN
0190-090-219 | 50061 | 0190-ADM-FAC-BLG-COFBLG03 | PM03 | 302 | 52W Drainage Maintenance | Coffee Packing Area | C | 0190E013 | 2021-01-13 | 2010-08-17 | PHILAGANAN
0190-090-219 | 50061 | 0190-ADM-FAC-BLG-COFBLG04 | PM03 | 302 | 52W Drainage Maintenance | Egron A Building | C | 0190E013 | 2021-01-13 | 2011-01-27 | PHILAGANAN
0190-090-219 | 50061 | 0190-ADM-FAC-BLG-COFBLG05 | PM03 | 302 | 52W Drainage Maintenance | Extraction 45 Building | C | 0190E013 | 2021-01-13 | 2011-01-27 | PHILAGANAN
0190-090-219 | 50061 | 0190-ADM-FAC-BLG-COFBLG07 | PM03 | 302 | 52W Drainage Maintenance | P-ERA Extraction 45 Building | C | 0190E013 | 2021-01-13 | 2011-01-27 | PHILAGANAN
0190-090-219 | 50061 | 0190-ADM-FAC-BLG-COFBLG08 | PM03 | 302 | 52W Drainage Maintenance | P-ERA Extraction 54 Building | C | 0190E013 | 2021-01-13 | 2011-01-27 | PHILAGANAN
0190-090-219 | 50061 | 0190-ADM-FAC-BLG-COFBLG09 | PM03 | 302 | 52W Drainage Maintenance | Extraction 54 Building | C | 0190E013 | 2021-01-13 | 2011-01-27 | PHILAGANAN
0190-090-219 | 50061 | 0190-ADM-FAC-BLG-COFBLG10 | PM03 | 302 | 52W Drainage Maintenance | Roasting Building | C | 0190E013 | 2021-01-13 | 2011-01-27 | PHILAGANAN
0190-090-219 | 50061 | 0190-ADM-FAC-BLG-COFBLG11 | PM03 | 302 | 52W Drainage Maintenance | FFE Building | C | 0190E013 | 2021-01-13 | 2011-01-27 | PHILAGANAN
0190-090-219 | 50061 | 0190-ADM-FAC-BLG-COFBLG12 | PM03 | 302 | 52W Drainage Maintenance | Centralized CIP Building | C | 0190E013 | 2021-01-13 | 2011-01-27 | PHILAGANAN
0190-090-219 | 50061 | 0190-ADM-FAC-BLG-COFFEE-COMMON FACILITES | PM03 | 302 | 52W Drainage Maintenance | Coffee Building and Facilities Common | C | 0190E013 | 2021-01-13 | 2011-01-27 | PHILAGANAN
0190-090-219 | 50061 | 0190-ADM-FAC-BLG-COFFEE-COMMON FACILITES | PM03 | 302 | 52W Drainage Maintenance | Coffee Building and Facilities Common | C | 0190E013 | 2021-01-13 | 2011-01-27 | PHILAGANAN
0190-090-219 | 50061 | 0190-ADM-FAC-BLG-COFFEE-COMMON FACILITES | PM03 | 302 | 52W Drainage Maintenance | Coffee Building and Facilities Common | C | 0190E013 | 2021-01-13 | 2011-01-27 | PHILAGANAN
0190-090-219 | 50061 | 0190-ADM-FAC-BLG-COFFEE-COMMON FACILITES | PM03 | 302 | 52W Drainage Maintenance | Coffee Building and Facilities Common | C | 0190E013 | 2021-01-13 | 2011-01-27 | PHILAGANAN
0190-090-219 | 50061 | 0190-ADM-FAC-BLG-COFFEE-COMMON FACILITES | PM03 | 302 | 52W Drainage Maintenance | Coffee Building and Facilities Common | C | 0190E013 | 2021-01-13 | 2011-01-27 | PHILAGANAN
0190-090-219 | 50061 | 0190-ADM-FAC-BLG-COFFEE-COMMON FACILITES | PM03 | 302 | 52W Drainage Maintenance | Coffee Building and Facilities Common | C | 0190E013 | 2021-01-13 | 2011-01-27 | PHILAGANAN
0190-090-218 | 50014 | 0190-MLK-FNP-HSF-RTRUCK08 | PM03 | 305 | 26W Forklift/Reach Truck Servicing | Milks F/P Reachtruck No 8- Toyota | C | 0190E013 | 2021-01-13 | 2010-05-15 | PHILAGANAN
0190-090-217 | 50014 | 0190-MLK-PRO-CMN-RTRUCK07 | PM03 | 305 | 6M Forklift/Reach Truck Servicing | Milks Reachtruck No 7 - Ameise | C | 0190E013 | 2014-09-25 | 2010-05-15 | PHDACILLPA
0190-090-216 | 50014 | 0190-MLK-PRO-CMN-RTRUCK06 | PM03 | 305 | 6M Forklift/Reach Truck Servicing | Milks Reachtruck No 6 - Ameise | C | 0190E013 | 2014-09-25 | 2010-05-15 | PHDACILLPA
0190-090-215 | 50014 | 0190-MLK-PRO-CMN-RTRUCK05 | PM03 | 305 | 6M Forklift/Reach Truck Servicing | Milks Reachtruck No 5 - Shinko | C | 0190E013 | 2014-09-25 | 2010-05-15 | PHDACILLPA
0190-090-214 | 50014 | 0190-MLK-PRO-CMN-RTRUCK04 | PM03 | 305 | 6M Forklift/Reach Truck Servicing | Milks Reachtruck No 4 - Toyota | C | 0190E013 | 2012-02-15 | 2010-05-15 | PHINTINGMA
0190-090-213 | 50014 | 0190-MLK-FNP-HSF-RTRUCK03 | PM03 | 305 | 26W Forklift/Reach Truck Servicing | Milks F/P Reachtruck No 3 - Toyota | C | 0190E013 | 2021-01-13 | 2010-05-15 | PHILAGANAN
0190-090-212 | 50014 | 0190-MLK-FNP-HSF-RTRUCK02 | PM03 | 305 | 26W Forklift/Reach Truck Servicing | Milks F/P Reachtruck No 02 - Toyota | C | 0190E013 | 2021-01-13 | 2010-05-15 | PHILAGANAN
0190-090-211 | 50014 | 0190-MLK-FNP-HSF-RTRUCK01 | PM03 | 305 | 6M Forklift/Reach Truck Servicing | Milks F/P Reachtruck No 1- Toyota | C | 0190E013 | 2012-02-15 | 2010-05-15 | PHINTINGMA
0190-090-210 | 50014 | 0190-MLK-PRO-CMN-FRKLIF03 | PM03 | 305 | 26W Forklift/Reach Truck Servicing | Milks Forklift No.3 Battery Operated | B | 0190E013 | 2021-01-13 | 2010-05-15 | PHILAGANAN
0190-090-209 | 50014 | 0190-MLK-PRO-CMN-FRKLIF02 | PM03 | 305 | 6M Forklift/Reach Truck Servicing | Milks Forklift No 2 Battery Operated | B | 0190E013 | 2012-02-15 | 2010-05-15 | PHINTINGMA
0190-090-208 | 50014 | 0190-MLK-PRO-CMN-FRKLIF01 | PM03 | 305 | 26W Forklift/Reach Truck Servicing | Milks Forklift No 1 Battery Operated | B | 0190E013 | 2021-01-13 | 2010-05-15 | PHILAGANAN
0190-090-207 | 50014 | 0190-ENG-HSF-FLF-FRKLIF05 | PM03 | 305 | 26W Forklift/Reach Truck Servicing | Forklift Truck No5 LPG | C | 0190E013 | 2021-01-13 | 2010-05-15 | PHILAGANAN
0190-090-206 | 50014 | 0190-ENG-HSF-FLF-FRKLIF04 | PM03 | 305 | 26W Forklift/Reach Truck Servicing | Forklift Truck No4 Diesel | C | 0190E013 | 2021-01-13 | 2010-05-15 | PHILAGANAN
0190-090-205 | 50014 | 0190-ENG-HSF-FLF-FRKLIF01 | PM03 | 305 | 26W Forklift/Reach Truck Servicing | Forklift Truck No1 Diesel | C | 0190E013 | 2021-01-13 | 2010-05-15 | PHILAGANAN
0190-090-204 | 50014 | 0190-COF-FNP-HSF-RTRUCK05 | PM03 | 305 | 6M Forklift/Reach Truck Servicing | Coffee Reachtruck No 5 - Toyota | B | 0190E013 | 2014-09-25 | 2010-05-15 | PHDACILLPA
0190-090-203 | 50014 | 0190-COF-FNP-HSF-RTRUCK04 | PM03 | 305 | 26W Forklift/Reach Truck Servicing | Coffee Reachtruck No 4 - Toyota | B | 0190E013 | 2021-01-13 | 2010-05-15 | PHILAGANAN
0190-090-202 | 50014 | 0190-COF-FNP-HSF-RTRUCK03 | PM03 | 305 | 6M Forklift/Reach Truck Servicing | Coffee Reachtruck No 3 - Ameise | B | 0190E013 | 2014-09-25 | 2010-05-15 | PHDACILLPA
0190-090-201 | 50014 | 0190-COF-FNP-HSF-RTRUCK02 | PM03 | 305 | 26W Forklift/Reach Truck Servicing | Coffee Reachtruck No 2 - Toyota | B | 0190E013 | 2021-01-13 | 2010-05-15 | PHILAGANAN
0190-090-200 | 50014 | 0190-COF-FNP-HSF-RTRUCK01 | PM03 | 305 | 26W Forklift/Reach Truck Servicing | Coffee Reachtruck No 1 - Toyota | B | 0190E013 | 2021-01-13 | 2010-05-15 | PHILAGANAN
0190-090-156 | 60727 | 0190-QAD-FAC-CMN-EXHBLR01 | PM03 | 302 | 13W Exhaust Blower Servicing | Micro B Exhaust Blower No.1 | B | 0190E013 | 2021-01-13 | 2011-11-29 | PHILAGANAN
0190-090-156 | 60727 | 0190-QAD-FAC-CMN-EXHBLR02 | PM03 | 302 | 13W Exhaust Blower Servicing | S-Room Exhaust Blower | B | 0190E013 | 2021-01-13 | 2011-11-29 | PHILAGANAN
0190-090-155 | 60726 | 0190-QAD-FAC-CMN-DEGASS01 | PM03 | 302 | 13W Air Degassifier Unit Check-up | Micro B Air Degassifier Unit Cabinet | A | 0190E013 | 2021-01-13 | 2011-11-29 | PHILAGANAN
0190-090-154 | 52013 | 0190-QAD-FAC-CMN-COMMON01 | PM03 | 307 | 13W PLANNED INSPECTION QADLOBBY1 FUMEHOO | Quality Assurance Facilities Common | C | 0190E013 | 2021-01-13 | 2010-10-02 | PHILAGANAN
0190-090-153 | 52013 | 0190-QAD-FAC-CMN-COMMON01 | PM03 | 307 | 13W Planned Inspection QADLobby1 Fumehoo | Quality Assurance Facilities Common | C | 0190E013 | 2021-01-13 | 2010-10-02 | PHILAGANAN
0190-090-152 | 52013 | 0190-QAD-FAC-CMN-COMMON01 | PM03 | 307 | 13W Planned Inspection QADLobby1 Fumehoo | Quality Assurance Facilities Common | C | 0190E013 | 2021-01-13 | 2010-10-02 | PHILAGANAN
0190-090-150 | 51330 | 0190-ADM-FAC-BLG-COFBLG01 | PM03 | 307 | 13W Building Inspection | Coffee Tote Bin Station | C | 0190E013 | 2021-01-13 | 2010-08-18 | PHILAGANAN
0190-090-149 | 50059 | 0190-ADM-FAC-BLG-WHSBLG01 | PM03 | 302 | 3M Gutter/Downspout Cleaning | Coffee Warehouse | C | 0190E013 | 2014-06-19 | 2010-05-20 | PHINTINGMA
0190-090-148 | 50059 | 0190-ADM-FAC-BLG-WHSBLG01 | PM03 | 302 | 3M Gutter/Downspout Cleaning | Coffee Warehouse | C | 0190E013 | 2011-11-23 | 2010-05-20 | PHINTINGMA
0190-090-147 | 50059 | 0190-ADM-FAC-BLG-WHSBLG01 | PM03 | 302 | 3M Gutter/Downspout Cleaning | Coffee Warehouse | C | 0190E013 | 2011-11-23 | 2010-05-20 | PHINTINGMA
0190-090-146 | 50059 | 0190-ADM-FAC-BLG-WHSBLG01 | PM03 | 302 | 3M Gutter/Downspout Cleaning | Coffee Warehouse | C | 0190E013 | 2011-11-23 | 2010-05-20 | PHINTINGMA
0190-090-145 | 50059 | 0190-ADM-FAC-BLG-WHSBLG01 | PM03 | 302 | 3M Gutter/Downspout Cleaning | Coffee Warehouse | C | 0190E013 | 2011-11-23 | 2010-05-20 | PHINTINGMA
0190-090-144 | 50059 | 0190-ADM-FAC-BLG-WHSBLG01 | PM03 | 302 | 3M Gutter/Downspout Cleaning | Coffee Warehouse | C | 0190E013 | 2011-11-23 | 2010-05-20 | PHINTINGMA
0190-090-143 | 50059 | 0190-ADM-FAC-BLG-WHSBLG01 | PM03 | 302 | 3M Gutter/Downspout Cleaning | Coffee Warehouse | C | 0190E013 | 2011-11-23 | 2010-05-20 | PHINTINGMA
0190-090-142 | 50059 | 0190-ADM-FAC-BLG-WHSBLG01 | PM03 | 302 | 3M Gutter/Downspout Cleaning | Coffee Warehouse | C | 0190E013 | 2011-11-23 | 2010-05-20 | PHINTINGMA
0190-090-141 | 50059 | 0190-ADM-FAC-BLG-COFBLG01 | PM03 | 302 | 3M Gutter/Downspout Cleaning | Coffee Tote Bin Station | C | 0190E013 | 2011-11-23 | 2010-05-20 | PHINTINGMA
0190-090-140 | 50059 | 0190-ADM-FAC-BLG-COFBLG01 | PM03 | 302 | 3M Gutter/Downspout Cleaning | Coffee Tote Bin Station | C | 0190E013 | 2011-11-23 | 2010-05-20 | PHINTINGMA
0190-090-139 | 50059 | 0190-ADM-FAC-BLG-COFBLG01 | PM03 | 302 | 3M Gutter/Downspout Cleaning | Coffee Tote Bin Station | C | 0190E013 | 2011-11-23 | 2010-05-20 | PHINTINGMA
0190-090-138 | 50059 | 0190-ADM-FAC-BLG-COFBLG01 | PM03 | 302 | 3M Gutter/Downspout Cleaning | Coffee Tote Bin Station | C | 0190E013 | 2011-11-23 | 2010-05-20 | PHINTINGMA
0190-090-137 | 50059 | 0190-ADM-FAC-BLG-COFBLG01 | PM03 | 302 | 3M Gutter/Downspout Cleaning | Coffee Tote Bin Station | C | 0190E013 | 2011-11-23 | 2010-05-20 | PHINTINGMA
0190-090-136 | 50059 | 0190-ADM-FAC-BLG-COFBLG01 | PM03 | 302 | 3M Gutter/Downspout Cleaning | Coffee Tote Bin Station | C | 0190E013 | 2011-11-23 | 2010-05-20 | PHINTINGMA
0190-090-135 | 50059 | 0190-ADM-FAC-BLG-COFBLG01 | PM03 | 302 | 3M Gutter/Downspout Cleaning | Coffee Tote Bin Station | C | 0190E013 | 2011-11-23 | 2010-05-20 | PHINTINGMA
0190-090-134 | 50059 | 0190-ADM-FAC-BLG-COFBLG01 | PM03 | 302 | 3M Gutter/Downspout Cleaning | Coffee Tote Bin Station | C | 0190E013 | 2011-11-23 | 2010-05-20 | PHINTINGMA
0190-090-133 | 50059 | 0190-ADM-FAC-BLG-COFBLG01 | PM03 | 302 | 3M Gutter/Downspout Cleaning | Coffee Tote Bin Station | C | 0190E013 | 2011-11-23 | 2010-05-20 | PHINTINGMA
0190-090-132 | 50059 | 0190-ADM-FAC-BLG-COFBLG01 | PM03 | 302 | 3M Gutter/Downspout Cleaning | Coffee Tote Bin Station | C | 0190E013 | 2011-11-23 | 2010-05-20 | PHINTINGMA
0190-090-131 | 50059 | 0190-ADM-FAC-BLG-COFBLG01 | PM03 | 302 | 3M Gutter/Downspout Cleaning | Coffee Tote Bin Station | C | 0190E013 | 2011-11-23 | 2010-05-20 | PHINTINGMA
0190-090-130 | 50059 | 0190-ADM-FAC-BLG-COFBLG01 | PM03 | 302 | 3M Gutter/Downspout Cleaning | Coffee Tote Bin Station | C | 0190E013 | 2011-11-23 | 2010-05-20 | PHINTINGMA
0190-090-129 | 50059 | 0190-ADM-FAC-BLG-COFBLG01 | PM03 | 302 | 3M Gutter/Downspout Cleaning | Coffee Tote Bin Station | C | 0190E013 | 2014-01-15 | 2010-05-20 | PHDACILLPA
0190-090-128 | 50059 | 0190-ADM-FAC-BLG-ENGBLG01 | PM03 | 302 | 13W Gutter/Downspout Cleaning | Engineering Building And Facilities | C | 0190E013 | 2021-01-13 | 2011-03-22 | PHILAGANAN
0190-090-128 | 50059 | 0190-ADM-FAC-BLG-ENGBLG01 | PM03 | 302 | 13W Gutter/Downspout Cleaning | Engineering Building And Facilities | C | 0190E013 | 2021-01-13 | 2011-03-22 | PHILAGANAN
0190-090-128 | 50059 | 0190-ADM-FAC-BLG-ENGBLG01 | PM03 | 302 | 13W Gutter/Downspout Cleaning | Engineering Building And Facilities | C | 0190E013 | 2021-01-13 | 2011-03-22 | PHILAGANAN
0190-090-128 | 50059 | 0190-ADM-FAC-BLG-ENGBLG01 | PM03 | 302 | 13W Gutter/Downspout Cleaning | Engineering Building And Facilities | C | 0190E013 | 2021-01-13 | 2011-03-22 | PHILAGANAN
0190-090-128 | 50059 | 0190-ADM-FAC-BLG-ENGBLG01 | PM03 | 302 | 13W Gutter/Downspout Cleaning | Engineering Building And Facilities | C | 0190E013 | 2021-01-13 | 2011-03-22 | PHILAGANAN
0190-090-128 | 50059 | 0190-ADM-FAC-BLG-ENGBLG01 | PM03 | 302 | 13W Gutter/Downspout Cleaning | Engineering Building And Facilities | C | 0190E013 | 2021-01-13 | 2011-03-22 | PHILAGANAN
0190-090-128 | 50059 | 0190-ADM-FAC-BLG-ENGBLG01 | PM03 | 302 | 13W Gutter/Downspout Cleaning | Engineering Building And Facilities | C | 0190E013 | 2021-01-13 | 2011-03-22 | PHILAGANAN
0190-090-128 | 50059 | 0190-ADM-FAC-BLG-ENGBLG01 | PM03 | 302 | 13W Gutter/Downspout Cleaning | Engineering Building And Facilities | C | 0190E013 | 2021-01-13 | 2011-03-22 | PHILAGANAN
0190-090-128 | 50059 | 0190-ADM-FAC-BLG-ENGBLG04 | PM03 | 302 | 13W Gutter/Downspout Cleaning | Reverse Osmosis Plant Building | C | 0190E013 | 2021-01-13 | 2011-03-22 | PHILAGANAN
0190-090-128 | 50059 | 0190-ADM-FAC-BLG-ENGBLG06 | PM03 | 302 | 13W Gutter/Downspout Cleaning | Biomass Social Block | C | 0190E013 | 2021-01-13 | 2011-03-22 | PHILAGANAN
0190-090-128 | 50059 | 0190-ADM-FAC-BLG-ENGBLG07 | PM03 | 302 | 13W Gutter/Downspout Cleaning | Scrap Materials And Storage Area | C | 0190E013 | 2021-01-13 | 2011-03-22 | PHILAGANAN
0190-090-128 | 50059 | 0190-ADM-FAC-BLG-ENGBLG08 | PM03 | 302 | 13W Gutter/Downspout Cleaning | Waste Water Treatment Plant | C | 0190E013 | 2021-01-13 | 2011-03-22 | PHILAGANAN
0190-090-128 | 50059 | 0190-ADM-FAC-BLG-ENGBLG09 | PM03 | 302 | 13W Gutter/Downspout Cleaning | 69kV Substation | C | 0190E013 | 2021-01-13 | 2011-03-22 | PHILAGANAN
0190-090-128 | 50059 | 0190-ADM-FAC-BLG-ENGBLG10 | PM03 | 302 | 13W Gutter/Downspout Cleaning | Eng'g Oil Handling Station | C | 0190E013 | 2021-01-13 | 2011-03-22 | PHILAGANAN
0190-090-128 | 50059 | 0190-ADM-FAC-BLG-ENGBLG13 | PM03 | 302 | 13W Gutter/Downspout Cleaning | Power Plant Building | C | 0190E013 | 2021-01-13 | 2011-03-22 | PHILAGANAN
0190-090-128 | 50059 | 0190-ADM-FAC-BLG-ENGBLG14 | PM03 | 302 | 13W Gutter/Downspout Cleaning | Ammonia NH3 / Chiller Room | C | 0190E013 | 2021-01-13 | 2011-03-22 | PHILAGANAN
0190-090-128 | 50059 | 0190-ADM-FAC-BLG-ENGBLG15 | PM03 | 302 | 13W Gutter/Downspout Cleaning | Lubricant/Chemical/Mechanical Storage | C | 0190E013 | 2021-01-13 | 2011-03-22 | PHILAGANAN
0190-090-128 | 50059 | 0190-ADM-FAC-BLG-ENGBLG16 | PM03 | 302 | 13W Gutter/Downspout Cleaning | Lurgi Building | C | 0190E013 | 2021-01-13 | 2010-05-20 | PHILAGANAN
0190-090-127 | 50059 | 0190-ADM-FAC-BLG-WHSBLG01 | PM03 | 302 | 13W Gutter/Downspout Cleaning | Coffee Warehouse | C | 0190E013 | 2021-01-13 | 2010-05-20 | PHILAGANAN
0190-090-127 | 50059 | 0190-ADM-FAC-BLG-WHSBLG02 | PM03 | 302 | 13W Gutter/Downspout Cleaning | Milk Warehouse | C | 0190E013 | 2021-01-13 | 2011-03-22 | PHILAGANAN
0190-090-127 | 50059 | 0190-ADM-FAC-BLG-WHSBLG03 | PM03 | 302 | 13W Gutter/Downspout Cleaning | Green Coffee Vendors Shed | C | 0190E013 | 2021-01-13 | 2011-03-22 | PHILAGANAN
0190-090-127 | 50059 | 0190-ADM-FAC-BLG-WHSBLG04 | PM03 | 302 | 13W Gutter/Downspout Cleaning | Green Coffee Building | C | 0190E013 | 2021-01-13 | 2011-03-22 | PHILAGANAN
0190-090-127 | 50059 | 0190-ADM-FAC-BLG-WHSCMN | PM03 | 302 | 13W Gutter/Downspout Cleaning | Warehouse Building And Facilities | C | 0190E013 | 2021-01-13 | 2011-03-22 | PHILAGANAN
0190-090-127 | 50059 | 0190-ADM-FAC-BLG-WHSCMN | PM03 | 302 | 13W Gutter/Downspout Cleaning | Warehouse Building And Facilities | C | 0190E013 | 2021-01-13 | 2011-03-22 | PHILAGANAN
0190-090-126 | 50059 | 0190-ADM-FAC-BLG-ENGBLG01 | PM03 | 302 | 13W Gutter/Downspout Cleaning | Engineering Building And Facilities | C | 0190E013 | 2021-01-13 | 2011-03-18 | PHILAGANAN
0190-090-126 | 50059 | 0190-ADM-FAC-BLG-FCTY01 | PM03 | 302 | 13W Gutter/Downspout Cleaning | Admin Building and Facilities | C | 0190E013 | 2021-01-13 | 2011-03-18 | PHILAGANAN
0190-090-126 | 50059 | 0190-ADM-FAC-BLG-FCTY02 | PM03 | 302 | 13W Gutter/Downspout Cleaning | SH&E Room/GYM | C | 0190E013 | 2021-01-13 | 2011-03-18 | PHILAGANAN
0190-090-126 | 50059 | 0190-ADM-FAC-BLG-FCTY03 | PM03 | 302 | 13W Gutter/Downspout Cleaning | QA Micro Lab Building | C | 0190E013 | 2021-01-13 | 2011-03-18 | PHILAGANAN
0190-090-126 | 50059 | 0190-ADM-FAC-BLG-FCTY04 | PM03 | 302 | 13W Gutter/Downspout Cleaning | QA Gen Lab Building | C | 0190E013 | 2021-01-13 | 2010-05-20 | PHILAGANAN
0190-090-126 | 50059 | 0190-ADM-FAC-BLG-FCTY05 | PM03 | 302 | 13W Gutter/Downspout Cleaning | New Covered Walkway | C | 0190E013 | 2021-01-13 | 2011-03-18 | PHILAGANAN
0190-090-126 | 50059 | 0190-ADM-FAC-BLG-FCTY06 | PM03 | 302 | 13W Gutter/Downspout Cleaning | Guard House | C | 0190E013 | 2021-01-13 | 2011-03-18 | PHILAGANAN
0190-090-126 | 50059 | 0190-ADM-FAC-BLG-FCTY07 | PM03 | 302 | 13W Gutter/Downspout Cleaning | Parking Area | C | 0190E013 | 2021-01-13 | 2011-03-18 | PHILAGANAN
0190-090-126 | 50059 | 0190-ADM-FAC-BLG-FCTY07 | PM03 | 302 | 13W Gutter/Downspout Cleaning | Parking Area | C | 0190E013 | 2021-01-13 | 2011-03-18 | PHILAGANAN
0190-090-126 | 50059 | 0190-ADM-FAC-BLG-FCTY07 | PM03 | 302 | 13W Gutter/Downspout Cleaning | Parking Area | C | 0190E013 | 2021-01-13 | 2011-03-18 | PHILAGANAN
0190-090-126 | 50059 | 0190-ADM-FAC-BLG-FCTY08 | PM03 | 302 | 13W Gutter/Downspout Cleaning | Social Block Building | C | 0190E013 | 2021-01-13 | 2011-03-18 | PHILAGANAN
0190-090-126 | 50059 | 0190-ADM-FAC-BLG-FCTY08 | PM03 | 302 | 13W Gutter/Downspout Cleaning | Social Block Building | C | 0190E013 | 2021-01-13 | 2011-03-18 | PHILAGANAN
0190-090-126 | 50059 | 0190-ADM-FAC-BLG-FCTY10 | PM03 | 302 | 13W Gutter/Downspout Cleaning | Staff House No. 1 | C | 0190E013 | 2021-01-13 | 2011-03-18 | PHILAGANAN
0190-090-126 | 50059 | 0190-ADM-FAC-BLG-FCTY11 | PM03 | 302 | 13W Gutter/Downspout Cleaning | Staff House No. 2 | C | 0190E013 | 2021-01-13 | 2011-03-18 | PHILAGANAN
0190-090-126 | 50059 | 0190-ADM-FAC-BLG-FCTY12 | PM03 | 302 | 13W Gutter/Downspout Cleaning | Staff House No. 3 | C | 0190E013 | 2021-01-13 | 2011-03-18 | PHILAGANAN
0190-090-126 | 50059 | 0190-ADM-FAC-BLG-FCTY13 | PM03 | 302 | 13W Gutter/Downspout Cleaning | Staff House No. 4 | C | 0190E013 | 2021-01-13 | 2011-03-18 | PHILAGANAN
0190-090-126 | 50059 | 0190-ADM-FAC-BLG-FCTY14 | PM03 | 302 | 13W Gutter/Downspout Cleaning | Guest House No. 1 | C | 0190E013 | 2021-01-13 | 2011-03-18 | PHILAGANAN
0190-090-126 | 50059 | 0190-ADM-FAC-BLG-FCTY15 | PM03 | 302 | 13W Gutter/Downspout Cleaning | Training Center | C | 0190E013 | 2021-01-13 | 2011-03-18 | PHILAGANAN
0190-090-126 | 50059 | 0190-ADM-FAC-BLG-FCTY16 | PM03 | 302 | 13W Gutter/Downspout Cleaning | Admin Office | C | 0190E013 | 2021-01-13 | 2011-03-18 | PHILAGANAN
0190-090-125 | 50059 | 0190-ADM-FAC-BLG-COFBLG03 | PM03 | 302 | 13W Gutter/Downspout Cleaning | Coffee Packing Area | C | 0190E013 | 2021-01-13 | 2011-03-22 | PHILAGANAN
0190-090-125 | 50059 | 0190-ADM-FAC-BLG-COFBLG04 | PM03 | 302 | 13W Gutter/Downspout Cleaning | Egron A Building | C | 0190E013 | 2021-01-13 | 2011-03-22 | PHILAGANAN
0190-090-125 | 50059 | 0190-ADM-FAC-BLG-COFBLG05 | PM03 | 302 | 13W Gutter/Downspout Cleaning | Extraction 45 Building | C | 0190E013 | 2021-01-13 | 2011-03-22 | PHILAGANAN
0190-090-125 | 50059 | 0190-ADM-FAC-BLG-COFBLG06 | PM03 | 302 | 13W Gutter/Downspout Cleaning | Wipe Film Evaporator Building | C | 0190E013 | 2021-01-13 | 2011-03-22 | PHILAGANAN
0190-090-125 | 50059 | 0190-ADM-FAC-BLG-COFBLG07 | PM03 | 302 | 13W Gutter/Downspout Cleaning | P-ERA Extraction 45 Building | C | 0190E013 | 2021-01-13 | 2011-03-22 | PHILAGANAN
0190-090-125 | 50059 | 0190-ADM-FAC-BLG-COFBLG08 | PM03 | 302 | 13W Gutter/Downspout Cleaning | P-ERA Extraction 54 Building | C | 0190E013 | 2021-01-13 | 2011-03-22 | PHILAGANAN
0190-090-125 | 50059 | 0190-ADM-FAC-BLG-COFBLG09 | PM03 | 302 | 13W Gutter/Downspout Cleaning | Extraction 54 Building | C | 0190E013 | 2021-01-13 | 2011-03-22 | PHILAGANAN
0190-090-125 | 50059 | 0190-ADM-FAC-BLG-COFBLG10 | PM03 | 302 | 13W Gutter/Downspout Cleaning | Roasting Building | C | 0190E013 | 2021-01-13 | 2011-03-22 | PHILAGANAN
0190-090-125 | 50059 | 0190-ADM-FAC-BLG-COFBLG11 | PM03 | 302 | 13W Gutter/Downspout Cleaning | FFE Building | C | 0190E013 | 2021-01-13 | 2011-03-22 | PHILAGANAN
0190-090-125 | 50059 | 0190-ADM-FAC-BLG-COFBLG12 | PM03 | 302 | 13W Gutter/Downspout Cleaning | Centralized CIP Building | C | 0190E013 | 2021-01-13 | 2011-03-22 | PHILAGANAN
0190-090-125 | 50059 | 0190-ADM-FAC-BLG-COFBLG12 | PM03 | 302 | 13W Gutter/Downspout Cleaning | Centralized CIP Building | C | 0190E013 | 2021-01-13 | 2011-03-22 | PHILAGANAN
0190-090-125 | 50059 | 0190-ADM-FAC-BLG-COFFEE-COMMON FACILITES | PM03 | 302 | 13W Gutter/Downspout Cleaning | Coffee Building and Facilities Common | C | 0190E013 | 2021-01-13 | 2010-05-20 | PHILAGANAN
0190-090-125 | 50059 | 0190-ADM-FAC-BLG-COFFEE-COMMON FACILITES | PM03 | 302 | 13W Gutter/Downspout Cleaning | Coffee Building and Facilities Common | C | 0190E013 | 2021-01-13 | 2011-03-22 | PHILAGANAN
0190-090-125 | 50059 | 0190-ADM-FAC-BLG-COFFEE-COMMON FACILITES | PM03 | 302 | 13W Gutter/Downspout Cleaning | Coffee Building and Facilities Common | C | 0190E013 | 2021-01-13 | 2011-03-22 | PHILAGANAN
0190-090-125 | 50059 | 0190-ADM-FAC-BLG-COFFEE-COMMON FACILITES | PM03 | 302 | 13W Gutter/Downspout Cleaning | Coffee Building and Facilities Common | C | 0190E013 | 2021-01-13 | 2011-03-22 | PHILAGANAN
0190-090-124 | 50059 | 0190-ADM-FAC-BLG-MLKBLG01 | PM03 | 302 | 3M Gutter/Downspout Cleaning | Milks Managers/Supervisors Office | C | 0190E013 | 2011-11-23 | 2010-05-20 | PHINTINGMA
0190-090-123 | 50059 | 0190-ADM-FAC-BLG-MLKBLG01 | PM03 | 302 | 13W Gutter/Downspout Cleaning | Milks Managers/Supervisors Office | C | 0190E013 | 2021-01-13 | 2010-05-20 | PHILAGANAN
0190-090-122 | 50059 | 0190-ADM-FAC-BLG-MLKBLG01 | PM03 | 302 | 13W Gutter/Downspout Cleaning | Milks Managers/Supervisors Office | C | 0190E013 | 2021-01-13 | 2010-05-20 | PHILAGANAN
0190-090-121 | 58387 | 0190-COF-FNP-AUX-ELEVAT01 | PM03 | 306 | 52W Elevator Load Test | Elevator No 1 Coffee Tilting Area | A | 0190E013 | 2021-06-03 | 2011-06-30 | PHILAGANAN
0190-090-121 | 58387 | 0190-COF-FNP-AUX-ELEVAT02 | PM03 | 306 | 52W Elevator Load Test | Elevator No 2 Coffee Ail Area | A | 0190E013 | 2021-06-03 | 2011-06-30 | PHILAGANAN
0190-090-121 | 58387 | 0190-COF-PRO-EGA-ELEVAT01 | PM03 | 306 | 52W Elevator Load Test | Egron Elevator | A | 0190E001 | 2021-06-03 | 2010-05-20 | PHILAGANAN
0190-090-121 | 58387 | 0190-MLK-PRO-EGB-ELEVAT01 | PM03 | 306 | 52W Elevator Load Test | Egron B Transport Elevator | C | 0190E013 | 2021-06-03 | 2011-06-30 | PHILAGANAN
0190-090-120 | 58386 | 0190-COF-FNP-AUX-ELEVAT01 | PM03 | 306 | 52W Elevator Safety Check | Elevator No 1 Coffee Tilting Area | A | 0190E013 | 2021-06-03 | 2011-06-30 | PHILAGANAN
0190-090-120 | 58386 | 0190-COF-FNP-AUX-ELEVAT02 | PM03 | 306 | 52W Elevator Safety Check | Elevator No 2 Coffee Ail Area | A | 0190E013 | 2021-06-03 | 2011-06-30 | PHILAGANAN
0190-090-120 | 58386 | 0190-COF-PRO-EGA-ELEVAT01 | PM03 | 306 | 52W Elevator Safety Check | Egron Elevator | A | 0190E013 | 2021-06-03 | 2010-05-20 | PHILAGANAN
0190-090-120 | 58386 | 0190-MLK-PRO-EGB-ELEVAT01 | PM03 | 306 | 52W Elevator Safety Check | Egron B Transport Elevator | C | 0190E013 | 2021-06-03 | 2011-06-30 | PHILAGANAN
0190-090-119 | 50059 | 0190-ADM-FAC-BLG-MLKBLG01 | PM03 | 302 | 13W Gutter/Downspout Cleaning | Milks Managers/Supervisors Office | C | 0190E013 | 2021-01-13 | 2010-05-20 | PHILAGANAN
0190-090-119 | 50059 | 0190-ADM-FAC-BLG-MLKBLG02 | PM03 | 302 | 13W Gutter/Downspout Cleaning | Milk Egron B Building | C | 0190E013 | 2021-01-13 | 2011-05-05 | PHILAGANAN
0190-090-119 | 50059 | 0190-ADM-FAC-BLG-MLKBLG03 | PM03 | 302 | 13W Gutter/Downspout Cleaning | Milk Egron C Building | C | 0190E013 | 2021-01-13 | 2011-05-05 | PHILAGANAN
0190-090-119 | 50059 | 0190-ADM-FAC-BLG-MLKBLG07 | PM03 | 302 | 13W Gutter/Downspout Cleaning | Milk Tipping Area | C | 0190E013 | 2021-01-13 | 2011-05-05 | PHILAGANAN
0190-090-119 | 50059 | 0190-ADM-FAC-BLG-MLKBLG08 | PM03 | 302 | 13W Gutter/Downspout Cleaning | Milk Packing Area | C | 0190E013 | 2021-01-13 | 2011-03-22 | PHILAGANAN
0190-090-119 | 50059 | 0190-ADM-FAC-BLG-MLKBLG09 | PM03 | 302 | 13W Gutter/Downspout Cleaning | Butter Oil Melting Room | C | 0190E013 | 2021-01-13 | 2011-03-22 | PHILAGANAN
0190-090-119 | 50059 | 0190-ADM-FAC-BLG-MLKBLG10 | PM03 | 302 | 13W Gutter/Downspout Cleaning | Glucose Drum Storage Area | C | 0190E013 | 2021-01-13 | 2011-03-22 | PHILAGANAN
0190-090-119 | 50059 | 0190-ADM-FAC-BLG-MLKBLG11 | PM03 | 302 | 13W Gutter/Downspout Cleaning | Milk CIP Station Building | C | 0190E013 | 2021-01-13 | 2011-03-22 | PHILAGANAN
0190-090-119 | 50059 | 0190-ADM-FAC-BLG-MLKBLG12 | PM03 | 302 | 13W Gutter/Downspout Cleaning | Milk Vitamin Room | C | 0190E013 | 2021-01-13 | 2011-03-22 | PHILAGANAN
0190-090-119 | 50059 | 0190-ADM-FAC-BLG-MLKBLG13 | PM03 | 302 | 13W Gutter/Downspout Cleaning | Milk Air Heater Building | C | 0190E013 | 2021-01-13 | 2011-03-22 | PHILAGANAN
0190-090-119 | 50059 | 0190-ADM-FAC-BLG-MLKBLG20 | PM03 | 302 | 13W Gutter/Downspout Cleaning | Milks Glucose AMF Drum buiding | C | 0190E013 | 2021-01-13 | 2016-12-28 | PHILAGANAN
0190-090-119 | 50059 | 0190-ADM-FAC-BLG-MLKBLG21 | PM03 | 302 | 13W Gutter/Downspout Cleaning | New 3rd Line Dissolving System Building | C | 0190E013 | 2021-01-13 | 2016-12-28 | PHILAGANAN
0190-090-118 | 50012 | 0190-MLK-FNP-HSF-RTRUCK08 | PM03 | 305 | 13W Forklift/Reach Truck Servicing | Milks F/P Reachtruck No 8- Toyota | C | 0190E013 | 2021-04-12 | 2010-05-15 | PHILAGANAN
0190-090-117 | 50012 | 0190-MLK-PRO-CMN-RTRUCK07 | PM03 | 305 | 3M Forklift/Reach Truck Servicing | Milks Reachtruck No 7 - Ameise | C | 0190E013 | 2014-09-25 | 2010-05-15 | PHDACILLPA
0190-090-116 | 50012 | 0190-MLK-PRO-CMN-RTRUCK06 | PM03 | 305 | 3M Forklift/Reach Truck Servicing | Milks Reachtruck No 6 - Ameise | C | 0190E013 | 2014-09-25 | 2010-05-15 | PHDACILLPA
0190-090-115 | 50012 | 0190-MLK-PRO-CMN-RTRUCK05 | PM03 | 305 | 3M Forklift/Reach Truck Servicing | Milks Reachtruck No 5 - Shinko | C | 0190E013 | 2014-09-25 | 2010-05-15 | PHDACILLPA
0190-090-114 | 50012 | 0190-MLK-PRO-CMN-RTRUCK04 | PM03 | 305 | 3M Forklift/Reach Truck Servicing | Milks Reachtruck No 4 - Toyota | C | 0190E013 | 2012-02-15 | 2010-05-15 | PHINTINGMA
0190-090-113 | 50012 | 0190-MLK-FNP-HSF-RTRUCK03 | PM03 | 305 | 13W Forklift/Reach Truck Servicing | Milks F/P Reachtruck No 3 - Toyota | C | 0190E013 | 2021-01-13 | 2010-05-15 | PHILAGANAN
0190-090-112 | 50012 | 0190-MLK-FNP-HSF-RTRUCK02 | PM03 | 305 | 13W Forklift/Reach Truck Servicing | Milks F/P Reachtruck No 02 - Toyota | C | 0190E013 | 2021-04-12 | 2010-05-15 | PHILAGANAN
0190-090-111 | 50012 | 0190-MLK-FNP-HSF-RTRUCK01 | PM03 | 305 | 3M Forklift/Reach Truck Servicing | Milks F/P Reachtruck No 1- Toyota | C | 0190E013 | 2012-02-15 | 2010-05-15 | PHINTINGMA
0190-090-110 | 50012 | 0190-MLK-PRO-CMN-FRKLIF03 | PM03 | 305 | 13W Forklift/Reach Truck Servicing | Milks Forklift No.3 Battery Operated | B | 0190E013 | 2021-01-13 | 2010-05-15 | PHILAGANAN
0190-090-109 | 50012 | 0190-MLK-PRO-CMN-FRKLIF02 | PM03 | 305 | 3M Forklift/Reach Truck Servicing | Milks Forklift No 2 Battery Operated | B | 0190E013 | 2012-02-15 | 2010-05-15 | PHINTINGMA
0190-090-108 | 50012 | 0190-MLK-PRO-CMN-FRKLIF01 | PM03 | 305 | 13W Forklift/Reach Truck Servicing | Milks Forklift No 1 Battery Operated | B | 0190E013 | 2021-04-12 | 2010-05-15 | PHILAGANAN
0190-090-107 | 50012 | 0190-ENG-HSF-FLF-FRKLIF05 | PM03 | 305 | 13W Forklift/Reach Truck Servicing | Forklift Truck No5 LPG | C | 0190E013 | 2021-04-12 | 2010-05-15 | PHILAGANAN
0190-090-106 | 50012 | 0190-ENG-HSF-FLF-FRKLIF04 | PM03 | 305 | 13W Forklift/Reach Truck Servicing | Forklift Truck No4 Diesel | C | 0190E013 | 2021-04-12 | 2010-05-15 | PHILAGANAN
0190-090-105 | 50012 | 0190-ENG-HSF-FLF-FRKLIF01 | PM03 | 305 | 13W Forklift/Reach Truck Servicing | Forklift Truck No1 Diesel | C | 0190E013 | 2021-04-12 | 2010-05-15 | PHILAGANAN
0190-090-104 | 50012 | 0190-COF-FNP-HSF-RTRUCK05 | PM03 | 305 | 3M Forklift/Reach Truck Servicing | Coffee Reachtruck No 5 - Toyota | B | 0190E013 | 2014-09-25 | 2010-05-15 | PHDACILLPA
0190-090-103 | 50012 | 0190-COF-FNP-HSF-RTRUCK04 | PM03 | 305 | 13W Forklift/Reach Truck Servicing | Coffee Reachtruck No 4 - Toyota | B | 0190E013 | 2021-04-12 | 2010-05-15 | PHILAGANAN
0190-090-102 | 50012 | 0190-COF-FNP-HSF-RTRUCK03 | PM03 | 305 | 3M Forklift/Reach Truck Servicing | Coffee Reachtruck No 3 - Ameise | B | 0190E013 | 2014-09-25 | 2010-05-15 | PHDACILLPA
0190-090-101 | 50012 | 0190-COF-FNP-HSF-RTRUCK02 | PM03 | 305 | 13W Forklift/Reach Truck Servicing | Coffee Reachtruck No 2 - Toyota | B | 0190E013 | 2021-04-12 | 2010-05-15 | PHILAGANAN
0190-090-100 | 50012 | 0190-COF-FNP-HSF-RTRUCK01 | PM03 | 305 | 13W Forklift/Reach Truck Servicing | Coffee Reachtruck No 1 - Toyota | B | 0190E013 | 2021-01-13 | 2010-04-24 | PHILAGANAN
0190-090-061 | 50018 | 0190-ENG-GFO-WSF-ENGG01 | PM03 | 302 | 4W Air Conditioning Units Servicing | Engineering Air Conditioning Units | B | 0190E013 | 2021-01-13 | 2012-04-14 | PHILAGANAN
0190-090-060 | 50018 | 0190-ENG-GFO-FCT-FACCOM | PM03 | 302 | 4W Air Conditioning Units Servicing | Airconditioning Factory Facility | C | 0190E013 | 2021-01-13 | 2012-04-14 | PHILAGANAN
0190-090-059 | 49979 | 0190-ENG-HSF-RTL-RTRUCK02 | PM03 | 305 | 1M Forklift/Reach Truck Servicing | Logistics Reachtruck No 2 - Yale | C | 0190E013 | 2012-02-15 | 2010-06-17 | PHINTINGMA
0190-090-058 | 49979 | 0190-ENG-HSF-RTL-RTRUCK01 | PM03 | 305 | 1M Forklift/Reach Truck Servicing | Logistics Reachtruck No 1 - Yale | C | 0190E013 | 2012-02-15 | 2010-06-17 | PHINTINGMA
0190-090-057 | 50018 | 0190-ENG-STM-BHS-ISACU01 | PM03 | 305 | 4W ACU Servicing | Industrial Services Air Conditioning | C | 0190E013 | 2021-01-13 | 2010-05-17 | PHILAGANAN
0190-090-056 | 50018 | 0190-ENG-STM-BHS-ISACU01 | PM03 | 305 | 4W ACU Servicing | Industrial Services Air Conditioning | C | 0190E013 | 2021-01-13 | 2010-05-17 | PHILAGANAN
0190-090-055 | 50018 | 0190-ENG-STM-BHS-ISACU01 | PM03 | 305 | 4W ACU Servicing | Industrial Services Air Conditioning | C | 0190E013 | 2021-01-13 | 2010-05-17 | PHILAGANAN
0190-090-054 | 50018 | 0190-MLK-PRO-CMN-MLKACU01 | PM03 | 305 | 4W ACU Servicing | MILKS Process Air Conditioning Units | C | 0190E013 | 2021-01-13 | 2010-05-17 | PHILAGANAN
0190-090-053 | 50018 | 0190-MLK-PRO-CMN-MLKACU01 | PM03 | 305 | 4W ACU Servicing | MILKS Process Air Conditioning Units | C | 0190E013 | 2021-01-13 | 2010-05-17 | PHILAGANAN
0190-090-052 | 50018 | 0190-COF-PRO-SHP-COFFEE01 | PM03 | 305 | 4W ACU Servicing | Coffee Process Air Conditioning Units | C | 0190E013 | 2021-01-13 | 2010-05-17 | PHILAGANAN
0190-090-051 | 50018 | 0190-COF-PRO-SHP-COFFEE01 | PM03 | 305 | 4W ACU Servicing | Coffee Process Air Conditioning Units | C | 0190E013 | 2021-01-13 | 2010-05-17 | PHILAGANAN
0190-090-050 | 50018 | 0190-COF-PRO-SHP-COFFEE01 | PM03 | 305 | 4W ACU Servicing | Coffee Process Air Conditioning Units | C | 0190E013 | 2021-01-13 | 2010-05-17 | PHILAGANAN
0190-090-049 | 50018 | 0190-COF-PRO-SHP-COFFEE01 | PM03 | 305 | 4W ACU Servicing | Coffee Process Air Conditioning Units | C | 0190E013 | 2021-01-13 | 2010-05-17 | PHILAGANAN
0190-090-048 | 50018 | 0190-COF-PRO-SHP-COFFEE01 | PM03 | 305 | 4W ACU Servicing | Coffee Process Air Conditioning Units | C | 0190E013 | 2021-01-13 | 2010-05-17 | PHILAGANAN
0190-090-047 | 50018 | 0190-COF-PRO-SHP-COFFEE01 | PM03 | 305 | 4W ACU Servicing | Coffee Process Air Conditioning Units | C | 0190E013 | 2021-01-13 | 2010-05-17 | PHILAGANAN
0190-090-046 | 50018 | 0190-ENG-GFO-FCT-FACCOM | PM03 | 305 | 4W ACU Servicing | Airconditioning Factory Facility | C | 0190E013 | 2021-01-13 | 2010-05-17 | PHILAGANAN
0190-090-045 | 50018 | 0190-ENG-GFO-FCT-FACCOM | PM03 | 305 | 4W ACU Servicing | Airconditioning Factory Facility | C | 0190E013 | 2021-01-13 | 2010-05-17 | PHILAGANAN
0190-090-044 | 50018 | 0190-ENG-GFO-FCT-FACCOM | PM03 | 305 | 4W ACU Servicing | Airconditioning Factory Facility | C | 0190E013 | 2021-01-13 | 2010-05-17 | PHILAGANAN
0190-090-043 | 50018 | 0190-ENG-GFO-FCT-FACCOM | PM03 | 305 | 4W ACU Servicing | Airconditioning Factory Facility | C | 0190E013 | 2021-01-13 | 2010-05-17 | PHILAGANAN
0190-090-042 | 50018 | 0190-ENG-GFO-FCT-FACCOM | PM03 | 305 | 4W ACU Servicing | Airconditioning Factory Facility | C | 0190E013 | 2021-01-13 | 2010-05-17 | PHILAGANAN
0190-090-041 | 50018 | 0190-ENG-GFO-FCT-FACCOM | PM03 | 305 | 4W ACU Servicing | Airconditioning Factory Facility | C | 0190E013 | 2021-01-13 | 2010-05-17 | PHILAGANAN
0190-090-040 | 50018 | 0190-ENG-GFO-FCT-FACCOM | PM03 | 305 | 4W ACU Servicing | Airconditioning Factory Facility | C | 0190E013 | 2021-01-13 | 2010-05-17 | PHILAGANAN
0190-090-039 | 50018 | 0190-ENG-GFO-FCT-FACCOM | PM03 | 305 | 4W ACU Servicing | Airconditioning Factory Facility | C | 0190E013 | 2021-01-13 | 2010-05-15 | PHILAGANAN
0190-090-038 | 50018 | 0190-ENG-GFO-FCT-FACCOM | PM03 | 305 | 4W ACU Servicing | Airconditioning Factory Facility | C | 0190E013 | 2021-01-13 | 2010-05-15 | PHILAGANAN
0190-090-037 | 50018 | 0190-ENG-GFO-FCT-FACCOM | PM03 | 305 | 4W ACU Servicing | Airconditioning Factory Facility | C | 0190E013 | 2021-01-13 | 2010-05-15 | PHILAGANAN
0190-090-036 | 50018 | 0190-ENG-GFO-FCT-FACCOM | PM03 | 305 | 4W ACU Servicing | Airconditioning Factory Facility | C | 0190E013 | 2021-01-13 | 2010-05-15 | PHILAGANAN
0190-090-035 | 50018 | 0190-ENG-GFO-FCT-FACCOM | PM03 | 305 | 4W ACU Servicing | Airconditioning Factory Facility | C | 0190E013 | 2021-01-13 | 2010-05-15 | PHILAGANAN
0190-090-034 | 50018 | 0190-ENG-GFO-FCT-FACCOM | PM03 | 305 | 4W ACU Servicing | Airconditioning Factory Facility | C | 0190E013 | 2021-01-13 | 2010-05-15 | PHILAGANAN
0190-090-033 | 50018 | 0190-ENG-GFO-FCT-FACCOM | PM03 | 305 | 4W ACU Servicing | Airconditioning Factory Facility | C | 0190E013 | 2021-01-13 | 2010-05-15 | PHILAGANAN
0190-090-032 | 50018 | 0190-ENG-GFO-FCT-FACCOM | PM03 | 305 | 4W ACU Servicing | Airconditioning Factory Facility | C | 0190E013 | 2021-01-13 | 2010-05-15 | PHILAGANAN
0190-090-031 | 50018 | 0190-ENG-GFO-FCT-FACCOM | PM03 | 305 | 4W ACU Servicing | Airconditioning Factory Facility | C | 0190E013 | 2021-01-13 | 2010-05-15 | PHILAGANAN
0190-090-030 | 50018 | 0190-ENG-GFO-FCT-FACCOM | PM03 | 305 | 4W ACU Servicing | Airconditioning Factory Facility | C | 0190E013 | 2021-01-13 | 2010-05-15 | PHILAGANAN
0190-090-029 | 50018 | 0190-ENG-GFO-FCT-FACCOM | PM03 | 305 | 4W ACU Servicing | Airconditioning Factory Facility | C | 0190E013 | 2021-01-13 | 2010-05-15 | PHILAGANAN
0190-090-028 | 50018 | 0190-ENG-GFO-FCT-FACCOM | PM03 | 305 | 4W ACU Servicing | Airconditioning Factory Facility | C | 0190E013 | 2021-01-13 | 2010-05-15 | PHILAGANAN
0190-090-027 | 50018 | 0190-ENG-GFO-FCT-FACCOM | PM03 | 305 | 4W ACU Servicing | Airconditioning Factory Facility | C | 0190E013 | 2021-01-13 | 2010-05-15 | PHILAGANAN
0190-090-026 | 50018 | 0190-ENG-GFO-FCT-FACCOM | PM03 | 305 | 4W ACU Servicing | Airconditioning Factory Facility | C | 0190E013 | 2021-01-13 | 2010-05-15 | PHILAGANAN
0190-090-025 | 50018 | 0190-ENG-GFO-FCT-FACCOM | PM03 | 305 | 4W ACU Servicing | Airconditioning Factory Facility | C | 0190E013 | 2021-01-13 | 2010-05-15 | PHILAGANAN
0190-090-024 | 50018 | 0190-ENG-GFO-FCT-FACCOM | PM03 | 305 | 4W ACU Servicing | Airconditioning Factory Facility | C | 0190E013 | 2021-01-13 | 2010-05-15 | PHILAGANAN
0190-090-023 | 50016 | 0190-MLK-PRO-EGB-ELEVAT01 | PM03 | 305 | 4W Elevator Servicing | Egron B Transport Elevator | C | 0190E013 | 2021-01-13 | 2010-05-15 | PHILAGANAN
0190-090-022 | 50016 | 0190-COF-FNP-AUX-ELEVAT02 | PM03 | 305 | 4W Elevator Servicing | Elevator No 2 Coffee Ail Area | A | 0190E013 | 2021-01-13 | 2010-05-15 | PHILAGANAN
0190-090-021 | 50016 | 0190-COF-FNP-AUX-ELEVAT01 | PM03 | 305 | 4W Elevator Servicing | Elevator No 1 Coffee Tilting Area | A | 0190E013 | 2021-01-13 | 2010-05-15 | PHILAGANAN
0190-090-020 | 50016 | 0190-COF-PRO-EGA-ELEVAT01 | PM03 | 305 | 4W Elevator Servicing | Egron Elevator | A | 0190E013 | 2021-01-13 | 2010-05-15 | PHILAGANAN
0190-090-019 | 49979 | 0190-MLK-FNP-HSF-RTRUCK08 | PM03 | 305 | 4W Forklift/Reach Truck Servicing | Milks F/P Reachtruck No 8- Toyota | C | 0190E013 | 2021-03-09 | 2010-05-14 | PHILAGANAN
0190-090-018 | 49979 | 0190-MLK-PRO-CMN-RTRUCK07 | PM03 | 305 | 1M Forklift/Reach Truck Servicing | Milks Reachtruck No 7 - Ameise | C | 0190E013 | 2014-09-25 | 2010-05-14 | PHDACILLPA
0190-090-017 | 49979 | 0190-MLK-PRO-CMN-RTRUCK06 | PM03 | 305 | 1M Forklift/Reach Truck Servicing | Milks Reachtruck No 6 - Ameise | C | 0190E013 | 2014-09-25 | 2010-05-14 | PHDACILLPA
0190-090-016 | 49979 | 0190-MLK-PRO-CMN-RTRUCK05 | PM03 | 305 | 1M Forklift/Reach Truck Servicing | Milks Reachtruck No 5 - Shinko | C | 0190E013 | 2014-09-25 | 2010-05-14 | PHDACILLPA
0190-090-015 | 49979 | 0190-MLK-PRO-CMN-RTRUCK04 | PM03 | 305 | 4W Forklift/Reach Truck Servicing | Milks Reachtruck No 4 - Toyota | C | 0190E013 | 2021-01-13 | 2010-05-14 | PHILAGANAN
0190-090-014 | 49979 | 0190-MLK-FNP-HSF-RTRUCK03 | PM03 | 305 | 4W Forklift/Reach Truck Servicing | Milks F/P Reachtruck No 3 - Toyota | C | 0190E013 | 2021-01-13 | 2010-05-14 | PHILAGANAN
0190-090-013 | 49979 | 0190-MLK-FNP-HSF-RTRUCK02 | PM03 | 305 | 4W Forklift/Reach Truck Servicing | Milks F/P Reachtruck No 02 - Toyota | C | 0190E013 | 2021-03-09 | 2010-05-14 | PHILAGANAN
0190-090-012 | 49979 | 0190-MLK-FNP-HSF-RTRUCK01 | PM03 | 305 | 4W Forklift/Reach Truck Servicing | Milks F/P Reachtruck No 1- Toyota | C | 0190E013 | 2021-03-09 | 2010-05-14 | PHILAGANAN
0190-090-011 | 49979 | 0190-MLK-PRO-CMN-FRKLIF03 | PM03 | 305 | 4W Forklift/Reach Truck Servicing | Milks Forklift No.3 Battery Operated | B | 0190E013 | 2021-01-13 | 2010-05-14 | PHILAGANAN
0190-090-010 | 49979 | 0190-MLK-PRO-CMN-FRKLIF02 | PM03 | 305 | 4W Forklift/Reach Truck Servicing | Milks Forklift No 2 Battery Operated | B | 0190E013 | 2021-01-13 | 2010-05-14 | PHILAGANAN
0190-090-009 | 49979 | 0190-MLK-PRO-CMN-FRKLIF01 | PM03 | 305 | 4W Forklift/Reach Truck Servicing | Milks Forklift No 1 Battery Operated | B | 0190E013 | 2021-03-09 | 2010-05-14 | PHILAGANAN
0190-090-008 | 49979 | 0190-ENG-HSF-FLF-FRKLIF05 | PM03 | 305 | 4W Forklift/Reach Truck Servicing | Forklift Truck No5 LPG | C | 0190E013 | 2021-03-09 | 2010-05-14 | PHILAGANAN
0190-090-007 | 49979 | 0190-ENG-HSF-FLF-FRKLIF04 | PM03 | 305 | 4W Forklift/Reach Truck Servicing | Forklift Truck No4 Diesel | C | 0190E013 | 2021-03-09 | 2010-05-14 | PHILAGANAN
0190-090-006 | 49979 | 0190-ENG-HSF-FLF-FRKLIF01 | PM03 | 305 | 4W Forklift/Reach Truck Servicing | Forklift Truck No1 Diesel | C | 0190E013 | 2021-03-09 | 2010-05-14 | PHILAGANAN
0190-090-005 | 49979 | 0190-COF-FNP-HSF-RTRUCK05 | PM03 | 305 | 1M Forklift/Reach Truck Servicing | Coffee Reachtruck No 5 - Toyota | B | 0190E013 | 2014-09-25 | 2010-05-14 | PHDACILLPA
0190-090-004 | 49979 | 0190-COF-FNP-HSF-RTRUCK04 | PM03 | 305 | 4W Forklift/Reach Truck Servicing | Coffee Reachtruck No 4 - Toyota | B | 0190E013 | 2021-03-09 | 2010-05-14 | PHILAGANAN
0190-090-003 | 49979 | 0190-COF-FNP-HSF-RTRUCK03 | PM03 | 305 | 1M Forklift/Reach Truck Servicing | Coffee Reachtruck No 3 - Ameise | B | 0190E013 | 2014-09-25 | 2010-05-14 | PHDACILLPA
0190-090-002 | 49979 | 0190-COF-FNP-HSF-RTRUCK02 | PM03 | 305 | 4W Forklift/Reach Truck Servicing | Coffee Reachtruck No 2 - Toyota | B | 0190E013 | 2021-03-09 | 2010-05-14 | PHILAGANAN
0190-090-001 | 49979 | 0190-COF-FNP-HSF-RTRUCK01 | PM03 | 305 | 4W Forklift/Reachtruck Servicing | Coffee Reachtruck No 1 - Toyota | B | 0190E013 | 2016-01-23 | 2010-05-13 | PHDACILLPA
0190-065-195 | 55241 | 0190-QAD-FAC-CMN-COMMON01 | PM03 | 301 | 52W Cal of THERMO 2 | Quality Assurance Facilities Common | B | 0190E017 | 2021-06-03 | 2020-10-30 | PHILAGANAN
0190-065-194 | 55241 | 0190-QAD-FAC-CMN-COMMON01 | PM03 | 301 | 52W Cal of TH-016 | Quality Assurance Facilities Common | B | 0190E017 | 2021-06-03 | 2020-10-30 | PHILAGANAN
0190-065-193 | 55241 | 0190-QAD-FAC-CMN-COMMON01 | PM03 | 301 | 52W Cal of TH-015 | Quality Assurance Facilities Common | B | 0190E017 | 2021-06-03 | 2020-10-30 | PHILAGANAN
0190-065-192 | 55241 | 0190-QAD-FAC-CMN-COMMON01 | PM03 | 301 | 52W Cal of TH-014 | Quality Assurance Facilities Common | B | 0190E017 | 2021-06-03 | 2020-10-30 | PHILAGANAN
0190-065-191 | 55241 | 0190-QAD-FAC-CMN-COMMON01 | PM03 | 301 | 52W Cal of TH-013 | Quality Assurance Facilities Common | B | 0190E017 | 2021-06-03 | 2020-10-30 | PHILAGANAN
0190-065-190 | 55241 | 0190-QAD-FAC-CMN-COMMON01 | PM03 | 301 | 52W Cal of TH-012 | Quality Assurance Facilities Common | B | 0190E017 | 2021-06-03 | 2020-10-30 | PHILAGANAN
0190-065-189 | 55241 | 0190-QAD-FAC-CMN-COMMON01 | PM03 | 301 | 52W Cal of MC028 (41010004178) | Quality Assurance Facilities Common | B | 0190E017 | 2021-06-03 | 2020-10-28 | PHILAGANAN
0190-065-188 | 570307 | 0190-QAD-FAC-CMN-COMMON01 | PM03 | 301 | 52W Cal of TM15 | Quality Assurance Facilities Common | B | 0190E017 | 2021-06-03 | 2020-10-28 | PHILAGANAN
0190-065-187 | 570307 | 0190-QAD-FAC-CMN-COMMON01 | PM03 | 301 | 52W Cal of TM10 | Quality Assurance Facilities Common | B | 0190E017 | 2021-06-03 | 2020-10-28 | PHILAGANAN
0190-065-186 | 570307 | 0190-QAD-FAC-CMN-COMMON01 | PM03 | 301 | 52W Cal of TM08 | Quality Assurance Facilities Common | B | 0190E017 | 2021-06-03 | 2020-10-28 | PHILAGANAN
0190-065-185 | 570307 | 0190-QAD-FAC-CMN-COMMON01 | PM03 | 301 | 52W Cal of TM011 | Quality Assurance Facilities Common | B | 0190E017 | 2021-06-03 | 2020-10-28 | PHILAGANAN
0190-065-184 | 570307 | 0190-QAD-FAC-CMN-COMMON01 | PM03 | 301 | 52W Cal of TM003 | Quality Assurance Facilities Common | B | 0190E017 | 2021-06-03 | 2020-10-28 | PHILAGANAN
0190-065-183 | 570306 | 0190-QAD-FAC-CMN-COMMON01 | PM03 | 301 | 52W Cal of TC-116 | Quality Assurance Facilities Common | B | 0190E017 | 2021-06-03 | 2020-10-27 | PHILAGANAN
0190-065-182 | 570306 | 0190-QAD-FAC-CMN-COMMON01 | PM03 | 301 | 52W Cal of TC-086 | Quality Assurance Facilities Common | B | 0190E017 | 2021-06-03 | 2020-10-27 | PHILAGANAN
0190-065-181 | 570306 | 0190-QAD-FAC-CMN-COMMON01 | PM03 | 301 | 52W Cal of TC-076B | Quality Assurance Facilities Common | B | 0190E017 | 2021-06-03 | 2020-10-27 | PHILAGANAN
0190-065-180 | 570306 | 0190-QAD-FAC-CMN-COMMON01 | PM03 | 301 | 52W Cal of TC-074 | Quality Assurance Facilities Common | B | 0190E017 | 2021-06-03 | 2020-10-27 | PHILAGANAN
0190-065-179 | 570306 | 0190-QAD-FAC-CMN-COMMON01 | PM03 | 301 | 52W Cal of TC-057 | Quality Assurance Facilities Common | B | 0190E017 | 2021-06-03 | 2020-10-27 | PHILAGANAN
0190-065-178 | 570306 | 0190-QAD-FAC-CMN-COMMON01 | PM03 | 301 | 52W Cal of TC-023 | Quality Assurance Facilities Common | B | 0190E017 | 2021-06-03 | 2020-10-27 | PHILAGANAN
0190-065-177 | 570306 | 0190-QAD-FAC-CMN-COMMON01 | PM03 | 301 | 52W Cal of TC-012 | Quality Assurance Facilities Common | B | 0190E017 | 2021-06-03 | 2020-10-27 | PHILAGANAN
0190-065-176 | 570306 | 0190-QAD-FAC-CMN-COMMON01 | PM03 | 301 | 52W Cal of TC-010 [C01] | Quality Assurance Facilities Common | B | 0190E017 | 2021-06-03 | 2020-10-27 | PHILAGANAN
0190-065-175 | 570306 | 0190-QAD-FAC-CMN-COMMON01 | PM03 | 301 | 52W Cal of TC-008 | Quality Assurance Facilities Common | B | 0190E017 | 2021-06-03 | 2020-10-27 | PHILAGANAN
0190-065-174 | 570306 | 0190-QAD-FAC-CMN-COMMON01 | PM03 | 301 | 52W Cal of TC-006 [C01] | Quality Assurance Facilities Common | B | 0190E017 | 2021-06-03 | 2020-10-27 | PHILAGANAN
0190-065-173 | 570306 | 0190-QAD-FAC-CMN-COMMON01 | PM03 | 301 | 52W Cal of TC-004 [C01] | Quality Assurance Facilities Common | B | 0190E017 | 2021-06-03 | 2020-10-27 | PHILAGANAN
0190-065-172 | 570305 | 0190-QAD-FAC-CMN-COMMON01 | PM03 | 301 | 52W Cal of IS037 | Quality Assurance Facilities Common | B | 0190E017 | 2021-06-03 | 2020-10-27 | PHILAGANAN
0190-065-171 | 404359 | 0190-QAD-FAC-CMN-COMMON01 | PM03 | 301 | 52W Cal of HYG58 | Quality Assurance Facilities Common | B | 0190E017 | 2021-06-03 | 2020-10-27 | PHILAGANAN
0190-065-170 | 404359 | 0190-QAD-FAC-CMN-COMMON01 | PM03 | 301 | 52W Cal of HYG54 | Quality Assurance Facilities Common | B | 0190E017 | 2021-06-03 | 2020-10-27 | PHILAGANAN
0190-065-169 | 404359 | 0190-QAD-FAC-CMN-COMMON01 | PM03 | 301 | 52W Cal of HWA05 | Quality Assurance Facilities Common | B | 0190E017 | 2021-06-03 | 2020-10-27 | PHILAGANAN
0190-065-168 | 404359 | 0190-QAD-FAC-CMN-COMMON01 | PM03 | 301 | 52W Cal of BGHT0913014-003 | Quality Assurance Facilities Common | B | 0190E017 | 2021-06-03 | 2020-10-27 | PHILAGANAN
0190-065-167 | 570301 | 0190-QAD-FAC-CMN-COMMON01 | PM03 | 301 | 52W Cal of 5F2-CM-001 | Quality Assurance Facilities Common | B | 0190E017 | 2021-06-03 | 2020-10-27 | PHILAGANAN
0190-065-166 | 570301 | 0190-QAD-FAC-CMN-COMMON01 | PM03 | 301 | 52W Cal of 5C1-CM-001 | Quality Assurance Facilities Common | B | 0190E017 | 2021-06-03 | 2020-10-27 | PHILAGANAN
0190-065-165 | 570307 | 0190-QAD-FAC-CMN-COMMON01 | PM03 | 301 | 52W Cal of 140029264 | Quality Assurance Facilities Common | B | 0190E017 | 2021-06-03 | 2020-10-27 | PHILAGANAN
0190-065-164 | 51982 | 0190-QAD-FAC-CMN-COMMON01 | PM03 | 301 | 52W Cal of PI-001 | Quality Assurance Facilities Common | B | 0190E017 | 2021-06-03 | 2020-09-09 | PHILAGANAN
0190-065-163 | 52264 | 0190-QAD-FAC-CMN-COMMON01 | PM03 | 301 | 52W Cal of 2F2-PRV-001 | Quality Assurance Facilities Common | B | 0190E017 | 2021-06-03 | 2020-09-09 | PHILAGANAN
0190-065-162 | 55241 | 0190-QAD-FAC-CMN-COMMON01 | PM03 | 301 | 52W Cal of GL108 | Quality Assurance Facilities Common | B | 0190E017 | 2021-06-03 | 2020-09-09 | PHILAGANAN
0190-065-161 | 55241 | 0190-QAD-FAC-CMN-COMMON01 | PM03 | 301 | 52W Cal of TR-008 | Quality Assurance Facilities Common | B | 0190E017 | 2021-06-03 | 2020-09-09 | PHILAGANAN
0190-065-160 | 55241 | 0190-QAD-FAC-CMN-COMMON01 | PM03 | 301 | 52W Cal of TR 016 | Quality Assurance Facilities Common | B | 0190E017 | 2021-06-03 | 2020-09-09 | PHILAGANAN
0190-065-159 | 55241 | 0190-QAD-FAC-CMN-COMMON01 | PM03 | 301 | 52W Cal of TR 015 | Quality Assurance Facilities Common | B | 0190E017 | 2021-06-03 | 2020-09-09 | PHILAGANAN
0190-065-158 | 55241 | 0190-QAD-FAC-CMN-COMMON01 | PM03 | 301 | 52W Cal of TR 014 | Quality Assurance Facilities Common | B | 0190E017 | 2021-06-03 | 2020-09-09 | PHILAGANAN
0190-065-157 | 55241 | 0190-QAD-FAC-CMN-COMMON01 | PM03 | 301 | 52W Cal of TR 013 | Quality Assurance Facilities Common | B | 0190E017 | 2021-06-03 | 2020-09-09 | PHILAGANAN
0190-065-156 | 55241 | 0190-QAD-FAC-CMN-COMMON01 | PM03 | 301 | 52W Cal of TR 011 | Quality Assurance Facilities Common | B | 0190E017 | 2021-06-03 | 2020-09-09 | PHILAGANAN
0190-065-155 | 55241 | 0190-QAD-FAC-CMN-COMMON01 | PM03 | 301 | 52W Cal of TR 010 | Quality Assurance Facilities Common | B | 0190E017 | 2021-06-03 | 2020-09-09 | PHILAGANAN
0190-065-154 | 55241 | 0190-QAD-FAC-CMN-COMMON01 | PM03 | 301 | 52W Cal of TR 009 | Quality Assurance Facilities Common | B | 0190E017 | 2021-06-03 | 2020-09-09 | PHILAGANAN
0190-065-153 | 55241 | 0190-QAD-FAC-CMN-COMMON01 | PM03 | 301 | 52W Cal of TR 007 | Quality Assurance Facilities Common | B | 0190E017 | 2021-06-03 | 2020-09-09 | PHILAGANAN
0190-065-152 | 55241 | 0190-QAD-FAC-CMN-COMMON01 | PM03 | 301 | 52W Cal of TR 006 | Quality Assurance Facilities Common | B | 0190E017 | 2021-06-03 | 2020-09-09 | PHILAGANAN
0190-065-151 | 55241 | 0190-QAD-FAC-CMN-COMMON01 | PM03 | 301 | 52W Cal of TR 005 | Quality Assurance Facilities Common | B | 0190E017 | 2021-06-03 | 2020-09-09 | PHILAGANAN
0190-065-150 | 51984 | 0190-QAD-FAC-CMN-COMMON01 | PM03 | 301 | 52W Cal of TC-GL-111 | Quality Assurance Facilities Common | B | 0190E017 | 2021-06-03 | 2020-09-09 | PHILAGANAN
0190-065-149 | 51984 | 0190-QAD-FAC-CMN-COMMON01 | PM03 | 301 | 52W Cal of TC-GL-108 | Quality Assurance Facilities Common | B | 0190E017 | 2021-06-03 | 2020-09-09 | PHILAGANAN
0190-065-148 | 51984 | 0190-QAD-FAC-CMN-COMMON01 | PM03 | 301 | 52W Cal of TC-201 | Quality Assurance Facilities Common | B | 0190E017 | 2021-06-03 | 2020-09-09 | PHILAGANAN
0190-065-147 | 51984 | 0190-QAD-FAC-CMN-COMMON01 | PM03 | 301 | 52W Cal of TC-17-015 | Quality Assurance Facilities Common | B | 0190E017 | 2021-06-03 | 2020-09-09 | PHILAGANAN
0190-065-146 | 51984 | 0190-QAD-FAC-CMN-COMMON01 | PM03 | 301 | 52W Cal of TC-17-014 | Quality Assurance Facilities Common | B | 0190E017 | 2021-06-03 | 2020-09-09 | PHILAGANAN
0190-065-145 | 51984 | 0190-QAD-FAC-CMN-COMMON01 | PM03 | 301 | 52W Cal of TC-17-013 | Quality Assurance Facilities Common | B | 0190E017 | 2021-06-03 | 2020-09-09 | PHILAGANAN
0190-065-144 | 51984 | 0190-QAD-FAC-CMN-COMMON01 | PM03 | 301 | 52W Cal of TC-17-012 | Quality Assurance Facilities Common | B | 0190E017 | 2021-06-03 | 2020-09-09 | PHILAGANAN
0190-065-143 | 51984 | 0190-QAD-FAC-CMN-COMMON01 | PM03 | 301 | 52W Cal of TC-17-011 | Quality Assurance Facilities Common | B | 0190E017 | 2021-06-03 | 2020-09-09 | PHILAGANAN
0190-065-142 | 51984 | 0190-QAD-FAC-CMN-COMMON01 | PM03 | 301 | 52W Cal of TC-17-010 | Quality Assurance Facilities Common | B | 0190E017 | 2021-06-03 | 2020-09-09 | PHILAGANAN
0190-065-141 | 51984 | 0190-QAD-FAC-CMN-COMMON01 | PM03 | 301 | 52W Cal of TC-17-009 | Quality Assurance Facilities Common | B | 0190E017 | 2021-06-03 | 2020-09-09 | PHILAGANAN
0190-065-140 | 51984 | 0190-QAD-FAC-CMN-COMMON01 | PM03 | 301 | 52W Cal of TC-17-008 | Quality Assurance Facilities Common | B | 0190E017 | 2021-06-03 | 2020-09-09 | PHILAGANAN
0190-065-139 | 51984 | 0190-QAD-FAC-CMN-COMMON01 | PM03 | 301 | 52W Cal of TC-17-007 | Quality Assurance Facilities Common | B | 0190E017 | 2021-06-03 | 2020-09-09 | PHILAGANAN
0190-065-138 | 51984 | 0190-QAD-FAC-CMN-COMMON01 | PM03 | 301 | 52W Cal of TC-17-006 | Quality Assurance Facilities Common | B | 0190E017 | 2021-06-03 | 2020-09-09 | PHILAGANAN
0190-065-137 | 51984 | 0190-QAD-FAC-CMN-COMMON01 | PM03 | 301 | 52W Cal of TC-17-005 | Quality Assurance Facilities Common | B | 0190E017 | 2021-06-03 | 2020-09-09 | PHILAGANAN
0190-065-136 | 51984 | 0190-QAD-FAC-CMN-COMMON01 | PM03 | 301 | 52W Cal of TC-17-004 | Quality Assurance Facilities Common | B | 0190E017 | 2021-06-03 | 2020-09-09 | PHILAGANAN
0190-065-135 | 51984 | 0190-QAD-FAC-CMN-COMMON01 | PM03 | 301 | 52W Cal of TC-17-003 | Quality Assurance Facilities Common | B | 0190E017 | 2021-06-03 | 2020-09-09 | PHILAGANAN
0190-065-134 | 51984 | 0190-QAD-FAC-CMN-COMMON01 | PM03 | 301 | 52W Cal of TC-17-002 | Quality Assurance Facilities Common | B | 0190E017 | 2021-06-03 | 2020-09-09 | PHILAGANAN
0190-065-133 | 51984 | 0190-QAD-FAC-CMN-COMMON01 | PM03 | 301 | 52W Cal of TC-17-001 | Quality Assurance Facilities Common | B | 0190E017 | 2021-06-03 | 2020-09-09 | PHILAGANAN
0190-065-132 | 51984 | 0190-QAD-FAC-CMN-COMMON01 | PM03 | 301 | 52W Cal of TC-119 | Quality Assurance Facilities Common | B | 0190E017 | 2021-06-03 | 2020-09-09 | PHILAGANAN
0190-065-131 | 51984 | 0190-QAD-FAC-CMN-COMMON01 | PM03 | 301 | 52W Cal of TC-110 | Quality Assurance Facilities Common | B | 0190E017 | 2021-06-03 | 2020-09-09 | PHILAGANAN
0190-065-130 | 51984 | 0190-QAD-FAC-CMN-COMMON01 | PM03 | 301 | 52W Cal of TC-108 | Quality Assurance Facilities Common | B | 0190E017 | 2021-06-03 | 2020-09-09 | PHILAGANAN
0190-065-129 | 51984 | 0190-QAD-FAC-CMN-COMMON01 | PM03 | 301 | 52W Cal of TC-105 | Quality Assurance Facilities Common | B | 0190E017 | 2021-06-03 | 2020-09-09 | PHILAGANAN
0190-065-128 | 51984 | 0190-QAD-FAC-CMN-COMMON01 | PM03 | 301 | 52W Cal of TC-101 | Quality Assurance Facilities Common | B | 0190E017 | 2021-06-03 | 2020-09-09 | PHILAGANAN
0190-065-127 | 51984 | 0190-QAD-FAC-CMN-COMMON01 | PM03 | 301 | 52W Cal of TC-100 | Quality Assurance Facilities Common | B | 0190E017 | 2021-06-03 | 2020-09-09 | PHILAGANAN
0190-065-126 | 51984 | 0190-QAD-FAC-CMN-COMMON01 | PM03 | 301 | 52W Cal of TC-099 | Quality Assurance Facilities Common | B | 0190E017 | 2021-06-03 | 2020-09-09 | PHILAGANAN
0190-065-125 | 51984 | 0190-QAD-FAC-CMN-COMMON01 | PM03 | 301 | 52W Cal of TC-098 | Quality Assurance Facilities Common | B | 0190E017 | 2021-06-03 | 2020-09-09 | PHILAGANAN
0190-065-124 | 51984 | 0190-QAD-FAC-CMN-COMMON01 | PM03 | 301 | 52W Cal of TC-096 | Quality Assurance Facilities Common | B | 0190E017 | 2021-06-03 | 2020-09-09 | PHILAGANAN
0190-065-123 | 51984 | 0190-QAD-FAC-CMN-COMMON01 | PM03 | 301 | 52W Cal of TC-095 | Quality Assurance Facilities Common | B | 0190E017 | 2021-06-03 | 2020-09-09 | PHILAGANAN
0190-065-122 | 55241 | 0190-QAD-FAC-CMN-COMMON01 | PM03 | 301 | 52W Cal of TC-083 | Quality Assurance Facilities Common | B | 0190E017 | 2021-06-03 | 2020-09-09 | PHILAGANAN
0190-065-121 | 51984 | 0190-QAD-FAC-CMN-COMMON01 | PM03 | 301 | 52W Cal of TC-080 | Quality Assurance Facilities Common | B | 0190E017 | 2021-06-03 | 2020-09-09 | PHILAGANAN
0190-065-120 | 51984 | 0190-QAD-FAC-CMN-COMMON01 | PM03 | 301 | 52W Cal of TC-077 | Quality Assurance Facilities Common | B | 0190E017 | 2021-06-03 | 2020-09-09 | PHILAGANAN
0190-065-119 | 51984 | 0190-QAD-FAC-CMN-COMMON01 | PM03 | 301 | 52W Cal of TC-076A | Quality Assurance Facilities Common | B | 0190E017 | 2021-06-03 | 2020-09-09 | PHILAGANAN
0190-065-118 | 51984 | 0190-QAD-FAC-CMN-COMMON01 | PM03 | 301 | 52W Cal of TC-059B | Quality Assurance Facilities Common | B | 0190E017 | 2021-06-03 | 2020-09-09 | PHILAGANAN
0190-065-117 | 51984 | 0190-QAD-FAC-CMN-COMMON01 | PM03 | 301 | 52W Cal of TC-045 | Quality Assurance Facilities Common | B | 0190E017 | 2021-06-03 | 2020-09-09 | PHILAGANAN
0190-065-116 | 51984 | 0190-QAD-FAC-CMN-COMMON01 | PM03 | 301 | 52W Cal of TC-043 | Quality Assurance Facilities Common | B | 0190E017 | 2021-06-03 | 2020-09-09 | PHILAGANAN
0190-065-115 | 51984 | 0190-QAD-FAC-CMN-COMMON01 | PM03 | 301 | 52W Cal of TC-041 | Quality Assurance Facilities Common | B | 0190E017 | 2021-06-03 | 2020-09-09 | PHILAGANAN
0190-065-114 | 55241 | 0190-QAD-FAC-CMN-COMMON01 | PM03 | 301 | 52W Cal of TC-035 | Quality Assurance Facilities Common | B | 0190E017 | 2021-06-03 | 2020-09-09 | PHILAGANAN
0190-065-113 | 51984 | 0190-QAD-FAC-CMN-COMMON01 | PM03 | 301 | 52W Cal of TC-033 | Quality Assurance Facilities Common | B | 0190E017 | 2021-06-03 | 2020-09-09 | PHILAGANAN
0190-065-112 | 51984 | 0190-QAD-FAC-CMN-COMMON01 | PM03 | 301 | 52W Cal of TC-031 | Quality Assurance Facilities Common | B | 0190E017 | 2021-06-03 | 2020-09-09 | PHILAGANAN
0190-065-111 | 51984 | 0190-QAD-FAC-CMN-COMMON01 | PM03 | 301 | 52W Cal of TC-024 | Quality Assurance Facilities Common | B | 0190E017 | 2021-06-03 | 2020-09-09 | PHILAGANAN
0190-065-110 | 51984 | 0190-QAD-FAC-CMN-COMMON01 | PM03 | 301 | 52W Cal of TC-018 | Quality Assurance Facilities Common | B | 0190E017 | 2021-06-03 | 2020-09-09 | PHILAGANAN
0190-065-109 | 51984 | 0190-QAD-FAC-CMN-COMMON01 | PM03 | 301 | 52W Cal of TC-016 | Quality Assurance Facilities Common | B | 0190E017 | 2021-06-03 | 2020-09-09 | PHILAGANAN
0190-065-108 | 51984 | 0190-QAD-FAC-CMN-COMMON01 | PM03 | 301 | 52W Cal of TC-005 | Quality Assurance Facilities Common | B | 0190E017 | 2021-06-03 | 2020-09-09 | PHILAGANAN
0190-065-107 | 51984 | 0190-QAD-FAC-CMN-COMMON01 | PM03 | 301 | 52W Cal of TC-003 | Quality Assurance Facilities Common | B | 0190E017 | 2021-06-03 | 2020-09-09 | PHILAGANAN
0190-065-106 | 55241 | 0190-QAD-FAC-CMN-COMMON01 | PM03 | 301 | 52W Cal of RM 010 | Quality Assurance Facilities Common | B | 0190E017 | 2021-06-03 | 2020-09-09 | PHILAGANAN
0190-065-105 | 55240 | 0190-QAD-FAC-CMN-COMMON01 | PM03 | 301 | 52W Cal of QA-PG011 | Quality Assurance Facilities Common | B | 0190E017 | 2021-06-03 | 2020-09-09 | PHILAGANAN
0190-065-104 | 55241 | 0190-QAD-FAC-CMN-COMMON01 | PM03 | 301 | 52W Cal of QA_TG-001 | Quality Assurance Facilities Common | B | 0190E017 | 2021-06-03 | 2020-09-09 | PHILAGANAN
0190-065-103 | 55240 | 0190-QAD-FAC-CMN-COMMON01 | PM03 | 301 | 52W Cal of QA_PG09 | Quality Assurance Facilities Common | C | 0190E017 | 2021-06-03 | 2020-09-09 | PHILAGANAN
0190-065-102 | 55240 | 0190-QAD-FAC-CMN-COMMON01 | PM03 | 301 | 52W Cal of QA_PG08 | Quality Assurance Facilities Common | B | 0190E017 | 2021-06-03 | 2020-09-09 | PHILAGANAN
0190-065-101 | 57959 | 0190-QAD-FAC-CMN-COMMON01 | PM03 | 301 | 52W Cal of MK058 | Quality Assurance Facilities Common | B | 0190E017 | 2021-06-03 | 2020-09-09 | PHILAGANAN
0190-065-100 | 51843 | 0190-QAD-FAC-CMN-COMMON01 | PM03 | 301 | 52W Cal of MK013 | Quality Assurance Facilities Common | B | 0190E017 | 2021-06-03 | 2020-09-09 | PHILAGANAN
0190-065-099 | 55241 | 0190-QAD-FAC-CMN-COMMON01 | PM03 | 301 | 52W Cal of MC067 | Quality Assurance Facilities Common | B | 0190E017 | 2021-06-03 | 2020-09-09 | PHILAGANAN
0190-065-098 | 55241 | 0190-QAD-FAC-CMN-COMMON01 | PM03 | 301 | 52W Cal of MC066 | Quality Assurance Facilities Common | B | 0190E017 | 2021-06-03 | 2020-09-09 | PHILAGANAN
0190-065-097 | 55241 | 0190-QAD-FAC-CMN-COMMON01 | PM03 | 301 | 52W Cal of MC057 | Quality Assurance Facilities Common | B | 0190E017 | 2021-06-03 | 2020-09-09 | PHILAGANAN
0190-065-096 | 57959 | 0190-QAD-FAC-CMN-COMMON01 | PM03 | 301 | 52W Cal of MC054 | Quality Assurance Facilities Common | B | 0190E017 | 2021-06-03 | 2020-09-09 | PHILAGANAN
0190-065-095 | 55241 | 0190-QAD-FAC-CMN-COMMON01 | PM03 | 301 | 52W Cal of MC050 | Quality Assurance Facilities Common | B | 0190E017 | 2021-06-03 | 2020-09-09 | PHILAGANAN
0190-065-094 | 55241 | 0190-QAD-FAC-CMN-COMMON01 | PM03 | 301 | 52W Cal of MC049 | Quality Assurance Facilities Common | B | 0190E017 | 2021-06-03 | 2020-09-09 | PHILAGANAN
0190-065-093 | 55241 | 0190-QAD-FAC-CMN-COMMON01 | PM03 | 301 | 52W Cal of MC040 | Quality Assurance Facilities Common | B | 0190E017 | 2021-06-03 | 2020-09-09 | PHILAGANAN
0190-065-092 | 55241 | 0190-QAD-FAC-CMN-COMMON01 | PM03 | 301 | 52W Cal of MC039 | Quality Assurance Facilities Common | B | 0190E017 | 2021-06-03 | 2020-09-09 | PHILAGANAN
0190-065-091 | 55241 | 0190-QAD-FAC-CMN-COMMON01 | PM03 | 301 | 52W Cal of MC031 | Quality Assurance Facilities Common | B | 0190E017 | 2021-06-03 | 2020-09-09 | PHILAGANAN
0190-065-090 | 55241 | 0190-QAD-FAC-CMN-COMMON01 | PM03 | 301 | 52W Cal of MC030 | Quality Assurance Facilities Common | B | 0190E017 | 2021-06-03 | 2020-09-09 | PHILAGANAN
0190-065-089 | 55241 | 0190-QAD-FAC-CMN-COMMON01 | PM03 | 301 | 52W Cal of MC027 | Quality Assurance Facilities Common | B | 0190E017 | 2021-06-03 | 2020-09-09 | PHILAGANAN
0190-065-088 | 51843 | 0190-QAD-FAC-CMN-COMMON01 | PM03 | 301 | 52W Cal of MC025 | Quality Assurance Facilities Common | B | 0190E017 | 2021-06-03 | 2020-09-09 | PHILAGANAN
0190-065-087 | 55241 | 0190-QAD-FAC-CMN-COMMON01 | PM03 | 301 | 52W Cal of MC010 | Quality Assurance Facilities Common | B | 0190E017 | 2021-06-03 | 2020-09-09 | PHILAGANAN
0190-065-086 | 55241 | 0190-QAD-FAC-CMN-COMMON01 | PM03 | 301 | 52W Cal of MC006 | Quality Assurance Facilities Common | B | 0190E017 | 2021-06-03 | 2020-09-09 | PHILAGANAN
0190-065-085 | 55241 | 0190-QAD-FAC-CMN-COMMON01 | PM03 | 301 | 52W Cal of MC003 | Quality Assurance Facilities Common | B | 0190E017 | 2021-06-03 | 2020-09-09 | PHILAGANAN
0190-065-084 | 55241 | 0190-QAD-FAC-CMN-COMMON01 | PM03 | 301 | 52W Cal of MC001 | Quality Assurance Facilities Common | B | 0190E017 | 2021-06-03 | 2020-09-09 | PHILAGANAN
0190-065-083 | 51820 | 0190-QAD-FAC-CMN-COMMON01 | PM03 | 301 | 52W Cal of LM110291 | Quality Assurance Facilities Common | B | 0190E017 | 2021-06-03 | 2020-09-09 | PHILAGANAN
0190-065-082 | 51820 | 0190-QAD-FAC-CMN-COMMON01 | PM03 | 301 | 52W Cal of LM100201 | Quality Assurance Facilities Common | B | 0190E017 | 2021-06-03 | 2020-09-09 | PHILAGANAN
0190-065-081 | 55241 | 0190-QAD-FAC-CMN-COMMON01 | PM03 | 301 | 52W Cal of KS034 | Quality Assurance Facilities Common | B | 0190E017 | 2021-06-03 | 2020-09-09 | PHILAGANAN
0190-065-080 | 51843 | 0190-QAD-FAC-CMN-COMMON01 | PM03 | 301 | 52W Cal of KS005 | Quality Assurance Facilities Common | B | 0190E017 | 2021-06-03 | 2020-09-09 | PHILAGANAN
0190-065-079 | 55241 | 0190-QAD-FAC-CMN-COMMON01 | PM03 | 301 | 52W Cal of IS007 | Quality Assurance Facilities Common | B | 0190E017 | 2021-06-03 | 2020-09-09 | PHILAGANAN
0190-065-078 | 55241 | 0190-QAD-FAC-CMN-COMMON01 | PM03 | 301 | 52W Cal of GL111 | Quality Assurance Facilities Common | B | 0190E017 | 2021-06-03 | 2020-09-09 | PHILAGANAN
0190-065-077 | 55241 | 0190-QAD-FAC-CMN-COMMON01 | PM03 | 301 | 52W Cal of GL097 | Quality Assurance Facilities Common | B | 0190E017 | 2021-06-03 | 2020-09-09 | PHILAGANAN
0190-065-076 | 51843 | 0190-QAD-FAC-CMN-COMMON01 | PM03 | 301 | 52W Cal of GL085 | Quality Assurance Facilities Common | B | 0190E017 | 2021-06-03 | 2020-09-09 | PHILAGANAN
0190-065-075 | 55241 | 0190-QAD-FAC-CMN-COMMON01 | PM03 | 301 | 52W Cal of GL080 | Quality Assurance Facilities Common | B | 0190E017 | 2021-06-03 | 2020-09-09 | PHILAGANAN
0190-065-074 | 51843 | 0190-QAD-FAC-CMN-COMMON01 | PM03 | 301 | 52W Cal of GL077 | Quality Assurance Facilities Common | B | 0190E017 | 2021-06-03 | 2020-09-09 | PHILAGANAN
0190-065-073 | 57959 | 0190-QAD-FAC-CMN-COMMON01 | PM03 | 301 | 52W Cal of GL076 | Quality Assurance Facilities Common | B | 0190E017 | 2021-06-03 | 2020-09-09 | PHILAGANAN
0190-065-072 | 55241 | 0190-QAD-FAC-CMN-COMMON01 | PM03 | 301 | 52W Cal of GL064 | Quality Assurance Facilities Common | B | 0190E017 | 2021-06-03 | 2020-09-09 | PHILAGANAN
0190-065-071 | 55241 | 0190-QAD-FAC-CMN-COMMON01 | PM03 | 301 | 52W Cal of GL058 | Quality Assurance Facilities Common | B | 0190E017 | 2021-06-03 | 2020-09-09 | PHILAGANAN
0190-065-070 | 51843 | 0190-QAD-FAC-CMN-COMMON01 | PM03 | 301 | 52W Cal of GL057 | Quality Assurance Facilities Common | B | 0190E017 | 2021-06-03 | 2020-09-09 | PHILAGANAN
0190-065-069 | 51843 | 0190-QAD-FAC-CMN-COMMON01 | PM03 | 301 | 52W Cal of GL056 | Quality Assurance Facilities Common | B | 0190E017 | 2021-06-03 | 2020-09-09 | PHILAGANAN
0190-065-068 | 55241 | 0190-QAD-FAC-CMN-COMMON01 | PM03 | 301 | 52W Cal of GL055 | Quality Assurance Facilities Common | B | 0190E017 | 2021-06-03 | 2020-09-09 | PHILAGANAN
0190-065-067 | 55241 | 0190-QAD-FAC-CMN-COMMON01 | PM03 | 301 | 72W Cal of GL050 | Quality Assurance Facilities Common | B | 0190E017 | 2021-06-03 | 2020-09-09 | PHILAGANAN
0190-065-066 | 51843 | 0190-QAD-FAC-CMN-COMMON01 | PM03 | 301 | 52W Cal of GL046 | Quality Assurance Facilities Common | B | 0190E017 | 2021-06-03 | 2020-09-09 | PHILAGANAN
0190-065-065 | 55241 | 0190-QAD-FAC-CMN-COMMON01 | PM03 | 301 | 52W Cal of GL045 | Quality Assurance Facilities Common | B | 0190E017 | 2021-06-03 | 2020-09-09 | PHILAGANAN
0190-065-064 | 55241 | 0190-QAD-FAC-CMN-COMMON01 | PM03 | 301 | 52W Cal of GL044 | Quality Assurance Facilities Common | B | 0190E017 | 2021-06-03 | 2020-09-09 | PHILAGANAN
0190-065-063 | 55241 | 0190-QAD-FAC-CMN-COMMON01 | PM03 | 301 | 52W Cal of GL043 | Quality Assurance Facilities Common | B | 0190E017 | 2021-06-03 | 2020-09-09 | PHILAGANAN
0190-065-062 | 55241 | 0190-QAD-FAC-CMN-COMMON01 | PM03 | 301 | 52W Cal of GL037 | Quality Assurance Facilities Common | B | 0190E017 | 2021-06-03 | 2020-09-09 | PHILAGANAN
0190-065-061 | 55241 | 0190-QAD-FAC-CMN-COMMON01 | PM03 | 301 | 52W Cal of GL035 | Quality Assurance Facilities Common | B | 0190E017 | 2021-06-03 | 2020-09-09 | PHILAGANAN
0190-065-060 | 51843 | 0190-QAD-FAC-CMN-COMMON01 | PM03 | 301 | 52W Cal of GL023 | Quality Assurance Facilities Common | B | 0190E017 | 2021-06-03 | 2020-09-09 | PHILAGANAN
0190-065-059 | 51843 | 0190-QAD-FAC-CMN-COMMON01 | PM03 | 301 | 52W Cal of GL019 | Quality Assurance Facilities Common | B | 0190E017 | 2021-06-03 | 2020-09-09 | PHILAGANAN
0190-065-058 | 55241 | 0190-QAD-FAC-CMN-COMMON01 | PM03 | 301 | 52W Cal of GL014 | Quality Assurance Facilities Common | B | 0190E017 | 2021-06-03 | 2020-09-09 | PHILAGANAN
0190-065-057 | 51843 | 0190-QAD-FAC-CMN-COMMON01 | PM03 | 301 | 52W Cal of GC009 | Quality Assurance Facilities Common | B | 0190E013 | 2021-06-03 | 2020-09-09 | PHILAGANAN
0190-065-056 | 51843 | 0190-QAD-FAC-CMN-COMMON01 | PM03 | 301 | 52W Cal of GC008 | Quality Assurance Facilities Common | B | 0190E017 | 2021-06-03 | 2020-09-09 | PHILAGANAN
0190-065-055 | 51843 | 0190-QAD-FAC-CMN-COMMON01 | PM03 | 301 | 52W Cal of GC007 | Quality Assurance Facilities Common | B | 0190E017 | 2021-06-03 | 2020-09-09 | PHILAGANAN
0190-065-054 | 57959 | 0190-QAD-FAC-CMN-COMMON01 | PM03 | 301 | 52W Cal of 87120899 | Quality Assurance Facilities Common | B | 0190E017 | 2021-06-03 | 2020-09-09 | PHILAGANAN
0190-065-053 | 51820 | 0190-QAD-FAC-CMN-COMMON01 | PM03 | 301 | 52W Cal of 77705 | Quality Assurance Facilities Common | B | 0190E017 | 2021-06-03 | 2020-09-09 | PHILAGANAN
0190-065-052 | 51820 | 0190-QAD-FAC-CMN-COMMON01 | PM03 | 301 | 52W Cal of 77704 | Quality Assurance Facilities Common | B | 0190E017 | 2021-06-03 | 2020-09-09 | PHILAGANAN
0190-065-051 | 51820 | 0190-QAD-FAC-CMN-COMMON01 | PM03 | 301 | 52W Cal of 62638 | Quality Assurance Facilities Common | B | 0190E017 | 2021-06-03 | 2020-09-09 | PHILAGANAN
0190-065-050 | 57959 | 0190-QAD-FAC-CMN-COMMON01 | PM03 | 301 | 52W Cal of 5F2-PH-001 | Quality Assurance Facilities Common | B | 0190E017 | 2021-06-03 | 2020-09-09 | PHILAGANAN
0190-065-049 | 51982 | 0190-QAD-FAC-CMN-COMMON01 | PM03 | 301 | 52W Cal of 5F1-PIT-001 | Quality Assurance Facilities Common | B | 0190E017 | 2021-06-03 | 2020-09-09 | PHILAGANAN
0190-065-048 | 57959 | 0190-QAD-FAC-CMN-COMMON01 | PM03 | 301 | 52W Cal of 5C1-PH-001 | Quality Assurance Facilities Common | B | 0190E017 | 2021-06-03 | 2020-09-09 | PHILAGANAN
0190-065-047 | 51820 | 0190-QAD-FAC-CMN-COMMON01 | PM03 | 301 | 52W Cal of 41010017534 | Quality Assurance Facilities Common | B | 0190E017 | 2021-06-03 | 2020-09-09 | PHILAGANAN
0190-065-046 | 51820 | 0190-QAD-FAC-CMN-COMMON01 | PM03 | 301 | 52W Cal of 41010017532 | Quality Assurance Facilities Common | B | 0190E017 | 2021-06-03 | 2020-09-09 | PHILAGANAN
0190-065-045 | 55241 | 0190-QAD-FAC-CMN-COMMON01 | PM03 | 301 | 52W Cal of 40010021795 | Quality Assurance Facilities Common | B | 0190E017 | 2021-06-03 | 2020-09-09 | PHILAGANAN
0190-065-044 | 51843 | 0190-QAD-FAC-CMN-COMMON01 | PM03 | 301 | 52W Cal of 40010021676 | Quality Assurance Facilities Common | B | 0190E017 | 2021-06-03 | 2020-09-09 | PHILAGANAN
0190-065-043 | 51843 | 0190-QAD-FAC-CMN-COMMON01 | PM03 | 301 | 52W Cal of 40010021387 | Quality Assurance Facilities Common | B | 0190E017 | 2021-06-03 | 2020-09-09 | PHILAGANAN
0190-065-042 | 51843 | 0190-QAD-FAC-CMN-COMMON01 | PM03 | 301 | 52W Cal of 40010020868 | Quality Assurance Facilities Common | B | 0190E017 | 2021-06-03 | 2020-09-09 | PHILAGANAN
0190-065-041 | 51843 | 0190-QAD-FAC-CMN-COMMON01 | PM03 | 301 | 52W Cal of 40010019347 | Quality Assurance Facilities Common | B | 0190E017 | 2021-06-03 | 2020-09-09 | PHILAGANAN
0190-065-040 | 51843 | 0190-QAD-FAC-CMN-GCROAST | PM03 | 301 | 52W Cal of 40010019341 | Green Coffee Roaster Probat PRE1Z | B | 0190E017 | 2021-06-03 | 2020-09-09 | PHILAGANAN
0190-065-039 | 55240 | 0190-QAD-FAC-CMN-COMMON01 | PM03 | 301 | 52W Cal of 40010019256 | Quality Assurance Facilities Common | B | 0190E017 | 2021-06-03 | 2020-09-09 | PHILAGANAN
0190-065-038 | 51843 | 0190-QAD-FAC-CMN-COMMON01 | PM03 | 301 | 52W Cal of 40010019199 | Quality Assurance Facilities Common | B | 0190E017 | 2021-06-03 | 2020-09-09 | PHILAGANAN
0190-065-037 | 51843 | 0190-QAD-FAC-CMN-COMMON01 | PM03 | 301 | 52W Cal of 40010019195 | Quality Assurance Facilities Common | B | 0190E017 | 2021-06-03 | 2020-09-09 | PHILAGANAN
0190-065-036 | 51843 | 0190-QAD-FAC-CMN-COMMON01 | PM03 | 301 | 52W Cal of 40010018904 | Quality Assurance Facilities Common | B | 0190E017 | 2021-06-03 | 2020-09-09 | PHILAGANAN
0190-065-035 | 55241 | 0190-QAD-FAC-CMN-COMMON01 | PM03 | 301 | 52W Cal of 40010018804 | Quality Assurance Facilities Common | B | 0190E017 | 2021-06-03 | 2020-09-09 | PHILAGANAN
0190-065-034 | 55241 | 0190-QAD-FAC-CMN-COMMON01 | PM03 | 301 | 52W Cal of 40010017736 | Quality Assurance Facilities Common | B | 0190E017 | 2021-06-03 | 2020-09-09 | PHILAGANAN
0190-065-033 | 51843 | 0190-QAD-FAC-CMN-COMMON01 | PM03 | 301 | 52W Cal of 40010001331 | Quality Assurance Facilities Common | B | 0190E017 | 2021-06-03 | 2020-09-09 | PHILAGANAN
0190-065-032 | 55241 | 0190-QAD-FAC-CMN-COMMON01 | PM03 | 301 | 52W Cal of 40010000313 | Quality Assurance Facilities Common | B | 0190E017 | 2021-06-03 | 2020-09-09 | PHILAGANAN
0190-065-031 | 55241 | 0190-QAD-FAC-CMN-COMMON01 | PM03 | 301 | 52W Cal of 40010000305 | Quality Assurance Facilities Common | B | 0190E017 | 2021-06-03 | 2020-09-09 | PHILAGANAN
0190-065-030 | 51820 | 0190-QAD-FAC-CMN-COMMON01 | PM03 | 301 | 52W Cal of 40010000278 | Quality Assurance Facilities Common | B | 0190E017 | 2021-06-03 | 2020-09-09 | PHILAGANAN
0190-065-029 | 55241 | 0190-QAD-FAC-CMN-COMMON01 | PM03 | 301 | 52W Cal of 40010000272 | Quality Assurance Facilities Common | B | 0190E017 | 2021-06-03 | 2020-09-09 | PHILAGANAN
0190-065-028 | 51820 | 0190-QAD-FAC-CMN-COMMON01 | PM03 | 301 | 52W Cal of 3-82-01-38 | Quality Assurance Facilities Common | B | 0190E017 | 2021-06-03 | 2020-09-09 | PHILAGANAN
0190-065-027 | 51820 | 0190-QAD-FAC-CMN-COMMON01 | PM03 | 301 | 52W Cal of 3-82-01-37 | Quality Assurance Facilities Common | B | 0190E017 | 2021-06-03 | 2020-09-09 | PHILAGANAN
0190-065-026 | 51820 | 0190-QAD-FAC-CMN-COMMON01 | PM03 | 301 | 52W Cal of 28829891 | Quality Assurance Facilities Common | B | 0190E017 | 2021-06-03 | 2020-09-09 | PHILAGANAN
0190-065-025 | 51820 | 0190-QAD-FAC-CMN-COMMON01 | PM03 | 301 | 52W Cal of 28829890 | Quality Assurance Facilities Common | B | 0190E017 | 2021-06-03 | 2020-09-09 | PHILAGANAN
0190-065-024 | 51820 | 0190-QAD-FAC-CMN-COMMON01 | PM03 | 301 | 52W Cal of 28829781 | Quality Assurance Facilities Common | B | 0190E017 | 2021-06-03 | 2020-09-09 | PHILAGANAN
0190-065-023 | 51820 | 0190-QAD-FAC-CMN-COMMON01 | PM03 | 301 | 52W Cal of 28829319 | Quality Assurance Facilities Common | B | 0190E017 | 2021-06-03 | 2020-09-09 | PHILAGANAN
0190-065-022 | 51820 | 0190-QAD-FAC-CMN-COMMON01 | PM03 | 301 | 52W Cal of 28829315 | Quality Assurance Facilities Common | B | 0190E017 | 2021-06-03 | 2020-09-09 | PHILAGANAN
0190-065-021 | 51820 | 0190-QAD-FAC-CMN-COMMON01 | PM03 | 301 | 52W Cal of 28729494 | Quality Assurance Facilities Common | B | 0190E017 | 2021-06-03 | 2020-09-09 | PHILAGANAN
0190-065-020 | 51820 | 0190-QAD-FAC-CMN-COMMON01 | PM03 | 301 | 52W Cal of 28729316 | Quality Assurance Facilities Common | B | 0190E017 | 2021-06-03 | 2020-09-09 | PHILAGANAN
0190-065-019 | 51820 | 0190-QAD-FAC-CMN-COMMON01 | PM03 | 301 | 52W Cal of 28729315 | Quality Assurance Facilities Common | B | 0190E017 | 2021-06-03 | 2020-09-09 | PHILAGANAN
0190-065-018 | 51820 | 0190-QAD-FAC-CMN-COMMON01 | PM03 | 301 | 52W Cal of 28729314 | Quality Assurance Facilities Common | B | 0190E017 | 2021-06-03 | 2020-09-09 | PHILAGANAN
0190-065-017 | 51820 | 0190-QAD-FAC-CMN-COMMON01 | PM03 | 301 | 52W Cal of 28729051 | Quality Assurance Facilities Common | B | 0190E017 | 2021-06-03 | 2020-09-09 | PHILAGANAN
0190-065-016 | 51820 | 0190-QAD-FAC-CMN-COMMON01 | PM03 | 301 | 52W Cal of 28229845 | Quality Assurance Facilities Common | B | 0190E017 | 2021-06-03 | 2020-09-09 | PHILAGANAN
0190-065-015 | 51820 | 0190-QAD-FAC-CMN-COMMON01 | PM03 | 301 | 52W Cal of 28229054 | Quality Assurance Facilities Common | B | 0190E017 | 2021-06-03 | 2020-09-09 | PHILAGANAN
0190-065-014 | 51820 | 0190-QAD-FAC-CMN-COMMON01 | PM03 | 301 | 52W Cal of 28229053 | Quality Assurance Facilities Common | B | 0190E017 | 2021-06-03 | 2020-09-09 | PHILAGANAN
0190-065-013 | 51820 | 0190-QAD-FAC-CMN-COMMON01 | PM03 | 301 | 52W Cal of 28129942 | Quality Assurance Facilities Common | B | 0190E017 | 2021-06-03 | 2020-09-09 | PHILAGANAN
0190-065-012 | 55241 | 0190-QAD-FAC-CMN-COMMON01 | PM03 | 301 | 52W Cal of 122716866 | Quality Assurance Facilities Common | B | 0190E017 | 2021-06-03 | 2020-09-09 | PHILAGANAN
0190-065-011 | 51820 | 0190-QAD-FAC-CMN-COMMON01 | PM03 | 301 | 52W Cal of 1000032084 | Quality Assurance Facilities Common | B | 0190E017 | 2021-06-03 | 2020-09-09 | PHILAGANAN
0190-065-010 | 51820 | 0190-QAD-FAC-CMN-COMMON01 | PM03 | 301 | 52W Cal of 1000032083 | Quality Assurance Facilities Common | B | 0190E017 | 2021-06-03 | 2020-09-09 | PHILAGANAN
0190-065-009 | 51820 | 0190-QAD-FAC-CMN-COMMON01 | PM03 | 301 | 52W Cal of 1000032082 | Quality Assurance Facilities Common | B | 0190E017 | 2021-06-03 | 2020-09-09 | PHILAGANAN
0190-065-008 | 51820 | 0190-QAD-FAC-CMN-COMMON01 | PM03 | 301 | 52W Cal of 1000032081 | Quality Assurance Facilities Common | B | 0190E017 | 2021-06-03 | 2020-09-09 | PHILAGANAN
0190-065-007 | 51820 | 0190-QAD-FAC-CMN-COMMON01 | PM03 | 301 | 52W Cal of 1000032080 | Quality Assurance Facilities Common | B | 0190E017 | 2021-06-03 | 2020-09-09 | PHILAGANAN
0190-065-006 | 51820 | 0190-QAD-FAC-CMN-COMMON01 | PM03 | 301 | 52W Cal of 1000032079 | Quality Assurance Facilities Common | B | 0190E017 | 2021-06-03 | 2020-09-09 | PHILAGANAN
0190-065-005 | 51820 | 0190-QAD-FAC-CMN-COMMON01 | PM03 | 301 | 52W Cal of 1000032078 | Quality Assurance Facilities Common | B | 0190E017 | 2021-06-03 | 2020-09-09 | PHILAGANAN
0190-065-004 | 51820 | 0190-QAD-FAC-CMN-COMMON01 | PM03 | 301 | 52W Cal of 1000032077 | Quality Assurance Facilities Common | B | 0190E017 | 2021-06-03 | 2020-09-09 | PHILAGANAN
0190-065-003 | 51820 | 0190-QAD-FAC-CMN-COMMON01 | PM03 | 301 | 52W Cal of 1000032076 | Quality Assurance Facilities Common | B | 0190E017 | 2021-06-03 | 2020-09-09 | PHILAGANAN
0190-065-002 | 51820 | 0190-QAD-FAC-CMN-COMMON01 | PM03 | 301 | 52W Cal of 1000032075 | Quality Assurance Facilities Common | B | 0190E017 | 2021-06-03 | 2020-09-09 | PHILAGANAN
0190-065-001 | 51820 | 0190-QAD-FAC-CMN-COMMON01 | PM03 | 301 | 52W Cal of 1000032074 | Quality Assurance Facilities Common | B | 0190E017 | 2021-06-03 | 2020-09-09 | PHILAGANAN
0190-063-537 | 520891 | 0190-ENG-GFO-CEI-WRKSHP | PM03 | 301 | 52W Cal of IS33 | Central EI Workshop | A | 0190E017 | 2021-06-03 | 2020-11-03 | PHILAGANAN
0190-063-536 | 520891 | 0190-ENG-GFO-CEI-WRKSHP | PM03 | 301 | 52W Cal of ER_032 | Central EI Workshop | A | 0190E017 | 2021-06-03 | 2020-11-03 | PHILAGANAN
0190-063-535 | 520891 | 0190-ENG-GFO-CEI-WRKSHP | PM03 | 301 | 52W Cal of ER_010 | Central EI Workshop | A | 0190E017 | 2021-11-22 | 2020-11-03 | PHILAGANAN
0190-063-534 | 520891 | 0190-ENG-GFO-CEI-WRKSHP | PM03 | 301 | 52W Cal of ER_009 | Central EI Workshop | A | 0190E017 | 2021-11-22 | 2020-11-03 | PHILAGANAN
0190-063-533 | 520891 | 0190-ENG-GFO-CEI-WRKSHP | PM03 | 301 | 52W Cal of ER_005 | Central EI Workshop | A | 0190E017 | 2021-11-22 | 2020-11-03 | PHILAGANAN
0190-063-532 | 520891 | 0190-ENG-GFO-CEI-WRKSHP | PM03 | 301 | 52W Cal of ER_004 | Central EI Workshop | A | 0190E017 | 2021-11-22 | 2020-11-03 | PHILAGANAN
0190-063-531 | 520891 | 0190-ENG-GFO-CEI-WRKSHP | PM03 | 301 | 52W Cal of ER_001 | Central EI Workshop | A | 0190E017 | 2021-11-22 | 2020-11-03 | PHILAGANAN
0190-063-530 | 52264 | 0190-ENG-IGG-N2A-ADR02 | PM03 | 301 | 78W Cal of 5E9-PRV-001 | N2 Air Dryer No. 2 | C | 0190E017 | 2021-12-07 | 2020-10-30 | PHOROSCOFE
0190-063-529 | 52264 | 0190-ENG-WWT-DAF-AIRCOM01 | PM03 | 301 | 52W Cal of 5E1-PRV-002 | Air Compressor No.1 | C | 0190E017 | 2021-06-03 | 2020-10-30 | PHILAGANAN
0190-063-528 | 570415 | 0190-ENG-GFO-CEI-WRKSHP | PM03 | 301 | 52W Cal of ER_028 | Central EI Workshop | B | 0190E017 | 2021-06-03 | 2020-10-30 | PHILAGANAN
0190-063-527 | 570415 | 0190-ENG-GFO-CEI-WRKSHP | PM03 | 301 | 52W Cal of ER_027 | Central EI Workshop | B | 0190E017 | 2021-06-03 | 2020-10-30 | PHILAGANAN
0190-063-526 | 55240 | 0190-ENG-GFO-CEI-WRKSHP | PM03 | 301 | 52W Cal of 16077531 | Central EI Workshop | B | 0190E017 | 2021-06-03 | 2020-10-30 | PHILAGANAN
0190-063-525 | 55240 | 0190-ENG-GFO-CEI-WRKSHP | PM03 | 301 | 52W Cal of 16074515 | Central EI Workshop | B | 0190E017 | 2021-06-03 | 2020-10-30 | PHILAGANAN
0190-063-524 | 57959 | 0190-ENG-GFO-CEI-WRKSHP | PM03 | 301 | 26W Cal of 3094 | Central EI Workshop | B | 0190E017 | 2021-06-03 | 2020-10-30 | PHILAGANAN
0190-063-523 | 57959 | 0190-ENG-GFO-CEI-WRKSHP | PM03 | 301 | 13W Cal of 311201 | Central EI Workshop | B | 0190E017 | 2021-06-03 | 2020-10-30 | PHILAGANAN
0190-063-522 | 57959 | 0190-ENG-GFO-CEI-WRKSHP | PM03 | 301 | 13W Cal of 311147 | Central EI Workshop | B | 0190E017 | 2021-06-03 | 2020-10-30 | PHILAGANAN
0190-063-521 | 55240 | 0190-ENG-GFO-CEI-WRKSHP | PM03 | 301 | 52W Cal of 1855 | Central EI Workshop | B | 0190E017 | 2021-06-03 | 2020-10-30 | PHILAGANAN
0190-063-520 | 51984 | 0190-ENG-WTR-ROF-WTRRES03 | PM03 | 301 | 52W Cal of 5E4-CIT-109 | Water Reservoir No 3 (RO Water Storage) | C | 0190E017 | 2021-06-03 | 2020-10-28 | PHILAGANAN
0190-063-519 | 411101 | 0190-ENG-WWT-PRP-STMDRN01 | PM03 | 301 | 52W Cal of 5E3-AI-001 | Storm Drain Exit Pit (Last Line Defense) | B | 0190E017 | 2021-06-03 | 2020-10-28 | PHILAGANAN
0190-063-518 | 51984 | 0190-ENG-GFO-CEI-WRKSHP | PM03 | 301 | 52W Cal of RTD-Ref-001 | Central EI Workshop | A | 0190E017 | 2021-06-03 | 2020-10-30 | PHILAGANAN
0190-063-517 | 570303 | 0190-MLK-PRO-NH3-COMPSR02-DUALPRV01 | PM03 | 301 | 52W Cal of 5C1-CM-001 | Milks Rodeo NH3 Chiller 2 Dual PRV | B | 0190E017 | 2021-06-03 | 2020-10-28 | PHILAGANAN
0190-063-516 | 55241 | 0190-ENG-GFO-CEI-WRKSHP | PM03 | 301 | 52W Cal of ER_037 | Central EI Workshop | B | 0190E017 | 2021-06-03 | 2020-10-28 | PHILAGANAN
0190-063-515 | 55241 | 0190-ENG-GFO-CEI-WRKSHP | PM03 | 301 | 52W Cal of ER_036 | Central EI Workshop | B | 0190E017 | 2021-06-03 | 2020-10-28 | PHILAGANAN
0190-063-514 | 404359 | 0190-ENG-GFO-CEI-WRKSHP | PM03 | 301 | 52W Cal of ER_035 | Central EI Workshop | B | 0190E017 | 2021-06-03 | 2020-10-28 | PHILAGANAN
0190-063-513 | 51843 | 0190-ENG-GFO-CEI-WRKSHP | PM03 | 301 | 78W Cal of PW 3 WIT Milk WH Delta | Central EI Workshop | B | 0190E017 | 2021-06-30 | 2020-10-28 | PHOROSCOFE
0190-063-512 | 51843 | 0190-ENG-GFO-CEI-WRKSHP | PM03 | 301 | 52W Cal of 6A4-WI-004 | Central EI Workshop | B | 0190E017 | 2021-06-03 | 2020-10-28 | PHILAGANAN
0190-063-511 | 51843 | 0190-ENG-GFO-CEI-WRKSHP | PM03 | 301 | 52W Cal of 3035101172 | Central EI Workshop | B | 0190E017 | 2021-06-03 | 2020-10-28 | PHILAGANAN
0190-063-510 | 55241 | 0190-ENG-GFO-CEI-WRKSHP | PM03 | 301 | 52W Cal of 28913M | Central EI Workshop | B | 0190E017 | 2021-06-03 | 2020-10-28 | PHILAGANAN
0190-063-509 | 51986 | 0190-ENG-GFO-CEI-WRKSHP | PM03 | 301 | 96W Cal of ER_003 | Central EI Workshop | A | 0190E017 | 2021-06-03 | 2020-10-28 | PHILAGANAN
0190-063-508 | 51984 | 0190-ENG-GFO-CEI-WRKSHP | PM03 | 301 | 52W Cal of RTD-Ref-008 | Central EI Workshop | A | 0190E017 | 2021-06-03 | 2020-10-28 | PHILAGANAN
0190-063-507 | 51984 | 0190-ENG-GFO-CEI-WRKSHP | PM03 | 301 | 52W Cal of RTD-Ref-006 | Central EI Workshop | A | 0190E017 | 2021-06-03 | 2020-10-28 | PHILAGANAN
0190-063-506 | 520891 | 0190-ENG-GFO-CEI-WRKSHP | PM03 | 301 | 52W Cal of ER_TS-001 | Central EI Workshop | A | 0190E017 | 2021-06-03 | 2020-10-28 | PHILAGANAN
0190-063-505 | 51820 | 0190-ENG-GFO-CEI-WRKSHP | PM03 | 301 | 52W Cal of ER_072 | Central EI Workshop | A | 0190E017 | 2021-06-03 | 2020-10-28 | PHILAGANAN
0190-063-504 | 51984 | 0190-ENG-GFO-CEI-WRKSHP | PM03 | 301 | 52W Cal of ER_026 | Central EI Workshop | A | 0190E017 | 2021-06-03 | 2020-10-28 | PHILAGANAN
0190-063-503 | 51984 | 0190-ENG-GFO-CEI-WRKSHP | PM03 | 301 | 52W Cal of ER_025 | Central EI Workshop | A | 0190E017 | 2021-06-03 | 2020-10-28 | PHILAGANAN
0190-063-502 | 51843 | 0190-ENG-GFO-CEI-WRKSHP | PM03 | 301 | 52W Cal of ER_024 | Central EI Workshop | A | 0190E017 | 2021-06-03 | 2020-10-28 | PHILAGANAN
0190-063-501 | 520891 | 0190-ENG-GFO-CEI-WRKSHP | PM03 | 301 | 52W Cal of ER_019 | Central EI Workshop | A | 0190E017 | 2021-06-03 | 2020-10-28 | PHILAGANAN
0190-063-500 | 51820 | 0190-ENG-GFO-CEI-WRKSHP | PM03 | 301 | 52W Cal of ER_017 | Central EI Workshop | A | 0190E017 | 2021-06-03 | 2020-10-28 | PHILAGANAN
0190-063-499 | 51820 | 0190-ENG-GFO-CEI-WRKSHP | PM03 | 301 | 52W Cal of ER_016 | Central EI Workshop | A | 0190E017 | 2021-06-03 | 2020-10-28 | PHILAGANAN
0190-063-498 | 51820 | 0190-ENG-GFO-CEI-WRKSHP | PM03 | 301 | 52W Cal of ER_015 | Central EI Workshop | A | 0190E017 | 2021-06-03 | 2020-10-28 | PHILAGANAN
0190-063-497 | 51820 | 0190-ENG-GFO-CEI-WRKSHP | PM03 | 301 | 52W Cal of ER_014 | Central EI Workshop | A | 0190E017 | 2021-06-03 | 2020-10-28 | PHILAGANAN
0190-063-496 | 51820 | 0190-ENG-GFO-CEI-WRKSHP | PM03 | 301 | 52W Cal of ER_013 | Central EI Workshop | A | 0190E017 | 2021-06-03 | 2020-10-28 | PHILAGANAN
0190-063-495 | 51820 | 0190-ENG-GFO-CEI-WRKSHP | PM03 | 301 | 52W Cal of ER_012 | Central EI Workshop | A | 0190E017 | 2021-06-03 | 2020-10-28 | PHILAGANAN
0190-063-494 | 51820 | 0190-ENG-GFO-CEI-WRKSHP | PM03 | 301 | 52W Cal of ER_011 | Central EI Workshop | A | 0190E017 | 2021-06-03 | 2020-10-28 | PHILAGANAN
0190-063-493 | 51820 | 0190-ENG-GFO-CEI-WRKSHP | PM03 | 301 | 52W Cal of ER_029 | Central EI Workshop | A | 0190E017 | 2021-06-03 | 2020-10-28 | PHILAGANAN
0190-063-492 | 51984 | 0190-QAD-FAC-AHU-MICLAB04 | PM03 | 301 | 52W Cal of 5F1-TT-003 | Micro Lab Air Handling Unit 04 | B | 0190E017 | 2021-06-03 | 2020-10-01 | PHILAGANAN
0190-063-491 | 51984 | 0190-QAD-FAC-AHU-MICLAB04 | PM03 | 301 | 52W Cal of 5F1-TT-002 | Micro Lab Air Handling Unit 04 | B | 0190E017 | 2021-06-03 | 2020-10-01 | PHILAGANAN
0190-063-490 | 51984 | 0190-QAD-FAC-AHU-MICLAB04 | PM03 | 301 | 52W Cal of 5F1-TT-001 | Micro Lab Air Handling Unit 04 | B | 0190E017 | 2021-06-03 | 2020-10-01 | PHILAGANAN
0190-063-489 | 52264 | 0190-QAD-FAC-AHU-GENLAB01 | PM03 | 301 | 52W Cal of 5F1-PRV-001 | Gen Lab Air Handling Unit | B | 0190E017 | 2021-06-03 | 2020-10-01 | PHILAGANAN
0190-063-488 | 51982 | 0190-QAD-FAC-AHU-GENLAB01 | PM03 | 301 | 52W Cal of 5F1-PIT-001 | Gen Lab Air Handling Unit | B | 0190E017 | 2021-06-03 | 2020-10-01 | PHILAGANAN
0190-063-487 | 51985 | 0190-QAD-FAC-AHU-MICLAB04 | PM03 | 301 | 52W Cal of 5F1-CV-002 | Micro Lab Air Handling Unit 04 | B | 0190E017 | 2021-06-03 | 2020-10-01 | PHILAGANAN
0190-063-486 | 51985 | 0190-QAD-FAC-AHU-MICLAB04 | PM03 | 301 | 52W Cal of 5F1-CV-001 | Micro Lab Air Handling Unit 04 | B | 0190E017 | 2021-06-03 | 2020-10-01 | PHILAGANAN
0190-063-485 | 51982 | 0190-ENG-IGG-N2A-ADR02-PG236 | PM03 | 301 | 52W Cal of 5E3-PT-22.24 | N2 Air Dryer No. 2 PG-236 | C | 0190E017 | 2021-06-03 | 2020-09-21 | PHILAGANAN
0190-063-484 | 51984 | 0190-ENG-PPT-GN2-FULLIN01 | PM03 | 301 | 52W Cal of NH3 (IS) Oil 5D5-TT-012 | Fuel And Oil Lines | B | 0190E017 | 2021-06-03 | 2020-09-21 | PHILAGANAN
0190-063-483 | 52264 | 0190-ENG-IGG-IGS-INETNK02 | PM03 | 301 | 52W Cal of CO2HandlingStationCmnHdr5D4- | IGG Receiver Tank No 2 | C | 0190E017 | 2021-06-03 | 2020-09-21 | PHILAGANAN
0190-063-482 | 51986 | 0190-ENG-IGG-IGS-CO2TNK03 | PM03 | 301 | 52W Cal of CO2 Supply to Coffee Process | CO2 Tank System No 3 | C | 0190E017 | 2021-06-03 | 2020-09-21 | PHILAGANAN
0190-063-481 | 57959 | 0190-MLK-PRO-NH3-MCCPNL02 | PM03 | 301 | 52W Cal of 5C5-AI-001 | Milks Chiller Motor Control Panel 2 | C | 0190E017 | 2021-06-03 | 2020-09-21 | PHILAGANAN
0190-063-480 | 57959 | 0190-ENG-STM-RCN-CNDTNK02-WTRHTR01 | PM03 | 301 | 52W Cal of 5C4-TT-008 | Return Condensate Tank 2 (Bhse2) | C | 0190E017 | 2021-06-03 | 2020-09-21 | PHILAGANAN
0190-063-479 | 57959 | 0190-ENG-REF-NH3-COMPSR01-CHILERSUCPRE01 | PM03 | 301 | 52W Cal of 5C4-PT-02.45/02 | Suction Pressure Gauge | C | 0190E017 | 2021-06-03 | 2020-09-21 | PHILAGANAN
0190-063-478 | 57959 | 0190-ENG-REF-VAC-CHILER01 | PM03 | 301 | 52W Cal of 5C4-PIT-02.45/01 | Vapor Absorption Chiller | C | 0190E017 | 2021-06-03 | 2020-09-21 | PHILAGANAN
0190-063-477 | 57959 | 0190-ENG-REF-VAC-COWLNE01 | PM03 | 301 | 52W Cal of 5C2-TE-04.05 | VAC Cooling Water line | C | 0190E017 | 2021-06-03 | 2020-09-21 | PHILAGANAN
0190-063-476 | 57959 | 0190-ENG-REF-VAC-COWLNE01 | PM03 | 301 | 52W Cal of 5C2-TE-004 | VAC Cooling Water line | C | 0190E017 | 2021-06-03 | 2020-09-21 | PHILAGANAN
0190-063-475 | 57959 | 0190-ENG-REF-VAC | PM03 | 301 | 52W Cal of 5C2-TE-002 | Vapor Absoprtion Chiller | C | 0190E017 | 2021-06-03 | 2020-09-21 | PHILAGANAN
0190-063-474 | 57959 | 0190-ENG-REF-VAC | PM03 | 301 | 52W Cal of 5C2-TE-001 | Vapor Absoprtion Chiller | C | 0190E017 | 2021-06-03 | 2020-09-21 | PHILAGANAN
0190-063-473 | 57959 | 0190-MLK-PRO-NH3-COMPSR02-DUALPRV01 | PM03 | 301 | 78W Cal of 5C1-PH-001 | Milks Rodeo NH3 Chiller 2 Dual PRV | C | 0190E017 | 2021-06-03 | 2020-09-21 | PHILAGANAN
0190-063-472 | 51986 | 0190-ENG-STM-FBB-PLCPNL01-UPS02 | PM03 | 301 | 52W Cal of 5A4-FIT-006 | New I/S Lurge 3rd flr (CWWE) UPS02 | B | 0190E017 | 2021-06-03 | 2020-09-21 | PHILAGANAN
0190-063-471 | 51986 | 0190-ENG-SCG-BIO-SUMPIT01 | PM03 | 301 | 52W Cal of PROMAG 50 P DN100 | Biomass Sump Pit 01 | B | 0190E017 | 2021-06-03 | 2020-09-21 | PHILAGANAN
0190-063-470 | 51987 | 0190-ENG-WWT-AER-AERTOR01 | PM03 | 301 | 26W Cal of 5E3-PH-09.05 | Aeration Tank Aerator No 1 | B | 0190E017 | 2021-11-19 | 2020-09-11 | PHILAGANAN
0190-063-469 | 51987 | 0190-ENG-WWT-AUX-PLCPNL01-UPS01 | PM03 | 301 | 52W Cal of 5E3-PH-002 | Waste Water UPS 01 | B | 0190E017 | 2021-11-19 | 2020-09-11 | PHILAGANAN
0190-063-468 | 51986 | 0190-ENG-WWT-SBR-INFPMP02 | PM03 | 301 | 52W Cal of 5D6-PRV-04.02 | Sewage Pump (Sub-pump Influent Pump 2) | C | 0190E017 | 2021-06-03 | 2020-09-11 | PHILAGANAN
0190-063-467 | 52264 | 0190-ENG-CAF-AIR-AIRCOM021 | PM03 | 301 | 52W Cal of Milks Air Compressor2 Inlet | Air Compressor No 2.1 ZR160 | C | 0190E017 | 2021-06-03 | 2020-09-04 | PHILAGANAN
0190-063-466 | 52264 | 0190-ENG-IGG-IGS-LPGTNK01 | PM03 | 301 | 52W Cal of Bulk Filling Nitrogen Tank 5 | LPG - Bulk Tank And Line System | C | 0190E017 | 2021-06-03 | 2020-09-04 | PHILAGANAN
0190-063-465 | 51986 | 0190-ENG-IGG-IGS-N2PSUP01 | PM03 | 301 | 52W Cal of NitrogenMainSupForMilk&Coffe | Nitrogen Plant Power Light Supply Line | C | 0190E017 | 2021-06-03 | 2020-09-04 | PHILAGANAN
0190-063-464 | 52264 | 0190-ENG-IGG-IGS-CO2TNK02 | PM03 | 301 | 52W Cal of CO2 HandEvap 5D1-PRV-15.22/02 | CO2 Tank System No 2 | C | 0190E017 | 2021-06-03 | 2020-09-07 | PHILAGANAN
0190-063-463 | 52264 | 0190-ENG-IGG-IGS-CO2TNK01 | PM03 | 301 | 52W Cal of CO2 HandEvap 5D1-PRV-15.22/01 | CO2 Tank System No 1 | C | 0190E017 | 2021-06-03 | 2020-09-07 | PHILAGANAN
0190-063-462 | 51986 | 0190-ENG-PPT-GN4-ALTRNTR01 | PM03 | 301 | 52W Cal of Cat Fuel Sup 5D1-FIT-04.04/02 | Caterpillar Generator 4 | C | 0190E017 | 2021-06-03 | 2020-09-07 | PHILAGANAN
0190-063-461 | 51986 | 0190-ENG-PPT-GN4-ENGINE01 | PM03 | 301 | 52W Cal of Cat Fuel Sup 5D1-FIT-04.04/01 | GenSet 04 Engine Unit | C | 0190E017 | 2021-06-03 | 2020-09-07 | PHILAGANAN
0190-063-460 | 52264 | 0190-ENG-IGG-IGS-CO2TNK02 | PM03 | 301 | 52W Cal of 5D1-PRV-14.07/04 | CO2 Tank System No 2 | B | 0190E017 | 2021-06-03 | 2020-08-27 | PHILAGANAN
0190-063-459 | 45632 | 0190-ENG-PPT-FSF-DFDTNK01 | PM03 | 301 | 52W Cal of 5D3-FD-001 | Diesel Day Tank | C | 0190E017 | 2021-06-03 | 2020-08-19 | PHILAGANAN
0190-063-458 | 51987 | 0190-ENG-WWT-PRP-MIXWST01 | PM03 | 301 | 26W Cal of 5E3-PH-32.09 | Mix Waste Pit No 1 (Milks area) | A | 0190E017 | 2021-11-19 | 2020-08-13 | PHILAGANAN
0190-063-457 | 51987 | 0190-ENG-WWT-AER-AERATK07 | PM03 | 301 | 26W Cal of 5E3-PH-16.03 | Aeration Tank No 7 | B | 0190E017 | 2021-11-19 | 2020-08-13 | PHILAGANAN
0190-063-456 | 51987 | 0190-ENG-WWT-PRP-DILUTN01 | PM03 | 301 | 26W Cal of 5E3-PH-08.14 | Dilution No 1 | B | 0190E017 | 2021-11-19 | 2020-08-13 | PHILAGANAN
0190-063-455 | 51987 | 0190-ENG-PPT-FSF-SLUTNK01 | PM03 | 301 | 26W Cal of 5E3-PH-013 | Sludge Tank | B | 0190E017 | 2021-11-19 | 2020-08-13 | PHILAGANAN
0190-063-454 | 51987 | 0190-ENG-WWT-DAF-FLOTNK01 | PM03 | 301 | 52W Cal of 5E3-PH-001 | Dissolved Air Floatation Tank | B | 0190E017 | 2021-11-19 | 2020-08-13 | PHILAGANAN
0190-063-453 | 51989 | 0190-ENG-WWT-PTF-MIXGTK02 | PM03 | 301 | 26W Cal of 5E3-DO-24.06 | Mixing Pit No 2 | A | 0190E017 | 2021-11-19 | 2020-08-13 | PHILAGANAN
0190-063-452 | 51989 | 0190-ENG-WWT-AER-CLARIF02 | PM03 | 301 | 26W Cal of 5E3-DO-24.05 | Clarifier 2 | A | 0190E017 | 2021-11-19 | 2020-08-13 | PHILAGANAN
0190-063-451 | 51989 | 0190-ENG-WWT-AER-AERATK07 | PM03 | 301 | 26W Cal of 5E3-DO-16.04 | Aeration Tank No 7 | A | 0190E017 | 2021-11-19 | 2020-08-13 | PHILAGANAN
0190-063-450 | 51989 | 0190-ENG-WWT-AER-AERATK03 | PM03 | 301 | 52W Cal of 5E3-DO-001 | Aeration Tank No 3 - Milks | B | 0190E017 | 2021-07-21 | 2020-08-13 | PHILAGANAN
0190-063-449 | 57959 | 0190-ENG-REF-NH3-CHILER01 | PM03 | 301 | 52W 5C5-GLD-6518 | GRAM Package NH3 Chiller 01 | B | 0190E017 | 2021-06-03 | 2020-08-13 | PHILAGANAN
0190-063-448 | 57959 | 0190-ENG-REF-NH3-CHILER01 | PM03 | 301 | 52W 5C5-GLD-6517 | GRAM Package NH3 Chiller 01 | B | 0190E017 | 2021-06-03 | 2020-08-13 | PHILAGANAN
0190-063-447 | 57959 | 0190-ENG-REF-NH3-CHILER01 | PM03 | 301 | 52W 5C5-GLD-6516 | GRAM Package NH3 Chiller 01 | B | 0190E017 | 2021-06-03 | 2020-08-13 | PHILAGANAN
0190-063-446 | 57959 | 0190-MLK-PRO-NH3-COMPSR02 | PM03 | 301 | 52W 5C1-GLD-6526 | Milks NH3 Chiller 2 Compressor Assembly | B | 0190E017 | 2021-06-03 | 2020-08-13 | PHILAGANAN
0190-063-445 | 57959 | 0190-MLK-PRO-NH3-COMPSR01 | PM03 | 301 | 52W 5C1-GLD-6525 | Milks NH3 Chiller 1 Compressor Assembly | B | 0190E017 | 2021-06-03 | 2020-08-13 | PHILAGANAN
0190-063-444 | 57959 | 0190-MLK-PRO-NH3-COMPSR01 | PM03 | 301 | 52W 5C1-GLD-6524 | Milks NH3 Chiller 1 Compressor Assembly | B | 0190E017 | 2021-06-03 | 2020-08-13 | PHILAGANAN
0190-063-443 | 57959 | 0190-MLK-PRO-NH3-COMPSR02 | PM03 | 301 | 52W 5C1-GLD-6523 | Milks NH3 Chiller 2 Compressor Assembly | B | 0190E017 | 2021-06-03 | 2020-08-13 | PHILAGANAN
0190-063-442 | 51986 | 0190-ENG-WTR-RWF-DEWPMP02 | PM03 | 301 | 52W Cal of 5E6-FIT-045 | DeepWell Pump No 2 | C | 0190E017 | 2021-06-03 | 2020-08-13 | PHILAGANAN
0190-063-441 | 51986 | 0190-ENG-WTR-RWF-DEWPMP01 | PM03 | 301 | 52W Cal of 5E6-FIT-044 | DeepWell Pump No 1 | C | 0190E017 | 2021-06-03 | 2020-08-13 | PHILAGANAN
0190-063-440 | 51982 | 0190-ENG-GFO-FFF-PIPELINE | PM03 | 301 | 78W Cal of 5E5-PT-003 | Fire Fighting Pipe Lines | B | 0190E017 | 2021-11-19 | 2020-08-13 | PHILAGANAN
0190-063-439 | 51982 | 0190-ENG-GFO-FFF-PIPELINE | PM03 | 301 | 52W Cal of 5E5-PT-002 | Fire Fighting Pipe Lines | C | 0190E017 | 2021-06-03 | 2020-08-13 | PHILAGANAN
0190-063-438 | 51982 | 0190-ENG-GFO-FFF-PIPELINE | PM03 | 301 | 78W Cal of 5E5-PT-001 | Fire Fighting Pipe Lines | B | 0190E017 | 2021-11-19 | 2020-08-13 | PHILAGANAN
0190-063-437 | 51986 | 0190-MLK-PRO-AHB-FHTPNL01 | PM03 | 301 | 78W Cal of 5B1-FIT-01.32/01 | Milk Air Heater Fuel Heating Stn Panel | B | 0190E017 | 2021-11-19 | 2020-08-13 | PHILAGANAN
0190-063-436 | 51986 | 0190-MLK-PRO-AHB-FHTSTN01 | PM03 | 301 | 78W Cal of 5B2-FIT-01.32/02 | Milk Fuel Heating Station | B | 0190E017 | 2021-11-19 | 2020-08-13 | PHILAGANAN
0190-063-435 | 51986 | 0190-MLK-PRO-AHC-AIRHTR01 | PM03 | 301 | 78W Cal of 5B3-FIT-01.32/03 | Milk Air Heater C1 | B | 0190E017 | 2021-11-19 | 2020-08-13 | PHILAGANAN
0190-063-434 | 61179 | 0190-ENG-GFO-FFF-PIPELINE | PM03 | 301 | 78W Cal of 5E5-PS-02.54/01 | Fire Fighting Pipe Lines | B | 0190E017 | 2021-11-19 | 2020-08-13 | PHILAGANAN
0190-063-433 | 61179 | 0190-ENG-GFO-FFF-PIPELINE | PM03 | 301 | 78W Cal of 5E5-PS-02.22/03 | Fire Fighting Pipe Lines | B | 0190E017 | 2021-11-19 | 2020-08-13 | PHILAGANAN
0190-063-432 | 61179 | 0190-ENG-GFO-FFF-PIPELINE | PM03 | 301 | 78W Cal of 5E5-PS-02.22/02 | Fire Fighting Pipe Lines | B | 0190E017 | 2021-11-19 | 2020-08-13 | PHILAGANAN
0190-063-431 | 61179 | 0190-ENG-GFO-FFF-PIPELINE | PM03 | 301 | 78W Cal of 5E5-PS-02.22/01 | Fire Fighting Pipe Lines | B | 0190E017 | 2021-11-19 | 2020-08-13 | PHILAGANAN
0190-063-430 | 61179 | 0190-ENG-GFO-FFF-PIPELINE | PM03 | 301 | 78W Cal of 5E5-PS-016 | Fire Fighting Pipe Lines | B | 0190E017 | 2021-11-19 | 2020-08-13 | PHILAGANAN
0190-063-429 | 61179 | 0190-ENG-GFO-FFF-JOCPMP01 | PM03 | 301 | 52W Cal of 5E5-PS-015 | Fire Fighting No 1 Jockey Pump | C | 0190E017 | 2021-06-03 | 2020-08-13 | PHILAGANAN
0190-063-428 | 61179 | 0190-ENG-GFO-FFF-FIRPMP01 | PM03 | 301 | 52W Cal of 5E5-PS-014 | Fire Fighting No 1 Electric Pump | C | 0190E017 | 2021-06-03 | 2020-08-13 | PHILAGANAN
0190-063-427 | 61179 | 0190-ENG-GFO-FFF-ENGINE01 | PM03 | 301 | 52W Cal of 5E5-PS-013 | Fire Fighting No 1 Diesel Engine | C | 0190E017 | 2021-06-03 | 2020-08-13 | PHILAGANAN
0190-063-426 | 61179 | 0190-ENG-GFO-FFF-PIPELINE | PM03 | 301 | 78W Cal of 5E5-PS-01.47 | Fire Fighting Pipe Lines | B | 0190E017 | 2021-11-19 | 2020-08-13 | PHILAGANAN
0190-063-425 | 61179 | 0190-ENG-GFO-FFF-PIPELINE | PM03 | 301 | 78W Cal of 5E5-PS-006 | Fire Fighting Pipe Lines | B | 0190E017 | 2021-11-19 | 2020-08-13 | PHILAGANAN
0190-063-424 | 61179 | 0190-ENG-GFO-FFF-PIPELINE | PM03 | 301 | 78W Cal of 5E5-PS-005 | Fire Fighting Pipe Lines | B | 0190E017 | 2021-11-19 | 2020-08-13 | PHILAGANAN
0190-063-423 | 61179 | 0190-ENG-GFO-FFF-PIPELINE | PM03 | 301 | 78W Cal of 5E5-PS-004 | Fire Fighting Pipe Lines | B | 0190E017 | 2021-11-19 | 2020-08-13 | PHILAGANAN
0190-063-422 | 61179 | 0190-ENG-GFO-FFF-PIPELINE | PM03 | 301 | 78W Cal of 5E5-PS-003 | Fire Fighting Pipe Lines | B | 0190E017 | 2021-11-19 | 2020-08-13 | PHILAGANAN
0190-063-421 | 52264 | 0190-ENG-GFO-FFF-PIPELINE | PM03 | 301 | 26W Cal of 5E5-PRV-002 | Fire Fighting Pipe Lines | C | 0190E017 | 2021-06-03 | 2020-08-13 | PHILAGANAN
0190-063-420 | 52264 | 0190-ENG-GFO-FFF-JOCPMP01 | PM03 | 301 | 52W Cal of 5E5-PRV-001 | Fire Fighting No 1 Jockey Pump | C | 0190E017 | 2021-06-03 | 2020-08-13 | PHILAGANAN
0190-063-419 | 51982 | 0190-ENG-WTR-ROF-WTRRES03 | PM03 | 301 | 52W Cal of 5E4-PT-02.17 | Water Reservoir No 3 (RO Water Storage) | C | 0190E017 | 2021-06-03 | 2020-08-13 | PHILAGANAN
0190-063-418 | 61179 | 0190-ENG-WTR-ROF-WBTNK01 | PM03 | 301 | 52W Cal of 5E4-LIT-04.02 | R.O. Water Booster Tank | B | 0190E017 | 2021-06-03 | 2020-08-13 | PHILAGANAN
0190-063-417 | 51982 | 0190-ENG-WWT-MBR-PRMPMP01 | PM03 | 301 | 78W Cal of 5E3-PT-10.16 | Permeate Pump Skid 1 | B | 0190E017 | 2021-11-19 | 2020-08-13 | PHILAGANAN
0190-063-416 | 51982 | 0190-ENG-WWT-MBR-PRMPMP03 | PM03 | 301 | 78W Cal of 5E3-PT-10.15 | Permeate Pump Skid 3 | B | 0190E017 | 2021-11-19 | 2020-08-13 | PHILAGANAN
0190-063-415 | 51982 | 0190-ENG-WWT-MBR-PRMPMP03 | PM03 | 301 | 78W Cal of 5E3-PT-10.14 | Permeate Pump Skid 3 | B | 0190E017 | 2021-11-19 | 2020-08-13 | PHILAGANAN
0190-063-414 | 51982 | 0190-ENG-WWT-MBR-PRMPMP02 | PM03 | 301 | 78W Cal of 5E3-PT-10.13 | Permeate Pump Skid 2 | B | 0190E017 | 2021-11-19 | 2020-08-13 | PHILAGANAN
0190-063-413 | 51982 | 0190-ENG-WWT-MBR-PRMPMP02 | PM03 | 301 | 78W Cal of 5E3-PT-10.12 | Permeate Pump Skid 2 | B | 0190E017 | 2021-11-19 | 2020-08-13 | PHILAGANAN
0190-063-412 | 51982 | 0190-ENG-WWT-MBR-PRMPMP01 | PM03 | 301 | 78W Cal of 5E3-PT-10.11 | Permeate Pump Skid 1 | B | 0190E017 | 2021-11-19 | 2020-08-13 | PHILAGANAN
0190-063-411 | 52264 | 0190-ENG-WWT-MBR-BLWPMP01 | PM03 | 301 | 52W Cal of 5E3-PRV-29.02 | Aeration Blower Pump Skid | C | 0190E017 | 2021-06-03 | 2020-08-13 | PHILAGANAN
0190-063-410 | 52264 | 0190-ENG-SCG-COE-SWLINE01 | PM03 | 301 | 52W Cal of 5E3-PRV-002 | Softened Water line Common | C | 0190E017 | 2021-06-03 | 2020-08-13 | PHILAGANAN
0190-063-409 | 51986 | 0190-ENG-WWT-ACT-RECPMP01 | PM03 | 301 | 52W Cal of 5E3-FT-007 | Recirculation Pump | C | 0190E017 | 2021-06-03 | 2020-08-13 | PHILAGANAN
0190-063-408 | 51986 | 0190-ENG-WWT-MBR-BLWPMP01 | PM03 | 301 | 52W Cal of 5E3-FIT-29.06 | Aeration Blower Pump Skid | C | 0190E017 | 2021-06-03 | 2020-08-13 | PHILAGANAN
0190-063-407 | 51986 | 0190-ENG-WWT-MBR-BCKPMP01 | PM03 | 301 | 52W Cal of 5E3-FIT-27.06 | Backwash Pump Skid | C | 0190E017 | 2021-06-03 | 2020-08-13 | PHILAGANAN
0190-063-406 | 51986 | 0190-ENG-WWT-MBR-PRMPMP03 | PM03 | 301 | 52W Cal of 5E3-FIT-26.10/03 | Permeate Pump Skid 3 | C | 0190E017 | 2021-06-03 | 2020-08-13 | PHILAGANAN
0190-063-405 | 51986 | 0190-ENG-WWT-MBR-PRMPMP02 | PM03 | 301 | 52W Cal of 5E3-FIT-26.10/02 | Permeate Pump Skid 2 | C | 0190E017 | 2021-06-03 | 2020-08-13 | PHILAGANAN
0190-063-404 | 51986 | 0190-ENG-WWT-MBR-PRMPMP01 | PM03 | 301 | 52W Cal of 5E3-FIT-26.10/01 | Permeate Pump Skid 1 | C | 0190E017 | 2021-06-03 | 2020-08-13 | PHILAGANAN
0190-063-403 | 51986 | 0190-ENG-WWT-DAF-FLOTNK01 | PM03 | 301 | 52W Cal of 5E3-FIT-17.11 | Dissolved Air Floatation Tank | C | 0190E017 | 2021-06-03 | 2020-08-13 | PHILAGANAN
0190-063-402 | 51986 | 0190-ENG-WWT-MBR-CIRPMP03 | PM03 | 301 | 52W Cal of 5E3-FIT-10.09/03 | Circulation Feed Pump 3 | C | 0190E017 | 2021-06-03 | 2020-08-13 | PHILAGANAN
0190-063-401 | 51986 | 0190-ENG-WWT-MBR-CIRPMP02 | PM03 | 301 | 52W Cal of 5E3-FIT-10.09/02 | Circulation Feed Pump 2 | C | 0190E017 | 2021-06-03 | 2020-08-13 | PHILAGANAN
0190-063-400 | 51986 | 0190-ENG-WWT-MBR-CIRPMP01 | PM03 | 301 | 52W Cal of 5E3-FIT-10.09/01 | Circulation Feed Pump 1 | C | 0190E017 | 2021-06-03 | 2020-08-13 | PHILAGANAN
0190-063-399 | 51986 | 0190-ENG-WWT-SBR-TANK01 | PM03 | 301 | 26W Cal of 5E3-FIT-005 | Sequencing Batch Reactor Tank | C | 0190E017 | 2021-06-03 | 2020-08-13 | PHILAGANAN
0190-063-398 | 51986 | 0190-ENG-WWT-MBR-PRMTNK01 | PM03 | 301 | 26W Cal of 5E3-FIT-004 | Permeate Tank | C | 0190E017 | 2021-06-03 | 2020-08-13 | PHILAGANAN
0190-063-397 | 51986 | 0190-ENG-WWT-PRP-MIXPUM01 | PM03 | 301 | 52W Cal of 5E3-FIT-003 | Milks Waste Pit Sub-Pump to Dil No 2 | C | 0190E017 | 2021-06-03 | 2020-08-13 | PHILAGANAN
0190-063-396 | 51986 | 0190-ENG-WWT-MBR-PRMTNK01 | PM03 | 301 | 52W Cal of 5E3-FIT-002 | Permeate Tank | C | 0190E017 | 2021-06-03 | 2020-08-13 | PHILAGANAN
0190-063-395 | 51986 | 0190-ENG-WTR-RWF-DEWPMP03 | PM03 | 301 | 52W Cal of 5E3-FIT-001 | DeepWell Pump No 3 | C | 0190E017 | 2021-06-03 | 2020-08-13 | PHILAGANAN
0190-063-394 | 51984 | 0190-ENG-PPT-CTR-FCLTY | PM03 | 301 | 52W Cal of 5E2-TT-080 | Power Plant Cooling Tower Facilities | B | 0190E017 | 2021-06-03 | 2020-08-13 | PHILAGANAN
0190-063-393 | 51984 | 0190-ENG-PPT-CTR-FCLTY | PM03 | 301 | 52W Cal of 5E2-TT-079 | Power Plant Cooling Tower Facilities | B | 0190E017 | 2021-06-03 | 2020-08-13 | PHILAGANAN
0190-063-392 | 51984 | 0190-ENG-WTR-CW2-COLTWR13 | PM03 | 301 | 52W Cal of 5E1-TT-030 | Cooling Tower Fan No. 13 | B | 0190E017 | 2021-06-03 | 2020-08-13 | PHILAGANAN
0190-063-391 | 51984 | 0190-ENG-WTR-CW2-COLTWR12 | PM03 | 301 | 52W Cal of 5E1-TT-029 | Cooling Tower Fan No. 12 | B | 0190E017 | 2021-06-03 | 2020-08-13 | PHILAGANAN
0190-063-390 | 51984 | 0190-ENG-WTR-CW2-COLTWR11 | PM03 | 301 | 52W Cal of 5E1-TT-028 | Cooling Tower Fan No. 11 | B | 0190E017 | 2021-06-03 | 2020-08-13 | PHILAGANAN
0190-063-389 | 51984 | 0190-ENG-WTR-CW2-COLTWR10 | PM03 | 301 | 52W Cal of 5E1-TT-027 | Cooling Tower Fan No. 10 | B | 0190E017 | 2021-06-03 | 2020-08-13 | PHILAGANAN
0190-063-388 | 51984 | 0190-ENG-WTR-CW2-COLTWR09 | PM03 | 301 | 52W Cal of 5E1-TT-026 | Cooling Tower Fan No. 9 | B | 0190E017 | 2021-06-03 | 2020-08-13 | PHILAGANAN
0190-063-387 | 51984 | 0190-ENG-WTR-CW2-COLTWR08 | PM03 | 301 | 52W Cal of 5E1-TT-025 | Cooling Tower Fan No. 8 | B | 0190E017 | 2021-06-03 | 2020-08-13 | PHILAGANAN
0190-063-386 | 51984 | 0190-ENG-WTR-CW2-COLTWR07 | PM03 | 301 | 52W Cal of 5E1-TT-024 | Cooling Tower Fan No. 7 | B | 0190E017 | 2021-06-03 | 2020-08-13 | PHILAGANAN
0190-063-385 | 51984 | 0190-ENG-WTR-CW2-COLTWR06 | PM03 | 301 | 52W Cal of 5E1-TT-023 | Cooling Tower Fan No. 6 | B | 0190E017 | 2021-06-03 | 2020-08-13 | PHILAGANAN
0190-063-384 | 51984 | 0190-ENG-WTR-CW2-COLTWR05 | PM03 | 301 | 52W Cal of 5E1-TT-022 | Cooling Tower Fan No. 5 | B | 0190E017 | 2021-06-03 | 2020-08-13 | PHILAGANAN
0190-063-383 | 51984 | 0190-ENG-WTR-CW2-COLTWR04 | PM03 | 301 | 52W Cal of 5E1-TT-021 | Cooling Tower Fan No. 4 | B | 0190E017 | 2021-06-03 | 2020-08-13 | PHILAGANAN
0190-063-382 | 51984 | 0190-ENG-WTR-CW2-COLTWR03 | PM03 | 301 | 52W Cal of 5E1-TT-020 | Cooling Tower Fan No. 3 | B | 0190E017 | 2021-06-03 | 2020-08-13 | PHILAGANAN
0190-063-381 | 51984 | 0190-ENG-WTR-CW2-COLTWR02 | PM03 | 301 | 52W Cal of 5E1-TT-019 | Cooling Tower Fan No. 2 | B | 0190E017 | 2021-06-03 | 2020-08-13 | PHILAGANAN
0190-063-380 | 51984 | 0190-ENG-WTR-CW2-COLTWR01 | PM03 | 301 | 52W Cal of 5E1-TT-018 | Cooling Tower Fan No. 1 | B | 0190E017 | 2021-06-03 | 2020-08-13 | PHILAGANAN
0190-063-379 | 51982 | 0190-ENG-PPT-CTR-FCLTY | PM03 | 301 | 52W Cal of 5E1-PIT-007 | Power Plant Cooling Tower Facilities | C | 0190E017 | 2021-06-03 | 2020-08-13 | PHILAGANAN
0190-063-378 | 51982 | 0190-ENG-PPT-CTR-FCLTY | PM03 | 301 | 52W Cal of 5E1-PIT-006 | Power Plant Cooling Tower Facilities | C | 0190E017 | 2021-06-03 | 2020-08-13 | PHILAGANAN
0190-063-377 | 51982 | 0190-ENG-PPT-CTR-FCLTY | PM03 | 301 | 52W Cal of 5E1-PIT-005 | Power Plant Cooling Tower Facilities | C | 0190E017 | 2021-06-03 | 2020-08-13 | PHILAGANAN
0190-063-376 | 52264 | 0190-MLK-PRO-CAS-AIRTNK01 | PM03 | 301 | 52W Cal of 5D6-PRV-04.02 | Compressed Air Tank | C | 0190E017 | 2021-06-03 | 2020-08-13 | PHILAGANAN
0190-063-375 | 52264 | 0190-MLK-PRO-CAS-AIRCMP04 | PM03 | 301 | 52W Cal of 5D6-PRV-005 | Air Compressor 4 | C | 0190E017 | 2021-06-03 | 2020-08-13 | PHILAGANAN
0190-063-374 | 52264 | 0190-MLK-PRO-CAS-AIRCMP04 | PM03 | 301 | 52W Cal of 5D6-PRV-004 | Air Compressor 4 | C | 0190E017 | 2021-06-03 | 2020-08-13 | PHILAGANAN
0190-063-373 | 52264 | 0190-MLK-PRO-CAS-AIRCMP03 | PM03 | 301 | 52W Cal of 5D6-PRV-003 | Air Compressor 3 | C | 0190E017 | 2021-06-03 | 2020-08-13 | PHILAGANAN
0190-063-372 | 52264 | 0190-MLK-PRO-CAS-AIRCMP01 | PM03 | 301 | 52W Cal of 5D6-PRV-002 | Air Compressor 1 | C | 0190E017 | 2021-06-03 | 2020-08-13 | PHILAGANAN
0190-063-371 | 52264 | 0190-MLK-PRO-CAS-AIRCMP03 | PM03 | 301 | 52W Cal of 5D6-PRV-001 | Air Compressor 3 | C | 0190E017 | 2021-06-03 | 2020-08-13 | PHILAGANAN
0190-063-370 | 52264 | 0190-ENG-CAF-AIR-AIRTNK04 | PM03 | 301 | 52W Cal of 5D5-PRV-14.04 | Compress Air Receiving Tank No.4 - Dry | C | 0190E017 | 2021-06-03 | 2020-08-13 | PHILAGANAN
0190-063-369 | 52264 | 0190-ENG-CAF-AIR-AIRTNK03 | PM03 | 301 | 52W Cal of 5D5-PRV-10.04 | Compress Air Receiving Tank No.3 - Wet | C | 0190E017 | 2021-06-03 | 2020-08-13 | PHILAGANAN
0190-063-368 | 52264 | 0190-ENG-CAF-AIR-AIRCOM05 | PM03 | 301 | 52W Cal of 5D5-PRV-05.03/02 | Air Compressor No 5 ZR132 | C | 0190E017 | 2021-06-03 | 2020-08-13 | PHILAGANAN
0190-063-367 | 52264 | 0190-ENG-CAF-AIR-AIRCOM05 | PM03 | 301 | 52W Cal of 5D5-PRV-05.03/01 | Air Compressor No 5 ZR132 | C | 0190E017 | 2021-06-03 | 2020-08-13 | PHILAGANAN
0190-063-366 | 52264 | 0190-ENG-CAF-AIR-AIRCOM04 | PM03 | 301 | 52W Cal of 5D5-PRV-04.03/02 | Air Compressor No 4 GA110 | C | 0190E017 | 2021-06-03 | 2020-08-13 | PHILAGANAN
0190-063-365 | 51986 | 0190-COF-PRO-AH3-BURPMP01 | PM03 | 301 | 78W Cal of 5B5-FIT-29.20 | Coffee AH3 Burner Fuel Pump01 | B | 0190E017 | 2021-11-19 | 2020-08-13 | PHILAGANAN
0190-063-364 | 52264 | 0190-ENG-CAF-AIR-AIRCOM01 | PM03 | 301 | 52W Cal of 5D5-PRV-001 | Air Compressor No 1 GA160 | C | 0190E017 | 2021-06-03 | 2020-08-13 | PHILAGANAN
0190-063-363 | 52264 | 0190-ENG-CAF-AIR-AIRCOM01 | PM03 | 301 | 52W Cal of 5D5-PRV 01.03/02 | Air Compressor No 1 GA160 | C | 0190E017 | 2021-06-03 | 2020-08-13 | PHILAGANAN
0190-063-362 | 51986 | 0190-ENG-CAF-AIR-AIRTNK04 | PM03 | 301 | 52W Cal of 5D5-FIT-216 | Compress Air Receiving Tank No.4 - Dry | C | 0190E017 | 2021-06-03 | 2020-08-12 | PHILAGANAN
0190-063-361 | 51986 | 0190-ENG-CAF-AIR-AIRTNK04 | PM03 | 301 | 52W Cal of 5D5-FIT-215 | Compress Air Receiving Tank No.4 - Dry | C | 0190E017 | 2021-06-03 | 2020-08-12 | PHILAGANAN
0190-063-360 | 51986 | 0190-ENG-CAF-AIR-AIRTNK04 | PM03 | 301 | 52W Cal of 5D5-FIT-214 | Compress Air Receiving Tank No.4 - Dry | C | 0190E017 | 2021-06-03 | 2020-08-12 | PHILAGANAN
0190-063-359 | 52264 | 0190-ENG-IGG-IGS-INETNK04 | PM03 | 301 | 52W Cal of 5D4-PRV-12.02/04 | IGG Receiver Tank No 4 | B | 0190E017 | 2021-06-03 | 2020-08-12 | PHILAGANAN
0190-063-358 | 52264 | 0190-ENG-IGG-IGS-INETNK03 | PM03 | 301 | 52W Cal of 5D4-PRV-12.02/03 | IGG Receiver Tank No 3 | B | 0190E017 | 2021-06-03 | 2020-08-12 | PHILAGANAN
0190-063-357 | 52264 | 0190-ENG-IGG-IGS-INETNK01 | PM03 | 301 | 52W Cal of 5D4-PRV-12.02/01 | IGG Receiver Tank No 1 | B | 0190E017 | 2021-06-03 | 2020-08-12 | PHILAGANAN
0190-063-356 | 52264 | 0190-ENG-IGG-N2A-N2TANK05 | PM03 | 301 | 52W Cal of 5D4-PRV-11.02/05 | N2 Nitrogen Tank No. 5 750 Ltr | B | 0190E017 | 2021-06-03 | 2020-08-12 | PHILAGANAN
0190-063-355 | 52264 | 0190-ENG-IGG-N2A-N2TANK04 | PM03 | 301 | 52W Cal of 5D4-PRV-11.02/04 | N2 Nitrogen Tank No. 4 750 Ltr | B | 0190E017 | 2021-06-03 | 2020-08-12 | PHILAGANAN
0190-063-354 | 52264 | 0190-ENG-IGG-N2A-N2TANK03 | PM03 | 301 | 52W Cal of 5D4-PRV-11.02/03 | N2 Nitrogen Tank No. 3 790 Ltr | B | 0190E017 | 2021-06-03 | 2020-08-12 | PHILAGANAN
0190-063-353 | 52264 | 0190-ENG-IGG-N2A-N2TANK02 | PM03 | 301 | 52W Cal of 5D4-PRV-11.02/02 | N2 Nitrogen Tank No. 2 790 Ltr | B | 0190E017 | 2021-06-03 | 2020-08-12 | PHILAGANAN
0190-063-352 | 52264 | 0190-ENG-IGG-N2A-N2TANK01 | PM03 | 301 | 52W Cal of 5D4-PRV-11.02/01 | N2 Nitrogen Tank No. 1 790 Ltr | B | 0190E017 | 2021-06-03 | 2020-08-12 | PHILAGANAN
0190-063-351 | 52264 | 0190-ENG-IGG-N2A-VERTANK01 | PM03 | 301 | 52W Cal of 5D4-PRV-08.02 | Air Receiver Vertical Tank 3000 Ltr | B | 0190E017 | 2021-06-03 | 2020-08-12 | PHILAGANAN
0190-063-350 | 52264 | 0190-ENG-IGG-N2A-AIRCOM01 | PM03 | 301 | 52W Cal of 5D4-PRV-007 | N2 Air Compressor No. 1 | C | 0190E017 | 2021-06-03 | 2020-08-12 | PHILAGANAN
0190-063-349 | 52264 | 0190-ENG-CAF-AIR-AIRCOM04 | PM03 | 301 | 52W Cal of 5D4-PRV-006 | Air Compressor No 4 GA110 | C | 0190E017 | 2021-06-03 | 2020-08-12 | PHILAGANAN
0190-063-348 | 52264 | 0190-ENG-IGG-N2A-AIRCOM02 | PM03 | 301 | 52W Cal of 5D4-PRV-005 | N2 Air Compressor No. 2 | C | 0190E017 | 2021-06-03 | 2020-08-12 | PHILAGANAN
0190-063-347 | 61179 | 0190-ENG-PPT-AUF-PRSTNK01 | PM03 | 301 | 52W Cal of 5D2-PS-001 | RO Pressure Tank System | C | 0190E017 | 2021-06-03 | 2020-08-12 | PHILAGANAN
0190-063-346 | 51984 | 0190-ENG-PPT-AUF-SEPRTR01 | PM03 | 301 | 52W Cal of 5D1-TT-078 | Lopx 1 Separation System (WHPX) | C | 0190E017 | 2021-06-03 | 2020-08-12 | PHILAGANAN
0190-063-345 | 51984 | 0190-ENG-PPT-AUF-SEPRTR01 | PM03 | 301 | 52W Cal of 5D1-TT-004 | Lopx 1 Separation System (WHPX) | C | 0190E017 | 2021-06-03 | 2020-08-12 | PHILAGANAN
0190-063-344 | 51984 | 0190-ENG-PPT-AUF-SEPRTR02 | PM03 | 301 | 52W Cal of 5D1-TT-003 | Lopx 2 Separation System | C | 0190E017 | 2021-06-03 | 2020-08-12 | PHILAGANAN
0190-063-343 | 51984 | 0190-ENG-PPT-AUF-SEPRTR02 | PM03 | 301 | 52W Cal of 5D1-TT-002 | Lopx 2 Separation System | C | 0190E017 | 2021-06-03 | 2020-08-12 | PHILAGANAN
0190-063-342 | 51982 | 0190-ENG-PPT-AUF-SEPRTR02 | PM03 | 301 | 52W Cal of 5D1-PT-100 | Lopx 2 Separation System | B | 0190E017 | 2021-06-03 | 2020-08-12 | PHILAGANAN
0190-063-341 | 61179 | 0190-ENG-PPT-AUF-INJPHE02 | PM03 | 301 | 52W Cal of 5D1-PS-12.08 | Injector Tip Cooler No 2 | C | 0190E017 | 2021-06-03 | 2020-08-12 | PHILAGANAN
0190-063-340 | 61179 | 0190-ENG-PPT-AUF-PRSTNK01 | PM03 | 301 | 52W Cal of 5D1-PS-117 | RO Pressure Tank System | C | 0190E017 | 2021-06-03 | 2020-08-12 | PHILAGANAN
0190-063-339 | 61179 | 0190-ENG-PPT-AUF-PRSTNK01 | PM03 | 301 | 52W Cal of 5D1-PS-115 | RO Pressure Tank System | C | 0190E017 | 2021-06-03 | 2020-08-12 | PHILAGANAN
0190-063-338 | 61179 | 0190-ENG-PPT-AUF-AIRTNK01 | PM03 | 301 | 52W Cal of 5D1-PS-09.08 | Lt - 12 Compressed Air Supply | C | 0190E017 | 2021-06-03 | 2020-08-12 | PHILAGANAN
0190-063-337 | 61179 | 0190-ENG-PPT-AUF-SEPRTR01 | PM03 | 301 | 52W Cal of 5D1-PS-082 | Lopx 1 Separation System (WHPX) | C | 0190E017 | 2021-06-03 | 2020-08-12 | PHILAGANAN
0190-063-336 | 61179 | 0190-ENG-PPT-GN1-ITCFWDP1 | PM03 | 301 | 52W Cal of 5D1-PS-06.09 | ITC Feedwater Pump01-G1 | C | 0190E017 | 2021-06-03 | 2020-08-12 | PHILAGANAN
0190-063-335 | 61179 | 0190-ENG-PPT-GN1-ITCFWDP1 | PM03 | 301 | 52W Cal of 5D1-PS-05.08 | ITC Feedwater Pump01-G1 | C | 0190E017 | 2021-06-03 | 2020-08-12 | PHILAGANAN
0190-063-334 | 52264 | 0190-ENG-PPT-AUF-FULBOS01 | PM03 | 301 | 52W Cal of 5D1-PRV-17.15 | Fuel Booster Module | C | 0190E017 | 2021-06-03 | 2020-08-12 | PHILAGANAN
0190-063-333 | 52264 | 0190-ENG-PPT-AUF-FULBOS01 | PM03 | 301 | 52W Cal of 5D1-PRV-17.13 | Fuel Booster Module | C | 0190E017 | 2021-06-03 | 2020-08-12 | PHILAGANAN
0190-063-332 | 52264 | 0190-ENG-IGG-IGS-CO2TNK03 | PM03 | 301 | 52W Cal of 5D1-PRV-15.03 | CO2 Tank System No 3 | B | 0190E017 | 2021-06-03 | 2020-08-12 | PHILAGANAN
0190-063-331 | 52264 | 0190-ENG-IGG-IGS-CO2TNK01 | PM03 | 301 | 52W Cal of 5D1-PRV-14.16/02 | CO2 Tank System No 1 | B | 0190E017 | 2021-06-03 | 2020-08-12 | PHILAGANAN
0190-063-330 | 52264 | 0190-ENG-IGG-IGS-CO2TNK03 | PM03 | 301 | 52W Cal of 5D1-PRV-14.13/03 | CO2 Tank System No 3 | B | 0190E017 | 2021-06-03 | 2020-08-12 | PHILAGANAN
0190-063-329 | 52264 | 0190-ENG-IGG-IGS-CO2TNK02 | PM03 | 301 | 52W Cal of 5D1-PRV-14.13/02 | CO2 Tank System No 2 | B | 0190E017 | 2021-06-03 | 2020-08-12 | PHILAGANAN
0190-063-328 | 52264 | 0190-ENG-IGG-IGS-CO2TNK03 | PM03 | 301 | 52W Cal of 5D1-PRV-14.12/03 | CO2 Tank System No 3 | B | 0190E017 | 2021-06-03 | 2020-08-12 | PHILAGANAN
0190-063-327 | 52264 | 0190-ENG-IGG-IGS-CO2TNK02 | PM03 | 301 | 52W Cal of 5D1-PRV-14.12/02 | CO2 Tank System No 2 | B | 0190E017 | 2021-06-03 | 2020-08-12 | PHILAGANAN
0190-063-326 | 52264 | 0190-ENG-IGG-IGS-CO2TNK01 | PM03 | 301 | 52W Cal of 5D1-PRV-14.12/01 | CO2 Tank System No 1 | B | 0190E017 | 2021-06-03 | 2020-08-12 | PHILAGANAN
0190-063-325 | 52264 | 0190-ENG-IGG-IGS-CO2TNK03 | PM03 | 301 | 52W Cal of 5D1-PRV-14.10/03 | CO2 Tank System No 3 | B | 0190E017 | 2021-06-03 | 2020-08-12 | PHILAGANAN
0190-063-324 | 52264 | 0190-ENG-IGG-IGS-CO2TNK02 | PM03 | 301 | 52W Cal of 5D1-PRV-14.10/02 | CO2 Tank System No 2 | B | 0190E017 | 2021-06-03 | 2020-08-12 | PHILAGANAN
0190-063-323 | 52264 | 0190-ENG-IGG-IGS-CO2TNK01 | PM03 | 301 | 52W Cal of 5D1-PRV-14.10/01 | CO2 Tank System No 1 | B | 0190E017 | 2021-06-03 | 2020-08-12 | PHILAGANAN
0190-063-322 | 52264 | 0190-ENG-IGG-IGS-CO2TNK03 | PM03 | 301 | 52W Cal of 5D1-PRV-14.08/04 | CO2 Tank System No 3 | B | 0190E017 | 2021-06-03 | 2020-08-12 | PHILAGANAN
0190-063-321 | 52264 | 0190-ENG-IGG-IGS-CO2TNK03 | PM03 | 301 | 52W Cal of 5D1-PRV-14.08/03 | CO2 Tank System No 3 | B | 0190E017 | 2021-06-03 | 2020-08-12 | PHILAGANAN
0190-063-320 | 52264 | 0190-ENG-IGG-IGS-CO2TNK03 | PM03 | 301 | 52W Cal of 5D1-PRV-14.08/02 | CO2 Tank System No 3 | B | 0190E017 | 2021-06-03 | 2020-08-12 | PHILAGANAN
0190-063-319 | 52264 | 0190-ENG-IGG-IGS-CO2TNK03 | PM03 | 301 | 52W Cal of 5D1-PRV-14.08/01 | CO2 Tank System No 3 | B | 0190E017 | 2021-06-03 | 2020-08-12 | PHILAGANAN
0190-063-318 | 52264 | 0190-ENG-IGG-IGS-CO2TNK02 | PM03 | 301 | 52W Cal of 5D1-PRV-14.07/03 | CO2 Tank System No 2 | B | 0190E017 | 2021-06-03 | 2020-08-12 | PHILAGANAN
0190-063-317 | 52264 | 0190-ENG-IGG-IGS-CO2TNK02 | PM03 | 301 | 52W Cal of 5D1-PRV-14.07/02 | CO2 Tank System No 2 | B | 0190E017 | 2021-06-03 | 2020-08-12 | PHILAGANAN
0190-063-316 | 52264 | 0190-ENG-IGG-IGS-CO2TNK02 | PM03 | 301 | 52W Cal of 5D1-PRV-14.07/01 | CO2 Tank System No 2 | B | 0190E017 | 2021-06-03 | 2020-08-12 | PHILAGANAN
0190-063-315 | 52264 | 0190-ENG-IGG-IGS-CO2TNK01 | PM03 | 301 | 52W Cal of 5D1-PRV-14.06/04 | CO2 Tank System No 1 | B | 0190E017 | 2021-06-03 | 2020-08-12 | PHILAGANAN
0190-063-314 | 52264 | 0190-ENG-IGG-IGS-CO2TNK01 | PM03 | 301 | 52W Cal of 5D1-PRV-14.06/03 | CO2 Tank System No 1 | B | 0190E017 | 2021-06-03 | 2020-08-12 | PHILAGANAN
0190-063-313 | 52264 | 0190-ENG-IGG-IGS-CO2TNK01 | PM03 | 301 | 52W Cal of 5D1-PRV-14.06/02 | CO2 Tank System No 1 | B | 0190E017 | 2021-06-03 | 2020-08-12 | PHILAGANAN
0190-063-312 | 52264 | 0190-ENG-IGG-IGS-CO2TNK01 | PM03 | 301 | 52W Cal of 5D1-PRV-14.06/01 | CO2 Tank System No 1 | B | 0190E017 | 2021-06-03 | 2020-08-12 | PHILAGANAN
0190-063-311 | 52264 | 0190-ENG-IGG-IGS-CO2TNK01 | PM03 | 301 | 52W Cal of 5D1-PRV-13.08/03 | CO2 Tank System No 1 | B | 0190E017 | 2021-06-03 | 2020-08-12 | PHILAGANAN
0190-063-310 | 52264 | 0190-ENG-PPT-AUF-PRSTNK01 | PM03 | 301 | 52W Cal of 5D1-PRV-121 | RO Pressure Tank System | C | 0190E017 | 2021-06-03 | 2020-08-12 | PHILAGANAN
0190-063-309 | 52264 | 0190-ENG-PPT-AUF-SEPRTR04 | PM03 | 301 | 52W Cal of 5D1-PRV-108 | Su 300 Separation System | C | 0190E017 | 2021-06-03 | 2020-08-12 | PHILAGANAN
0190-063-308 | 52264 | 0190-ENG-PPT-AUF-AIRTNK01 | PM03 | 301 | 52W Cal of 5D1-PRV-09.09 | Lt - 12 Compressed Air Supply | C | 0190E017 | 2021-06-03 | 2020-08-12 | PHILAGANAN
0190-063-307 | 52264 | 0190-ENG-PPT-AUF-AIRTNK01 | PM03 | 301 | 52W Cal of 5D1-PRV-04.09 | Lt - 12 Compressed Air Supply | C | 0190E017 | 2021-06-03 | 2020-08-12 | PHILAGANAN
0190-063-306 | 52264 | 0190-ENG-PPT-AUF-FULBOS01 | PM03 | 301 | 52W Cal of 5D1-PRV-031 | Fuel Booster Module | C | 0190E017 | 2021-06-03 | 2020-08-12 | PHILAGANAN
0190-063-305 | 52264 | 0190-ENG-PPT-AUF-SEPRTR04 | PM03 | 301 | 52W Cal of 5D1-PRV-016 | Su 300 Separation System | C | 0190E017 | 2021-06-03 | 2020-08-12 | PHILAGANAN
0190-063-304 | 52264 | 0190-ENG-PPT-GN1-ENGINE01 | PM03 | 301 | 52W Cal of 5D1-PRV-01.11 | GenSet 01 Engine Unit | C | 0190E017 | 2021-06-03 | 2020-08-12 | PHILAGANAN
0190-063-303 | 51986 | 0190-ENG-PPT-GN3-FULLIN01 | PM03 | 301 | 52W Cal of 5D1-FIT-03.03/02 | Fuel And Oil Lines | C | 0190E017 | 2021-06-03 | 2020-08-12 | PHILAGANAN
0190-063-302 | 51986 | 0190-ENG-PPT-GN3-FULLIN01 | PM03 | 301 | 52W Cal of 5D1-FIT-03.03/01 | Fuel And Oil Lines | C | 0190E017 | 2021-06-03 | 2020-08-12 | PHILAGANAN
0190-063-301 | 51986 | 0190-ENG-PPT-GN2-FULLIN01 | PM03 | 301 | 52W Cal of 5D1-FIT-02.03/02 | Fuel And Oil Lines | C | 0190E017 | 2021-06-03 | 2020-08-12 | PHILAGANAN
0190-063-300 | 51986 | 0190-ENG-PPT-GN2-FULLIN01 | PM03 | 301 | 52W Cal of 5D1-FIT-02.03/01 | Fuel And Oil Lines | C | 0190E017 | 2021-06-03 | 2020-08-12 | PHILAGANAN
0190-063-299 | 51986 | 0190-ENG-PPT-GN1-FULLIN01 | PM03 | 301 | 52W Cal of 5D1-FIT-01.07/02 | Fuel And Oil Lines | C | 0190E017 | 2021-06-03 | 2020-08-12 | PHILAGANAN
0190-063-298 | 51986 | 0190-ENG-PPT-GN1-FULLIN01 | PM03 | 301 | 52W Cal of 5D1-FIT-01.07/01 | Fuel And Oil Lines | C | 0190E017 | 2021-06-03 | 2020-08-12 | PHILAGANAN
0190-063-297 | 51984 | 0190-ENG-REF-NH3-COMPSR01 | PM03 | 301 | 26W Cal of 5C5-TT-010 | Chiller Compressor | C | 0190E017 | 2021-06-03 | 2020-08-12 | PHILAGANAN
0190-063-296 | 51984 | 0190-ENG-REF-NH3-CHWLNE01 | PM03 | 301 | 52W Cal of 5C5-TIC-09.03/01 | Ammonia Chilled Water Line | C | 0190E017 | 2021-06-03 | 2020-08-12 | PHILAGANAN
0190-063-295 | 51984 | 0190-ENG-REF-NH3-CHWLNE01 | PM03 | 301 | 52W Cal of 5C5-TIC-08.04 | Ammonia Chilled Water Line | C | 0190E017 | 2021-06-03 | 2020-08-12 | PHILAGANAN
0190-063-294 | 51984 | 0190-ENG-REF-NH3-COWLNE01 | PM03 | 301 | 52W Cal of 5C5-TIC-002 | Ammonia Cooling Water Line | C | 0190E017 | 2021-06-03 | 2020-08-12 | PHILAGANAN
0190-063-293 | 51984 | 0190-ENG-REF-NH3-COWLNE01 | PM03 | 301 | 52W Cal of 5C5-TIC-001 | Ammonia Cooling Water Line | C | 0190E017 | 2021-06-03 | 2020-08-12 | PHILAGANAN
0190-063-292 | 51982 | 0190-ENG-REF-NH3-COMPSR01 | PM03 | 301 | 52W Cal of 5C5-PT-027 | Chiller Compressor | C | 0190E017 | 2021-06-03 | 2020-08-12 | PHILAGANAN
0190-063-291 | 51982 | 0190-ENG-REF-NH3-COMPSR01 | PM03 | 301 | 52W Cal of 5C5-PT-01.07/03 | Chiller Compressor | C | 0190E017 | 2021-06-03 | 2020-08-12 | PHILAGANAN
0190-063-290 | 51982 | 0190-ENG-REF-NH3-COMPSR01 | PM03 | 301 | 52W Cal of 5C5-PT-01.07/02 | Chiller Compressor | C | 0190E017 | 2021-06-03 | 2020-08-12 | PHILAGANAN
0190-063-289 | 51982 | 0190-ENG-REF-NH3-COMPSR01 | PM03 | 301 | 52W Cal of 5C5-PT-01.07/01 | Chiller Compressor | C | 0190E017 | 2021-06-03 | 2020-08-12 | PHILAGANAN
0190-063-288 | 61179 | 0190-ENG-REF-NH3-CHWLNE01 | PM03 | 301 | 78W Cal of 5C5-PSH-007 | Ammonia Chilled Water Line | B | 0190E017 | 2021-11-19 | 2020-08-12 | PHILAGANAN
0190-063-287 | 61179 | 0190-ENG-REF-NH3-CHILER01 | PM03 | 301 | 78W Cal of 5C5-PSH-006 | GRAM Package NH3 Chiller 01 | B | 0190E017 | 2021-11-19 | 2020-08-12 | PHILAGANAN
0190-063-286 | 52264 | 0190-ENG-REF-NH3-CONDSR01 | PM03 | 301 | 52W Cal of 5C5-PRV-10.04/02 | Chiller PHE Condenser | B | 0190E017 | 2021-06-03 | 2020-08-12 | PHILAGANAN
0190-063-285 | 52264 | 0190-ENG-REF-NH3-CONDSR01 | PM03 | 301 | 52W Cal of 5C5-PRV-10.04/01 | Chiller PHE Condenser | B | 0190E017 | 2021-06-03 | 2020-08-12 | PHILAGANAN
0190-063-284 | 52264 | 0190-ENG-REF-NH3-ABSTNK01 | PM03 | 301 | 52W Cal of 5C5-PRV-02.02/02 | Ammonia Absorption Tank | B | 0190E017 | 2021-06-03 | 2020-08-12 | PHILAGANAN
0190-063-283 | 52264 | 0190-ENG-REF-NH3-ABSTNK01 | PM03 | 301 | 52W Cal of 5C5-PRV-02.02/01 | Ammonia Absorption Tank | B | 0190E017 | 2021-06-03 | 2020-08-12 | PHILAGANAN
0190-063-282 | 51984 | 0190-ENG-REF-SUP-SUTANK01 | PM03 | 301 | 52W Cal of 5C4-TT-01.17 | Chilled Water Tank (COLD Tank) | C | 0190E017 | 2021-06-03 | 2020-08-12 | PHILAGANAN
0190-063-281 | 51984 | 0190-ENG-REF-SUP-SUPUMP06 | PM03 | 301 | 52W Cal of 5C4-TT-007 | Chilled Water Supply to Coffee Eductor 2 | C | 0190E017 | 2021-06-03 | 2020-08-12 | PHILAGANAN
0190-063-280 | 51984 | 0190-ENG-REF-SUP-SUPUMP05 | PM03 | 301 | 52W Cal of 5C4-TT-006 | Chilled Water Supply to Coffee Eductor 1 | C | 0190E017 | 2021-06-03 | 2020-08-12 | PHILAGANAN
0190-063-279 | 51984 | 0190-MLK-PRO-NH3-CHWLNE01 | PM03 | 301 | 52W Cal of 5C4-TT-005 | Milks Ammonia Chilled Water Line 1 | C | 0190E017 | 2021-06-03 | 2020-08-12 | PHILAGANAN
0190-063-278 | 51982 | 0190-ENG-REF-CA1-CHWLNE01 | PM03 | 301 | 52W Cal of 5C4-PT-02.33 | Carrier 1 Chilled Water line | C | 0190E017 | 2021-06-03 | 2020-08-12 | PHILAGANAN
0190-063-277 | 51982 | 0190-ENG-REF-REC-REPUMP01 | PM03 | 301 | 52W Cal of 5C4-PT-013 | Chilled Water Recirculation Pump No 1 | C | 0190E017 | 2021-06-03 | 2020-08-12 | PHILAGANAN
0190-063-276 | 51982 | 0190-ENG-REF-SUP-SUPUMP01 | PM03 | 301 | 52W Cal of 5C4-PT-01.15 | Chilled Water Supply Pump No 1 | C | 0190E017 | 2021-06-03 | 2020-08-12 | PHILAGANAN
0190-063-275 | 61179 | 0190-ENG-REF-CA2-COWLNE01 | PM03 | 301 | 78W Cal of 5C4-PS-09.03 | Carrier 2 Cooling Water line | B | 0190E017 | 2021-11-19 | 2020-08-12 | PHILAGANAN
0190-063-274 | 61179 | 0190-ENG-REF-CA1-COWLNE01 | PM03 | 301 | 78W Cal of 5C4-PS-002 | Carrier 1 Cooling Water line | B | 0190E017 | 2021-11-19 | 2020-08-12 | PHILAGANAN
0190-063-273 | 52264 | 0190-ENG-REF-CA1-COMPSR02 | PM03 | 301 | 52W Cal of 5C4-PRV-003 | Water Chiller No 1 Compressor No 2 | B | 0190E017 | 2021-06-03 | 2020-08-12 | PHILAGANAN
0190-063-272 | 52264 | 0190-ENG-REF-CA1-COMPSR01 | PM03 | 301 | 52W Cal of 5C4-PRV-002 | Water Chiller No 1 Compressor No 1 | B | 0190E017 | 2021-06-03 | 2020-08-12 | PHILAGANAN
0190-063-271 | 52264 | 0190-ENG-REF-CA1-COMPSR01 | PM03 | 301 | 26W Cal of 5C4-PRV-001 | Water Chiller No 1 Compressor No 1 | B | 0190E017 | 2021-06-03 | 2020-08-12 | PHILAGANAN
0190-063-270 | 51982 | 0190-ENG-REF-REC-RETANK01 | PM03 | 301 | 52W Cal of 5C4-PIT-02.45/03 | Chilled Water Tank (Hot Tank) | C | 0190E017 | 2021-06-03 | 2020-08-12 | PHILAGANAN
0190-063-269 | 565519 | 0190-ENG-REF-SUP-SUTANK01 | PM03 | 301 | 52W Cal of 5C4-LIT-02.25 | Chilled Water Tank (COLD Tank) | C | 0190E017 | 2021-06-03 | 2020-08-12 | PHILAGANAN
0190-063-268 | 565519 | 0190-ENG-REF-REC-RETANK01 | PM03 | 301 | 52W Cal of 5C4-LIT-02.23 | Chilled Water Tank (Hot Tank) | C | 0190E017 | 2021-06-03 | 2020-08-12 | PHILAGANAN
0190-063-267 | 51984 | 0190-ENG-REF-VAC-CHILER01 | PM03 | 301 | 52W Cal of 5C2-TE-005 | Vapor Absorption Chiller | C | 0190E017 | 2021-06-03 | 2020-08-12 | PHILAGANAN
0190-063-266 | 57959 | 0190-ENG-REF-VAC-STMLNE01 | PM03 | 301 | 52W Cal of 5C2-TCV-06.11 | VAC Steam Line | C | 0190E017 | 2021-06-03 | 2020-08-12 | PHILAGANAN
0190-063-265 | 51982 | 0190-ENG-REF-VAC-STMLNE01 | PM03 | 301 | 52W Cal of 5C2-PT-001 | VAC Steam Line | C | 0190E017 | 2021-06-03 | 2020-08-12 | PHILAGANAN
0190-063-264 | 51986 | 0190-ENG-REF-VAC-STMLNE01 | PM03 | 301 | 52W Cal of 5C2-FIT-06.10 | VAC Steam Line | C | 0190E017 | 2021-06-03 | 2020-08-12 | PHILAGANAN
0190-063-263 | 51984 | 0190-MLK-PRO-NH3-OILSEP02 | PM03 | 301 | 52W Cal of 5C1-TT-30.06* | Milks NH3 Chiller 2 Oil Separator | C | 0190E017 | 2021-06-03 | 2020-08-12 | PHILAGANAN
0190-063-262 | 51984 | 0190-MLK-PRO-NH3-OILSEP01 | PM03 | 301 | 52W Cal of 5C1-TT-30.06 | Milks NH3 Chiller 1 Oil Separator | C | 0190E017 | 2021-06-03 | 2020-08-12 | PHILAGANAN
0190-063-261 | 51984 | 0190-MLK-PRO-NH3-OILCOL01 | PM03 | 301 | 52W Cal of 5C1-TT-08.06/02 | Milks Ammonia Oil Cooler 1 | C | 0190E017 | 2021-06-03 | 2020-08-12 | PHILAGANAN
0190-063-260 | 51984 | 0190-MLK-PRO-NH3-OILCOL02 | PM03 | 301 | 52W Cal of 5C1-TT-08.06/01 | Milks Ammonia Oil Cooler 2 | C | 0190E017 | 2021-06-03 | 2020-08-12 | PHILAGANAN
0190-063-259 | 51984 | 0190-MLK-PRO-NH3-COMPSR01 | PM03 | 301 | 52W Cal of 5C1-TT-07.14 | Milks NH3 Chiller 1 Compressor Assembly | C | 0190E017 | 2021-06-03 | 2020-08-12 | PHILAGANAN
0190-063-258 | 51984 | 0190-MLK-PRO-NH3-COMPSR02 | PM03 | 301 | 52W Cal of 5C1-TT-07.10/02 | Milks NH3 Chiller 2 Compressor Assembly | C | 0190E017 | 2021-06-03 | 2020-08-12 | PHILAGANAN
0190-063-257 | 51984 | 0190-MLK-PRO-NH3-COMPSR01 | PM03 | 301 | 52W Cal of 5C1-TT-06.03/02 | Milks NH3 Chiller 1 Compressor Assembly | C | 0190E017 | 2021-06-03 | 2020-08-12 | PHILAGANAN
0190-063-256 | 51984 | 0190-MLK-PRO-NH3-COMPSR02 | PM03 | 301 | 52W Cal of 5C1-TT-06.03/01 | Milks NH3 Chiller 2 Compressor Assembly | C | 0190E017 | 2021-06-03 | 2020-08-12 | PHILAGANAN
0190-063-255 | 51982 | 0190-MLK-PRO-NH3-OILCOL01 | PM03 | 301 | 52W Cal of 5C1-PT-08.06/02 | Milks Ammonia Oil Cooler 1 | C | 0190E017 | 2021-06-03 | 2020-08-12 | PHILAGANAN
0190-063-254 | 51982 | 0190-MLK-PRO-NH3-COMPSR02 | PM03 | 301 | 52W Cal of 5C1-PT-08.05/01 | Milks NH3 Chiller 2 Compressor Assembly | C | 0190E017 | 2021-06-03 | 2020-08-12 | PHILAGANAN
0190-063-253 | 51982 | 0190-MLK-PRO-NH3-OILCOL02 | PM03 | 301 | 52W Cal of 5C1-PT-08.02/02 | Milks Ammonia Oil Cooler 2 | C | 0190E017 | 2021-06-03 | 2020-08-12 | PHILAGANAN
0190-063-252 | 51982 | 0190-MLK-PRO-NH3-OILCOL01 | PM03 | 301 | 52W Cal of 5C1-PT-08.02/01 | Milks Ammonia Oil Cooler 1 | C | 0190E017 | 2021-06-03 | 2020-08-12 | PHILAGANAN
0190-063-251 | 51982 | 0190-MLK-PRO-NH3-COMPSR01 | PM03 | 301 | 52W Cal of 5C1-PT-07.10/01 | Milks NH3 Chiller 1 Compressor Assembly | C | 0190E017 | 2021-06-03 | 2020-08-12 | PHILAGANAN
0190-063-250 | 51982 | 0190-MLK-PRO-NH3-COMPSR02 | PM03 | 301 | 52W Cal of 5C1-PT-07.07/03 | Milks NH3 Chiller 2 Compressor Assembly | C | 0190E017 | 2021-06-03 | 2020-08-12 | PHILAGANAN
0190-063-249 | 51982 | 0190-MLK-PRO-NH3-COMPSR02 | PM03 | 301 | 52W Cal of 5C1-PT-06.02/02 | Milks NH3 Chiller 2 Compressor Assembly | C | 0190E017 | 2021-06-03 | 2020-08-12 | PHILAGANAN
0190-063-248 | 51982 | 0190-MLK-PRO-NH3-COMPSR01 | PM03 | 301 | 52W Cal of 5C1-PT-06.02/01 | Milks NH3 Chiller 1 Compressor Assembly | C | 0190E017 | 2021-06-03 | 2020-08-12 | PHILAGANAN
0190-063-247 | 61179 | 0190-MLK-PRO-NH3-COMPSR02 | PM03 | 301 | 78W Cal of 5C1-PS-07.13/02 | Milks NH3 Chiller 2 Compressor Assembly | B | 0190E017 | 2021-11-19 | 2020-08-12 | PHILAGANAN
0190-063-246 | 61179 | 0190-MLK-PRO-NH3-COMPSR01 | PM03 | 301 | 52W Cal of 5C1-PS-07.13/01 | Milks NH3 Chiller 1 Compressor Assembly | B | 0190E017 | 2021-11-19 | 2020-08-12 | PHILAGANAN
0190-063-245 | 52264 | 0190-MLK-PRO-NH3-CONDSR02 | PM03 | 301 | 52W Cal of 5C1-PRV-07.11/02 | Milks Chiller PHE Condenser 2 | B | 0190E017 | 2021-06-03 | 2020-08-12 | PHILAGANAN
0190-063-244 | 52264 | 0190-MLK-PRO-NH3-CONDSR01 | PM03 | 301 | 52W Cal of 5C1-PRV-07.11/01 | Milks Chiller PHE Condenser 1 | B | 0190E017 | 2021-06-03 | 2020-08-12 | PHILAGANAN
0190-063-243 | 52264 | 0190-MLK-PRO-NH3-OILSEP01 | PM03 | 301 | 52W Cal of 5C1-PRV-07.08/03 | Milks NH3 Chiller 1 Oil Separator | B | 0190E017 | 2021-06-03 | 2020-08-12 | PHILAGANAN
0190-063-242 | 52264 | 0190-MLK-PRO-NH3-COMPSR01-DUALPRV01 | PM03 | 301 | 52W Cal of 5C1-PRV-07.08/02 | Milks Rodeo NH3 Chiller 1 Dual PRV | B | 0190E017 | 2021-06-03 | 2020-08-12 | PHILAGANAN
0190-063-241 | 52264 | 0190-MLK-PRO-NH3-OILSEP01-PRV | PM03 | 301 | 52W Cal of 5C1-PRV-07.08/01 | Milks NH3 Chiller 1 Oil Separator PRV | B | 0190E017 | 2021-06-03 | 2020-08-12 | PHILAGANAN
0190-063-240 | 52264 | 0190-MLK-PRO-NH3-COMPSR02 | PM03 | 301 | 52W Cal of 5C1-PRV-03.03/04 | Milks NH3 Chiller 2 Compressor Assembly | B | 0190E017 | 2021-06-03 | 2020-08-12 | PHILAGANAN
0190-063-239 | 52264 | 0190-MLK-PRO-NH3-COMPSR02 | PM03 | 301 | 52W Cal of 5C1-PRV-03.03/03 | Milks NH3 Chiller 2 Compressor Assembly | B | 0190E017 | 2021-06-03 | 2020-08-12 | PHILAGANAN
0190-063-238 | 52264 | 0190-MLK-PRO-NH3-RECTNK02-PRV | PM03 | 301 | 52W Cal of 5C1-PRV-03.03/02 | Receiver Tank #2 Pressure Relief Valve | B | 0190E017 | 2021-06-03 | 2020-08-12 | PHILAGANAN
0190-063-237 | 52264 | 0190-MLK-PRO-NH3-RECTNK01-PRV | PM03 | 301 | 52W Cal of 5C1-PRV-03.03/01 | Receiver Tank #1 Pressure Relief Valve | B | 0190E017 | 2021-06-03 | 2020-08-12 | PHILAGANAN
0190-063-236 | 52264 | 0190-MLK-PRO-NH3-CONDSR02 | PM03 | 301 | 52W Cal of 5C1-PRV-016 | Milks Chiller PHE Condenser 2 | B | 0190E017 | 2021-06-03 | 2020-08-12 | PHILAGANAN
0190-063-235 | 51985 | 0190-ENG-REF-REC-RETANK01 | PM03 | 301 | 52W Cal of 5C1-PCV-10.07 | Chilled Water Tank (Hot Tank) | C | 0190E017 | 2021-06-03 | 2020-08-12 | PHILAGANAN
0190-063-234 | 51984 | 0190-COF-PRO-AH3-AHCHMB01 | PM03 | 301 | 52W Cal of 5B5-TS-002 | Coffee AH3 Combustion Chamber | B | 0190E017 | 2021-06-03 | 2020-08-12 | PHILAGANAN
0190-063-233 | 51984 | 0190-COF-PRO-AH3-PRIFAN04 | PM03 | 301 | 78W Cal of 5B5-TT-05.08/04 | Coffee AH3 Primary Air Fan No.2 | B | 0190E017 | 2021-06-03 | 2020-08-12 | PHILAGANAN
0190-063-232 | 51984 | 0190-COF-PRO-AH3-PRIFAN04 | PM03 | 301 | 78W Cal of 5B5-TT-05.08/03 | Coffee AH3 Primary Air Fan No.2 | B | 0190E017 | 2021-06-03 | 2020-08-12 | PHILAGANAN
0190-063-231 | 51984 | 0190-COF-PRO-AH3-PRIFAN03 | PM03 | 301 | 52W Cal of 5B5-TT-05.08/02 | Coffee AH3 Primary Air Fan No.1 | B | 0190E017 | 2021-06-03 | 2020-08-12 | PHILAGANAN
0190-063-230 | 51984 | 0190-COF-PRO-AH3-PRIFAN03 | PM03 | 301 | 78W Cal of 5B5-TT-05.08/01 | Coffee AH3 Primary Air Fan No.1 | B | 0190E017 | 2021-06-03 | 2020-08-12 | PHILAGANAN
0190-063-229 | 51984 | 0190-COF-PRO-AH3-ECONOM01 | PM03 | 301 | 78W Cal of 5B5-TT-05.07 | Coffee Airheater Economizer | B | 0190E017 | 2021-06-03 | 2020-08-12 | PHILAGANAN
0190-063-228 | 51984 | 0190-COF-PRO-AH3-BURNER01 | PM03 | 301 | 78W Cal of 5B5-TT-01.12 | Coffee AH3 Burner01 | B | 0190E017 | 2021-06-03 | 2020-08-12 | PHILAGANAN
0190-063-227 | 51984 | 0190-COF-PRO-AH3-ECONOM01 | PM03 | 301 | 78W Cal of 5B5-TT-01.03 | Coffee Airheater Economizer | B | 0190E017 | 2021-06-03 | 2020-08-12 | PHILAGANAN
0190-063-226 | 51984 | 0190-COF-PRO-AH3-BURPMP01 | PM03 | 301 | 52W Cal of 5B5-TS-29.34 | Coffee AH3 Burner Fuel Pump01 | B | 0190E017 | 2021-06-03 | 2020-08-12 | PHILAGANAN
0190-063-225 | 51984 | 0190-COF-PRO-AH3-BURNER01 | PM03 | 301 | 52W Cal of 5B5-TS-01.11 | Coffee AH3 Burner01 | B | 0190E017 | 2021-06-03 | 2020-08-12 | PHILAGANAN
0190-063-224 | 51982 | 0190-COF-PRO-AH3-PRIFAN04 | PM03 | 301 | 78W Cal of 5B5-PT-05.09/02 | Coffee AH3 Primary Air Fan No.2 | B | 0190E017 | 2021-06-03 | 2020-08-12 | PHILAGANAN
0190-063-223 | 51982 | 0190-COF-PRO-AH3-PRIFAN03 | PM03 | 301 | 78W Cal of 5B5-PT-05.09/01 | Coffee AH3 Primary Air Fan No.1 | B | 0190E017 | 2021-06-03 | 2020-08-12 | PHILAGANAN
0190-063-222 | 51982 | 0190-COF-PRO-AH3-AHCHMB01 | PM03 | 301 | 78W Cal of 5B5-PT-01.10 | Coffee AH3 Combustion Chamber | B | 0190E017 | 2021-06-03 | 2020-08-12 | PHILAGANAN
0190-063-221 | 51982 | 0190-COF-PRO-AH3-AHCHMB01 | PM03 | 301 | 78W Cal of 5B5-PT-01.09 | Coffee AH3 Combustion Chamber | B | 0190E017 | 2021-06-03 | 2020-08-12 | PHILAGANAN
0190-063-220 | 51982 | 0190-COF-PRO-AH3-AHCHMB01 | PM03 | 301 | 78W Cal of 5B5-PT-01.06 | Coffee AH3 Combustion Chamber | B | 0190E017 | 2021-06-03 | 2020-08-12 | PHILAGANAN
0190-063-219 | 61179 | 0190-COF-PRO-AH3-BURPMP01 | PM03 | 301 | 52W Cal of 5B5-PSH-0740 | Coffee AH3 Burner Fuel Pump01 | B | 0190E017 | 2021-06-03 | 2020-08-12 | PHILAGANAN
0190-063-218 | 61179 | 0190-COF-PRO-AH3-BURPMP01 | PM03 | 301 | 52W Cal of 5B5-PS-29.32 | Coffee AH3 Burner Fuel Pump01 | B | 0190E017 | 2021-06-03 | 2020-08-12 | PHILAGANAN
0190-063-217 | 61179 | 0190-COF-PRO-AH3-AHCHMB01 | PM03 | 301 | 52W Cal of 5B5-PS-02.10 | Coffee AH3 Combustion Chamber | B | 0190E017 | 2021-06-03 | 2020-08-12 | PHILAGANAN
0190-063-216 | 61179 | 0190-COF-PRO-AH3-AHCHMB01 | PM03 | 301 | 52W Cal of 5B5-PS-01.10 | Coffee AH3 Combustion Chamber | B | 0190E017 | 2021-06-03 | 2020-08-12 | PHILAGANAN
0190-063-215 | 61179 | 0190-COF-PRO-AH3-AHCHMB01 | PM03 | 301 | 52W Cal of 5B5-PS-01.08 | Coffee AH3 Combustion Chamber | B | 0190E017 | 2021-06-03 | 2020-08-12 | PHILAGANAN
0190-063-214 | 52264 | 0190-COF-PRO-AH3-PREHTR03 | PM03 | 301 | 52W Cal of 5B5-PRV-001 | Coffee AH3 Fuel Pre-Heater | B | 0190E017 | 2021-07-21 | 2020-08-12 | PHILAGANAN
0190-063-213 | 51985 | 0190-COF-PRO-AH3-PRIFAN04 | PM03 | 301 | 78W Cal of 5B5-PCV-05.04/02 | Coffee AH3 Primary Air Fan No.2 | B | 0190E017 | 2021-06-03 | 2020-08-12 | PHILAGANAN
0190-063-212 | 51985 | 0190-COF-PRO-AH3-PRIFAN03 | PM03 | 301 | 78W Cal of 5B5-PCV-05.04/01 | Coffee AH3 Primary Air Fan No.1 | B | 0190E017 | 2021-06-03 | 2020-08-12 | PHILAGANAN
0190-063-211 | 51984 | 0190-MLK-PRO-AHC-AIRHTR01 | PM03 | 301 | 78W Cal of 5B3-TT-07.03 | Milk Air Heater C1 | B | 0190E017 | 2021-06-03 | 2020-08-12 | PHILAGANAN
0190-063-210 | 51984 | 0190-MLK-PRO-AHB-PRIFAN04 | PM03 | 301 | 52W Cal of 5B3-TT-01.50/02 | Milks AHB2 PAF2 Assbly (New) | B | 0190E017 | 2021-11-19 | 2020-08-12 | PHILAGANAN
0190-063-209 | 51984 | 0190-MLK-PRO-AHB-PRIFAN03 | PM03 | 301 | 52W Cal of 5B3-TT-01.50/01 | Milks AHB1 PAF1 Assbly (New) | B | 0190E017 | 2021-11-19 | 2020-08-12 | PHILAGANAN
0190-063-208 | 51984 | 0190-MLK-PRO-AHB-PRIFAN04 | PM03 | 301 | 52W Cal of 5B3-TT-01.47/02 | Milks AHB2 PAF2 Assbly (New) | B | 0190E017 | 2021-11-19 | 2020-08-12 | PHILAGANAN
0190-063-207 | 51984 | 0190-MLK-PRO-AHB-PRIFAN03 | PM03 | 301 | 52W Cal of 5B3-TT-01.47/01 | Milks AHB1 PAF1 Assbly (New) | B | 0190E017 | 2021-11-19 | 2020-08-12 | PHILAGANAN
0190-063-206 | 51984 | 0190-MLK-PRO-AHC-AIRHTR01 | PM03 | 301 | 52W Cal of 5B3-TT-01.18/01 | Milk Air Heater C1 | B | 0190E017 | 2021-06-03 | 2020-08-12 | PHILAGANAN
0190-063-205 | 51984 | 0190-MLK-PRO-AHC-AIRHTR01 | PM03 | 301 | 78W Cal of 5B3-TT-01.09/03 | Milk Air Heater C1 | B | 0190E017 | 2021-06-03 | 2020-08-12 | PHILAGANAN
0190-063-204 | 51984 | 0190-MLK-PRO-AHB-PRIFAN03 | PM03 | 301 | 52W Cal of 5B3-TT-002 | Milks AHB1 PAF1 Assbly (New) | B | 0190E017 | 2021-06-03 | 2020-08-12 | PHILAGANAN
0190-063-203 | 51984 | 0190-MLK-PRO-AHB-PRIFAN04 | PM03 | 301 | 52W Cal of 5B3-TT-001 | Milks AHB2 PAF2 Assbly (New) | B | 0190E017 | 2021-06-03 | 2020-08-12 | PHILAGANAN
0190-063-202 | 51984 | 0190-MLK-PRO-AHC-AIRHTR01 | PM03 | 301 | 52W Cal of 5B3-TSH-07.03 | Milk Air Heater C1 | B | 0190E017 | 2021-06-03 | 2020-08-12 | PHILAGANAN
0190-063-201 | 51982 | 0190-MLK-PRO-AHB-PRIFAN04 | PM03 | 301 | 52W Cal of 5B3-PT-01.48/02 | Milks AHB2 PAF2 Assbly (New) | B | 0190E017 | 2021-06-03 | 2020-08-12 | PHILAGANAN
0190-063-200 | 51982 | 0190-MLK-PRO-AHB-PRIFAN03 | PM03 | 301 | 52W Cal of 5B3-PT-01.48/01 | Milks AHB1 PAF1 Assbly (New) | B | 0190E017 | 2021-06-03 | 2020-08-12 | PHILAGANAN
0190-063-199 | 61179 | 0190-MLK-PRO-AHC-AIRHTR01 | PM03 | 301 | 52W Cal of 5B3-PS-01.24/03 | Milk Air Heater C1 | B | 0190E017 | 2021-06-03 | 2020-08-12 | PHILAGANAN
0190-063-198 | 61179 | 0190-MLK-PRO-AHC-AIRHTR01 | PM03 | 301 | 52W Cal of 5B3-PS-01.17/03 | Milk Air Heater C1 | B | 0190E017 | 2021-06-03 | 2020-08-12 | PHILAGANAN
0190-063-197 | 61179 | 0190-MLK-PRO-AHC-BURNER01 | PM03 | 301 | 52W Cal of 5B3-PS-01.14/03 | Weishaupt Burner C1 | B | 0190E017 | 2021-06-03 | 2020-08-12 | PHILAGANAN
0190-063-196 | 52264 | 0190-MLK-PRO-AHC-AIRHTR01 | PM03 | 301 | 52W Cal of 5B3-PRV-006 | Milk Air Heater C1 | B | 0190E017 | 2021-06-03 | 2020-08-12 | PHILAGANAN
0190-063-195 | 51982 | 0190-MLK-PRO-AHC-AIRHTR01 | PM03 | 301 | 52W Cal of 5B3-PIT-01.38/03 | Milk Air Heater C1 | B | 0190E017 | 2021-06-03 | 2020-08-12 | PHILAGANAN
0190-063-194 | 51982 | 0190-MLK-PRO-AHC-AIRHTR01 | PM03 | 301 | 52W Cal of 5B3-PIT-01.16/03 | Milk Air Heater C1 | B | 0190E017 | 2021-06-03 | 2020-08-12 | PHILAGANAN
0190-063-193 | 61179 | 0190-MLK-PRO-AHC-AIRHTR01 | PM03 | 301 | 52W Cal of 5B3-PSH-01.40/03 | Milk Air Heater C1 | B | 0190E017 | 2021-06-03 | 2020-08-12 | PHILAGANAN
0190-063-192 | 51984 | 0190-MLK-PRO-AHB-AIRHTR02 | PM03 | 301 | 52W Cal of 5B2-TT-07.05 | Milk Air Heater B2 | B | 0190E017 | 2021-06-03 | 2020-08-12 | PHILAGANAN
0190-063-191 | 51984 | 0190-MLK-PRO-AHB-AIRHTR02 | PM03 | 301 | 52W Cal of 5B2-TT-01.18/02 | Milk Air Heater B2 | B | 0190E017 | 2021-06-03 | 2020-08-11 | PHILAGANAN
0190-063-190 | 51984 | 0190-MLK-PRO-AHB-AIRHTR02 | PM03 | 301 | 52W Cal of 5B2-TT-01.09/02 | Milk Air Heater B2 | B | 0190E017 | 2021-06-03 | 2020-08-11 | PHILAGANAN
0190-063-189 | 51984 | 0190-MLK-PRO-AHB-AIRHTR02 | PM03 | 301 | 78W Cal of 5B2-TT-01.07/02 | Milk Air Heater B2 | B | 0190E017 | 2021-06-03 | 2020-08-11 | PHILAGANAN
0190-063-188 | 51984 | 0190-MLK-PRO-AHB-PRIFAN04 | PM03 | 301 | 52W Cal of 5B2-TT-002 | Milks AHB2 PAF2 Assbly (New) | B | 0190E017 | 2021-06-03 | 2020-08-11 | PHILAGANAN
0190-063-187 | 51984 | 0190-MLK-PRO-AHB-AIRHTR02 | PM03 | 301 | 52W Cal of 5B2-TT 01.11/02 | Milk Air Heater B2 | B | 0190E017 | 2021-06-03 | 2020-08-11 | PHILAGANAN
0190-063-186 | 51984 | 0190-MLK-PRO-AHB-AIRHTR02 | PM03 | 301 | 52W Cal of 5B2-TSH-07.03 | Milk Air Heater B2 | B | 0190E017 | 2021-06-03 | 2020-08-11 | PHILAGANAN
0190-063-185 | 51984 | 0190-ENG-GFO-FFF-PIPELINE | PM03 | 301 | 78W Cal of 5E5-PS-02.58/02 | Fire Fighting Pipe Lines | B | 0190E017 | 2021-11-19 | 2020-08-11 | PHILAGANAN
0190-063-184 | 51984 | 0190-MLK-PRO-AHB-AIRHTR02 | PM03 | 301 | 52W Cal of 5B2-TT-01.09/02 | Milk Air Heater B2 | B | 0190E017 | 2021-06-03 | 2020-08-11 | PHILAGANAN
0190-063-183 | 51984 | 0190-MLK-PRO-AHB-AIRHTR02 | PM03 | 301 | 78W Cal of 5B2-TT-01.07/02 | Milk Air Heater B2 | B | 0190E017 | 2021-06-03 | 2020-08-11 | PHILAGANAN
0190-063-182 | 51984 | 0190-ENG-GFO-FFF-PIPELINE | PM03 | 301 | 78W Cal of 5E5-PS-02.73/01 | Fire Fighting Pipe Lines | B | 0190E017 | 2021-11-19 | 2020-08-11 | PHILAGANAN
0190-063-181 | 51984 | 0190-MLK-PRO-AHB-AIRHTR02 | PM03 | 301 | 52W Cal of 5B2-TT 01.11/02 | Milk Air Heater B2 | B | 0190E017 | 2021-06-03 | 2020-08-11 | PHILAGANAN
0190-063-180 | 51984 | 0190-ENG-GFO-FFF-PIPELINE | PM03 | 301 | 78W Cal of 5E5-PS-02.73/02 | Fire Fighting Pipe Lines | B | 0190E017 | 2021-11-19 | 2020-08-11 | PHILAGANAN
0190-063-179 | 61179 | 0190-MLK-PRO-AHB-AIRHTR02 | PM03 | 301 | 52W Cal of 5B2-PS-01.40/02 | Milk Air Heater B2 | B | 0190E017 | 2021-06-03 | 2020-08-11 | PHILAGANAN
0190-063-178 | 61179 | 0190-MLK-PRO-AHB-FHTSTN01 | PM03 | 301 | 52W Cal of 5B2-PS-01.24/02 | Milk Fuel Heating Station | B | 0190E017 | 2021-06-03 | 2020-08-11 | PHILAGANAN
0190-063-177 | 61179 | 0190-MLK-PRO-AHB-AIRHTR02 | PM03 | 301 | 52W Cal of 5B2-PS-01.16/02 | Milk Air Heater B2 | B | 0190E017 | 2021-06-03 | 2020-08-11 | PHILAGANAN
0190-063-176 | 61179 | 0190-MLK-PRO-AHB-BURNER02 | PM03 | 301 | 52W Cal of 5B2-PS-01.14/02 | Weishaupt Burner B2 | B | 0190E017 | 2021-06-03 | 2020-08-11 | PHILAGANAN
0190-063-175 | 52264 | 0190-MLK-PRO-AHB-FHTSTN01 | PM03 | 301 | 52W Cal of 5B2-PRV-005 | Milk Fuel Heating Station | B | 0190E017 | 2021-06-03 | 2020-08-11 | PHILAGANAN
0190-063-174 | 52264 | 0190-MLK-PRO-AHB-FHTSTN01 | PM03 | 301 | 52W Cal of 5B2-PRV-001 | Milk Fuel Heating Station | B | 0190E017 | 2021-06-03 | 2020-08-11 | PHILAGANAN
0190-063-173 | 51982 | 0190-MLK-PRO-AHB-AIRHTR02 | PM03 | 301 | 52W Cal of 5B2-PIT-01.38/02 | Milk Air Heater B2 | B | 0190E017 | 2021-06-03 | 2020-08-11 | PHILAGANAN
0190-063-172 | 51982 | 0190-MLK-PRO-AHB-AIRHTR02 | PM03 | 301 | 52W Cal of 5B2-PIT-01.16/02 | Milk Air Heater B2 | B | 0190E017 | 2021-06-03 | 2020-08-11 | PHILAGANAN
0190-063-171 | 51984 | 0190-MLK-PRO-AHB-AIRHTR01 | PM03 | 301 | 78W Cal of 5B1-TT-07.05 | Milk Air Heater B1 | B | 0190E017 | 2021-06-03 | 2020-08-11 | PHILAGANAN
0190-063-170 | 51984 | 0190-MLK-PRO-AHB-PRIFAN04 | PM03 | 301 | 52W Cal of 5B1-TT-01.45/03 | Milks AHB2 PAF2 Assbly (New) | B | 0190E017 | 2021-07-21 | 2020-08-11 | PHILAGANAN
0190-063-169 | 51984 | 0190-MLK-PRO-AHB-PRIFAN03 | PM03 | 301 | 52W Cal of 5B1-TT-01.45/01 | Milks AHB1 PAF1 Assbly (New) | B | 0190E017 | 2021-11-19 | 2020-08-11 | PHILAGANAN
0190-063-168 | 51984 | 0190-MLK-PRO-AHB-PRIFAN04 | PM03 | 301 | 52W Cal of 5B1-TT-01.42/03 | Milks AHB2 PAF2 Assbly (New) | B | 0190E017 | 2021-07-21 | 2020-08-11 | PHILAGANAN
0190-063-167 | 51984 | 0190-MLK-PRO-AHB-PRIFAN03 | PM03 | 301 | 52W Cal of 5B1-TT-01.42/01 | Milks AHB1 PAF1 Assbly (New) | B | 0190E017 | 2021-07-21 | 2020-08-11 | PHILAGANAN
0190-063-166 | 51984 | 0190-MLK-PRO-AHB-AIRHTR01 | PM03 | 301 | 52W Cal of 5B1-TT-01.18/01 | Milk Air Heater B1 | B | 0190E017 | 2021-06-03 | 2020-08-11 | PHILAGANAN
0190-063-165 | 51984 | 0190-MLK-PRO-AHB-AIRHTR01 | PM03 | 301 | 52W Cal of 5B1-TT-01.09/01 | Milk Air Heater B1 | B | 0190E017 | 2021-06-03 | 2020-08-11 | PHILAGANAN
0190-063-164 | 51984 | 0190-MLK-PRO-AHB-AIRHTR01 | PM03 | 301 | 52W Cal of 5B1-TT 01.11/01 | Milk Air Heater B1 | B | 0190E017 | 2021-11-19 | 2020-08-11 | PHILAGANAN
0190-063-163 | 51984 | 0190-MLK-PRO-AHB-AIRHTR01 | PM03 | 301 | 52W Cal of 5B1-TSH-07.03 | Milk Air Heater B1 | B | 0190E017 | 2021-06-03 | 2020-08-11 | PHILAGANAN
0190-063-162 | 51982 | 0190-MLK-PRO-AHB-AIRHTR01 | PM03 | 301 | 52W Cal of 5B1-PT-01.43/01 | Milk Air Heater B1 | B | 0190E017 | 2021-06-03 | 2020-08-11 | PHILAGANAN
0190-063-161 | 61179 | 0190-MLK-PRO-AHB-AIRHTR01 | PM03 | 301 | 52W Cal of 5B1-PS-01.40/01 | Milk Air Heater B1 | B | 0190E017 | 2021-06-03 | 2020-08-11 | PHILAGANAN
0190-063-160 | 61179 | 0190-MLK-PRO-AHB-FHTPNL01 | PM03 | 301 | 52W Cal of 5B1-PS-01.24/01 | Milk Air Heater Fuel Heating Stn Panel | B | 0190E017 | 2021-06-03 | 2020-08-11 | PHILAGANAN
0190-063-159 | 61179 | 0190-MLK-PRO-AHB-AIRHTR01 | PM03 | 301 | 52W Cal of 5B1-PS-01.16/01 | Milk Air Heater B1 | B | 0190E017 | 2021-06-03 | 2020-08-11 | PHILAGANAN
0190-063-158 | 61179 | 0190-MLK-PRO-AHB-BURNER01 | PM03 | 301 | 52W Cal of 5B1-PS-01.14/01 | Weishaupt Burner B1 | B | 0190E017 | 2021-06-03 | 2020-08-11 | PHILAGANAN
0190-063-157 | 52264 | 0190-MLK-PRO-AHB-FHTPNL01 | PM03 | 301 | 52W Cal of 5B1-PRV-003 | Milk Air Heater Fuel Heating Stn Panel | B | 0190E017 | 2021-06-03 | 2020-08-11 | PHILAGANAN
0190-063-156 | 51982 | 0190-MLK-PRO-AHB-AIRHTR01 | PM03 | 301 | 52W Cal of 5B1-PIT-01.38/01 | Milk Air Heater B1 | B | 0190E017 | 2021-06-03 | 2020-08-11 | PHILAGANAN
0190-063-155 | 51982 | 0190-MLK-PRO-AHB-AIRHTR01 | PM03 | 301 | 52W Cal of 5B1-PIT-01.16/01 | Milk Air Heater B1 | B | 0190E017 | 2021-06-03 | 2020-08-11 | PHILAGANAN
0190-063-154 | 51984 | 0190-ENG-SCG-CWE-EFFCTV02 | PM03 | 301 | 52W Cal of 5A4-TT-22.29 | 2nd Effect Evaporator Vessel | B | 0190E017 | 2021-06-03 | 2020-08-11 | PHILAGANAN
0190-063-153 | 51984 | 0190-ENG-SCG-CWE-EFFCTV03 | PM03 | 301 | 52W Cal of 5A4-TT-22.28 | 3rd Effect Evaporator Vessel | B | 0190E017 | 2021-06-03 | 2020-08-11 | PHILAGANAN
0190-063-152 | 51984 | 0190-ENG-SCG-CWE-EFFCTV04 | PM03 | 301 | 52W Cal of 5A4-TT-22.27 | 4th Effect Evaporator Vessel | B | 0190E017 | 2021-06-03 | 2020-08-11 | PHILAGANAN
0190-063-151 | 51984 | 0190-ENG-SCG-CWE-PREHTR01 | PM03 | 301 | 78W Cal of 5A4-TT-21.07 | Pre Heater H05 | C | 0190E017 | 2021-06-03 | 2020-08-11 | PHILAGANAN
0190-063-150 | 51984 | 0190-ENG-SCG-CWE-TUBHTR01 | PM03 | 301 | 78W Cal of 5A4-TT-135 | CWW Tubular Heater No 1 B 11 | B | 0190E017 | 2021-06-03 | 2020-08-11 | PHILAGANAN
0190-063-149 | 51984 | 0190-ENG-SCG-COE-OILTNK04 | PM03 | 301 | 52W Cal of 5A4-TT-015 | Coffee Oil Tank T 4 | B | 0190E017 | 2021-06-03 | 2020-08-11 | PHILAGANAN
0190-063-148 | 51984 | 0190-ENG-SCG-CWE-VACPMP01 | PM03 | 301 | 52W Cal of 5A4-TIC-00.01 | CWWE Liqiud Ring Vacuum Pump | B | 0190E017 | 2021-06-03 | 2020-08-11 | PHILAGANAN
0190-063-147 | 51985 | 0190-ENG-SCG-CWE-VACPMP01 | PM03 | 301 | 52W Cal of 5A4-TCV-001 | CWWE Liqiud Ring Vacuum Pump | B | 0190E017 | 2021-06-03 | 2020-08-11 | PHILAGANAN
0190-063-146 | 51982 | 0190-ENG-SCG-CWE-CONDTK13 | PM03 | 301 | 52W Cal of 5A4-PT-249 | CWW Condensate Tank T 13 | C | 0190E017 | 2021-06-03 | 2020-08-11 | PHILAGANAN
0190-063-145 | 52264 | 0190-ENG-SCG-CWE-EFFCTV01 | PM03 | 301 | 52W Cal of 5A4-PRV-22.02 | 1st Effect Evaporator Vessel | B | 0190E017 | 2021-06-03 | 2020-08-11 | PHILAGANAN
0190-063-144 | 52264 | 0190-ENG-SCG-CWE-TUBHTR01 | PM03 | 301 | 52W Cal of 5A4-PRV-21.10 | CWW Tubular Heater No 1 B 11 | B | 0190E017 | 2021-06-03 | 2020-08-11 | PHILAGANAN
0190-063-143 | 51982 | 0190-ENG-SCG-CWE-TUBHTR01 | PM03 | 301 | 52W Cal of 5A4-PIT-21.12 | CWW Tubular Heater No 1 B 11 | B | 0190E017 | 2021-06-03 | 2020-08-11 | PHILAGANAN
0190-063-142 | 51982 | 0190-ENG-SCG-CWE-RCNTNK02 | PM03 | 301 | 52W Cal of 5A4-PIT-169.2 | Recovery Condensate Tank No 2 | C | 0190E017 | 2021-06-03 | 2020-08-11 | PHILAGANAN
0190-063-141 | 51982 | 0190-ENG-SCG-CWE-RCNTNK02 | PM03 | 301 | 52W Cal of 5A4-PIT-164.3 | Recovery Condensate Tank No 2 | C | 0190E017 | 2021-06-03 | 2020-08-11 | PHILAGANAN
0190-063-140 | 51982 | 0190-ENG-SCG-CWE-RCNTNK02 | PM03 | 301 | 52W Cal of 5A4-PIT-150.1 | Recovery Condensate Tank No 2 | C | 0190E017 | 2021-06-03 | 2020-08-11 | PHILAGANAN
0190-063-139 | 51982 | 0190-ENG-SCG-CWE-TUBHTR01 | PM03 | 301 | 52W Cal of 5A4-PIT-139 | CWW Tubular Heater No 1 B 11 | B | 0190E017 | 2021-06-03 | 2020-08-11 | PHILAGANAN
0190-063-138 | 51982 | 0190-ENG-SCG-COE-SWLINE01 | PM03 | 301 | 52W Cal of 5A4-PIT-06.15 | Softened Water line Common | C | 0190E017 | 2021-06-03 | 2020-08-11 | PHILAGANAN
0190-063-137 | 51982 | 0190-ENG-SCG-CWE-RCNTNK02 | PM03 | 301 | 52W Cal of 5A4-PIC-138.1 | Recovery Condensate Tank No 2 | C | 0190E017 | 2021-06-03 | 2020-08-11 | PHILAGANAN
0190-063-136 | 51985 | 0190-ENG-SCG-CWE-STMLNE01 | PM03 | 301 | 52W Cal of 5A4-PCV-05.02 | Steam Supply Line To Evaporator | C | 0190E017 | 2021-06-03 | 2020-08-11 | PHILAGANAN
0190-063-135 | 565519 | 0190-ENG-SCG-CWE-CTNKMX05 | PM03 | 301 | 52W Cal of 5A4-LIT-25.04 | Concentrate Tank Mixer T 5 | B | 0190E017 | 2021-06-03 | 2020-08-11 | PHILAGANAN
0190-063-134 | 565519 | 0190-ENG-SCG-CWE-FEDPMP07 | PM03 | 301 | 52W Cal of 5A4-LIT-18.11 | CWW Evaporator Feed Pump P 7 | B | 0190E017 | 2021-06-03 | 2020-08-11 | PHILAGANAN
0190-063-133 | 565519 | 0190-ENG-SCG-CWE-ACIDTK10 | PM03 | 301 | 52W Cal of 5A4-LIT-15.07 | Acid Tank T 10 | C | 0190E017 | 2021-06-03 | 2020-08-11 | PHILAGANAN
0190-063-132 | 565519 | 0190-ENG-SCG-CWE-RCNTNK02 | PM03 | 301 | 52W Cal of 5A4-LIT-007 | Recovery Condensate Tank No 2 | C | 0190E017 | 2021-06-03 | 2020-08-11 | PHILAGANAN
0190-063-131 | 51986 | 0190-ENG-SCG-CWE-FEDPMP07 | PM03 | 301 | 52W Cal of 5A4-FIT-21.07 | CWW Evaporator Feed Pump P 7 | B | 0190E017 | 2021-06-03 | 2020-08-11 | PHILAGANAN
0190-063-130 | 51986 | 0190-ENG-SCG-CWE-CTNKMX05 | PM03 | 301 | 52W Cal of 5A4-FIT-11.01 | Concentrate Tank Mixer T 5 | C | 0190E017 | 2021-06-03 | 2020-08-11 | PHILAGANAN
0190-063-129 | 51986 | 0190-ENG-SCG-CHW-DFDPMP02 | PM03 | 301 | 52W Cal of 5A4-FIT-07.10 | CWW Decanter Feed Pump P 2 | C | 0190E017 | 2021-06-03 | 2020-08-11 | PHILAGANAN
0190-063-128 | 51986 | 0190-ENG-SCG-COE-OILTNK04 | PM03 | 301 | 52W Cal of 5A4-FIT-028 | Coffee Oil Tank T 4 | C | 0190E017 | 2021-06-03 | 2020-08-11 | PHILAGANAN
0190-063-127 | 51986 | 0190-ENG-SCG-COE-OILTNK04 | PM03 | 301 | 52W Cal of 5A4-FIT-027 | Coffee Oil Tank T 4 | B | 0190E017 | 2021-06-03 | 2020-08-11 | PHILAGANAN
0190-063-126 | 51986 | 0190-ENG-SCG-CWE-EFFCTV02 | PM03 | 301 | 52W Cal of 5A4-FIT-025 | 2nd Effect Evaporator Vessel | B | 0190E017 | 2021-06-03 | 2020-08-11 | PHILAGANAN
0190-063-125 | 51986 | 0190-ENG-SCG-CWE-CONDTK13 | PM03 | 301 | 52W Cal of 5A4-FIT-004 | CWW Condensate Tank T 13 | B | 0190E017 | 2021-06-03 | 2020-08-11 | PHILAGANAN
0190-063-124 | 51985 | 0190-ENG-SCG-COE-OILTNK04 | PM03 | 301 | 52W Cal of 5A4-FCV-001 | Coffee Oil Tank T 4 | C | 0190E017 | 2021-06-03 | 2020-08-11 | PHILAGANAN
0190-063-123 | 51985 | 0190-ENG-SCG-CWE-STMLNE01 | PM03 | 301 | 52W Cal of 5A4-CV-019 | Steam Supply Line To Evaporator | B | 0190E017 | 2021-06-03 | 2020-08-11 | PHILAGANAN
0190-063-122 | 51982 | 0190-ENG-STM-JT2-STMLNE01 | PM03 | 301 | 78W Cal of 5A3-PT-01.42 | JT Boiler No 2 Steam Distribution Line | C | 0190E017 | 2021-11-19 | 2020-08-11 | PHILAGANAN
0190-063-121 | 51986 | 0190-ENG-SCG-CHW-DECNTR01 | PM03 | 301 | 52W Cal of 5A3-FIT-11.06 | Decanter No 1 | C | 0190E017 | 2021-06-03 | 2020-08-11 | PHILAGANAN
0190-063-120 | 51984 | 0190-ENG-STM-WTF-FWTANK02 | PM03 | 301 | 52W Cal of 5A2-TT-045 | Feedwater Tank 2 BOSCH ex LURGI | B | 0190E017 | 2021-06-03 | 2020-08-11 | PHILAGANAN
0190-063-119 | 61179 | 0190-ENG-STM-JT2-STMDRM01 | PM03 | 301 | 52W Cal of 5A2-PS-34.35/02 | JT 2 Boiler Steam Drum | B | 0190E017 | 2021-06-03 | 2020-08-11 | PHILAGANAN
0190-063-118 | 61179 | 0190-ENG-STM-JT2-JTBOILR02 | PM03 | 301 | 52W Cal of 5A2-PS-009 | JT Boiler No 2 | B | 0190E017 | 2021-06-03 | 2020-08-11 | PHILAGANAN
0190-063-117 | 61179 | 0190-ENG-STM-JT1-STMDRM01 | PM03 | 301 | 52W Cal of "5A2-PS-005 " | JT 1 Boiler Steam Drum | B | 0190E017 | 2021-06-03 | 2020-08-11 | PHILAGANAN
0190-063-116 | 61179 | 0190-ENG-STM-JT1-STMDRM01 | PM03 | 301 | 52W Cal of 5A2-PS-004 | JT 1 Boiler Steam Drum | B | 0190E017 | 2021-06-03 | 2020-08-11 | PHILAGANAN
0190-063-115 | 52264 | 0190-ENG-STM-WTF-FWTANK02 | PM03 | 301 | 52W Cal of 5A2-PRV-34.50 | Feedwater Tank 2 BOSCH ex LURGI | B | 0190E017 | 2021-06-03 | 2020-08-11 | PHILAGANAN
0190-063-114 | 52264 | 0190-ENG-STM-JT1-SVALVE02 | PM03 | 301 | 52W Cal of 5A2-PRV-34.29/04 | JT Boiler No 1 Safety Valve No 02 | B | 0190E017 | 2021-06-03 | 2020-08-11 | PHILAGANAN
0190-063-113 | 52264 | 0190-ENG-STM-JT1-SVALVE01 | PM03 | 301 | 52W Cal of 5A2-PRV-34.29/03 | JT Boiler No 1 Safety Valve No 01 | B | 0190E017 | 2021-06-03 | 2020-08-11 | PHILAGANAN
0190-063-112 | 52264 | 0190-ENG-STM-JT2-SVALVE02 | PM03 | 301 | 52W Cal of 5A2-PRV-34.29/02 | JT Boiler No 2 Safety Valve No 02 | B | 0190E017 | 2021-06-03 | 2020-08-11 | PHILAGANAN
0190-063-111 | 52264 | 0190-ENG-STM-JT2-SVALVE01 | PM03 | 301 | 52W Cal of 5A2-PRV-34.29/01 | JT Boiler No 2 Safety Valve No 01 | B | 0190E017 | 2021-06-03 | 2020-08-11 | PHILAGANAN
0190-063-110 | 51982 | 0190-ENG-STM-JT2-STMDRM01 | PM03 | 301 | 52W Cal of 5A2-PIT-34.31/02 | JT 2 Boiler Steam Drum | B | 0190E017 | 2021-06-03 | 2020-08-11 | PHILAGANAN
0190-063-109 | 51982 | 0190-ENG-STM-JT2-STMDRM01 | PM03 | 301 | 52W Cal of 5A2-PIT-34.31/01 | JT 2 Boiler Steam Drum | B | 0190E017 | 2021-06-03 | 2020-08-11 | PHILAGANAN
0190-063-108 | 51982 | 0190-ENG-STM-JT1-STMDRM01 | PM03 | 301 | 52W Cal of 5A2-PIT-34.31/01 | JT 1 Boiler Steam Drum | B | 0190E017 | 2021-06-03 | 2020-08-11 | PHILAGANAN
0190-063-107 | 51982 | 0190-ENG-STM-WTF-FWTANK02 | PM03 | 301 | 52W Cal of 5A2-PIT-25.12 | Feedwater Tank 2 BOSCH ex LURGI | B | 0190E017 | 2021-06-03 | 2020-08-11 | PHILAGANAN
0190-063-106 | 565519 | 0190-ENG-STM-JT2-STMDRM01 | PM03 | 301 | 78W Cal of 5A2-LIT-34.33/02 | JT 2 Boiler Steam Drum | B | 0190E017 | 2021-11-19 | 2020-08-11 | PHILAGANAN
0190-063-105 | 565519 | 0190-ENG-STM-JT1-STMDRM01 | PM03 | 301 | 52W Cal of 5A2-LIT-34.33/01 | JT 1 Boiler Steam Drum | B | 0190E017 | 2021-06-03 | 2020-08-11 | PHILAGANAN
0190-063-104 | 565519 | 0190-ENG-STM-WTF-FWTANK02 | PM03 | 301 | 78W Cal of 5A2-LIT-25.03 | Feedwater Tank 2 BOSCH ex LURGI | B | 0190E017 | 2021-11-19 | 2020-08-11 | PHILAGANAN
0190-063-103 | 51986 | 0190-ENG-STM-JT2-STMDRM01 | PM03 | 301 | 78W Cal of 5A2-FIT-34.22 | JT 2 Boiler Steam Drum | B | 0190E017 | 2021-11-19 | 2020-08-11 | PHILAGANAN
0190-063-102 | 51986 | 0190-ENG-STM-JT2-FWTLNE01 | PM03 | 301 | 78W Cal of 5A2-FIT-34.17 | JT Boiler No 2 Feedwater Line | B | 0190E017 | 2021-11-19 | 2020-08-11 | PHILAGANAN
0190-063-101 | 51986 | 0190-ENG-STM-JT2-STMDRM01 | PM03 | 301 | 78W Cal of 5A2-FIT-34.15 | JT 2 Boiler Steam Drum | B | 0190E017 | 2021-11-19 | 2020-08-11 | PHILAGANAN
0190-063-100 | 51986 | 0190-ENG-STM-JT1-FWTLNE01 | PM03 | 301 | 78W Cal of 5A2-FIT-34.14 | JT Boiler No 1 Feedwater Line | B | 0190E017 | 2021-11-19 | 2020-08-11 | PHILAGANAN
0190-063-099 | 51985 | 0190-ENG-STM-JT2-FWTLNE01 | PM03 | 301 | 78W Cal of 5A2-FCV-34.19 | JT Boiler No 2 Feedwater Line | B | 0190E017 | 2021-11-19 | 2020-08-11 | PHILAGANAN
0190-063-098 | 51985 | 0190-ENG-STM-JT1-FWTLNE01 | PM03 | 301 | 78W Cal of 5A2-FCV-34.11 | JT Boiler No 1 Feedwater Line | B | 0190E017 | 2021-11-19 | 2020-08-11 | PHILAGANAN
0190-063-097 | 51843 | 0190-ENG-SCG-PCH-CGSILO02 | PM03 | 301 | 52W Cal of 5A1-WIT-01.04 | Spent Coffee Grounds Silo No 2 (FBB) | C | 0190E017 | 2021-06-03 | 2020-08-11 | PHILAGANAN
0190-063-096 | 51984 | 0190-ENG-STM-FBB-BDTANK01 | PM03 | 301 | 78W Cal of 5A1-TT-25.02 | Blowdown/Drain Tank | C | 0190E017 | 2021-06-03 | 2020-08-11 | PHILAGANAN
0190-063-095 | 51984 | 0190-ENG-STM-FBB-AFBBLR01 | PM03 | 301 | 78W Cal of 5A1-TT-23.14 | Atmospheric Fluidized Bed Boiler | C | 0190E017 | 2021-06-03 | 2020-08-11 | PHILAGANAN
0190-063-094 | 51984 | 0190-ENG-STM-FBB-FRCDFN01 | PM03 | 301 | 78W Cal of 5A1-TT-20.03 | Force Draft Fan Assembly | C | 0190E017 | 2021-06-03 | 2020-08-11 | PHILAGANAN
0190-063-093 | 51984 | 0190-ENG-STM-FBB-AFBBLR01 | PM03 | 301 | 78W Cal of 5A1-TT-19.04 | Atmospheric Fluidized Bed Boiler | B | 0190E017 | 2021-06-03 | 2020-08-11 | PHILAGANAN
0190-063-092 | 51984 | 0190-ENG-STM-FBB-AFBBLR01 | PM03 | 301 | 78W Cal of 5A1-TT-17.04 | Atmospheric Fluidized Bed Boiler | B | 0190E017 | 2021-06-03 | 2020-08-11 | PHILAGANAN
0190-063-091 | 51984 | 0190-ENG-STM-ESP-HPRRAV01 | PM03 | 301 | 52W Cal of 5A1-TT-16.03/01 | ESP Hopper RAV No. 1 | C | 0190E017 | 2021-06-03 | 2020-08-11 | PHILAGANAN
0190-063-090 | 51984 | 0190-ENG-STM-ESP-HPRRAV03 | PM03 | 301 | 52W Cal of 5A1-TT-16.02/03 | ESP Hopper RAV No. 3 | B | 0190E017 | 2021-06-03 | 2020-08-11 | PHILAGANAN
0190-063-089 | 51984 | 0190-ENG-STM-ESP-HPRRAV02 | PM03 | 301 | 52W Cal of 5A1-TT-16.02/02 | ESP Hopper RAV No. 2 | B | 0190E017 | 2021-06-03 | 2020-08-11 | PHILAGANAN
0190-063-088 | 51984 | 0190-ENG-STM-FBB-AFBBLR01 | PM03 | 301 | 78W Cal of 5A1-TT-12.04/03 | Atmospheric Fluidized Bed Boiler | B | 0190E017 | 2021-06-03 | 2020-08-11 | PHILAGANAN
0190-063-087 | 51984 | 0190-ENG-STM-FBB-AFBBLR01 | PM03 | 301 | 78W Cal of 5A1-TT-12.04/02 | Atmospheric Fluidized Bed Boiler | B | 0190E017 | 2021-06-03 | 2020-08-11 | PHILAGANAN
0190-063-086 | 51984 | 0190-ENG-STM-FBB-AFBBLR01 | PM03 | 301 | 78W Cal of 5A1-TT-12.04/01 | Atmospheric Fluidized Bed Boiler | B | 0190E017 | 2021-06-03 | 2020-08-11 | PHILAGANAN
0190-063-085 | 51984 | 0190-ENG-STM-FBB-AFBBLR01 | PM03 | 301 | 78W Cal of 5A1-TT-12.02 | Atmospheric Fluidized Bed Boiler | A | 0190E017 | 2021-06-03 | 2020-08-11 | PHILAGANAN
0190-063-084 | 51984 | 0190-ENG-STM-FBB-AFBBLR01 | PM03 | 301 | 78W Cal of 5A1-TT-10.05 | Atmospheric Fluidized Bed Boiler | C | 0190E017 | 2021-06-03 | 2020-08-11 | PHILAGANAN
0190-063-083 | 51984 | 0190-ENG-STM-FBB-AFBBLR01 | PM03 | 301 | 78W Cal of 5A1-TT-09.11 | Atmospheric Fluidized Bed Boiler | B | 0190E017 | 2021-11-19 | 2020-08-11 | PHILAGANAN
0190-063-082 | 51984 | 0190-ENG-STM-FBB-AFBBLR01 | PM03 | 301 | 78W Cal of 5A1-TT-09.03 | Atmospheric Fluidized Bed Boiler | B | 0190E017 | 2021-06-03 | 2020-08-11 | PHILAGANAN
0190-063-081 | 51984 | 0190-ENG-STM-WTF-DAERTR03 | PM03 | 301 | 78W Cal of 5A1-TT-05.02 | FWT Daerator - FBB | B | 0190E017 | 2021-06-03 | 2020-08-11 | PHILAGANAN
0190-063-080 | 51984 | 0190-ENG-STM-FBB-AFBBLR01 | PM03 | 301 | 78W Cal of 5A1-TT-03.07 | Atmospheric Fluidized Bed Boiler | B | 0190E017 | 2021-06-03 | 2020-08-11 | PHILAGANAN
0190-063-079 | 51984 | 0190-ENG-STM-FBB-BURNER02 | PM03 | 301 | 78W Cal of 5A1-TT-02.12 | Load Burner | B | 0190E017 | 2021-11-19 | 2020-08-11 | PHILAGANAN
0190-063-078 | 51984 | 0190-ENG-STM-WTF-DAERTR03 | PM03 | 301 | 78W Cal of 5A1-TT-02.06 | FWT Daerator - FBB | B | 0190E017 | 2021-06-03 | 2020-08-11 | PHILAGANAN
0190-063-077 | 51984 | 0190-ENG-STM-FBB-AFBBLR01 | PM03 | 301 | 78W Cal of 5A1-TT-01.08/04 | Atmospheric Fluidized Bed Boiler | B | 0190E017 | 2021-06-03 | 2020-08-11 | PHILAGANAN
0190-063-076 | 51984 | 0190-ENG-STM-FBB-AFBBLR01 | PM03 | 301 | 78W Cal of 5A1-TT-01.08/03 | Atmospheric Fluidized Bed Boiler | B | 0190E017 | 2021-06-03 | 2020-08-11 | PHILAGANAN
0190-063-075 | 51984 | 0190-ENG-STM-FBB-AFBBLR01 | PM03 | 301 | 78W Cal of 5A1-TT-01.08/02 | Atmospheric Fluidized Bed Boiler | B | 0190E017 | 2021-06-03 | 2020-08-11 | PHILAGANAN
0190-063-074 | 51984 | 0190-ENG-STM-FBB-AFBBLR01 | PM03 | 301 | 78W Cal of 5A1-TT-01.08/01 | Atmospheric Fluidized Bed Boiler | B | 0190E017 | 2021-11-19 | 2020-08-11 | PHILAGANAN
0190-063-073 | 51985 | 0190-ENG-STM-WTF-DAERTR03 | PM03 | 301 | 78W Cal of 5A1-TCV-27.05 | FWT Daerator - FBB | C | 0190E017 | 2021-06-03 | 2020-08-11 | PHILAGANAN
0190-063-072 | 51982 | 0190-ENG-STM-FBB-AFBBLR01 | PM03 | 301 | 52W Cal of 5A1-PT-FH007 | Atmospheric Fluidized Bed Boiler | B | 0190E017 | 2021-06-03 | 2020-08-11 | PHILAGANAN
0190-063-071 | 51982 | 0190-ENG-STM-FBB-AFBBLR01 | PM03 | 301 | 52W Cal of 5A1-PT-FH005 | Atmospheric Fluidized Bed Boiler | B | 0190E017 | 2021-06-03 | 2020-08-11 | PHILAGANAN
0190-063-070 | 51982 | 0190-ENG-STM-FBB-AFBBLR01 | PM03 | 301 | 52W Cal of 5A1-PT-FH003 | Atmospheric Fluidized Bed Boiler | B | 0190E017 | 2021-06-03 | 2020-08-11 | PHILAGANAN
0190-063-069 | 51982 | 0190-ENG-STM-FBB-AFBBLR01 | PM03 | 301 | 52W Cal of 5A1-PT-FH002 | Atmospheric Fluidized Bed Boiler | B | 0190E017 | 2021-06-03 | 2020-08-11 | PHILAGANAN
0190-063-068 | 51982 | 0190-ENG-STM-FBB-AFBBLR01 | PM03 | 301 | 52W Cal of 5A1-PT-FH001 | Atmospheric Fluidized Bed Boiler | B | 0190E017 | 2021-06-03 | 2020-08-11 | PHILAGANAN
0190-063-067 | 51982 | 0190-ENG-STM-FBB-AFBBLR01 | PM03 | 301 | 52W Cal of 5A1-PT-02.11 | Atmospheric Fluidized Bed Boiler | B | 0190E017 | 2021-06-03 | 2020-08-11 | PHILAGANAN
0190-063-066 | 61179 | 0190-ENG-STM-FBB-AFBBLR01 | PM03 | 301 | 52W Cal of 5A1-PSH-01.03 | Atmospheric Fluidized Bed Boiler | B | 0190E017 | 2021-06-03 | 2020-08-11 | PHILAGANAN
0190-063-065 | 61179 | 0190-ENG-STM-FBB-AFBBLR01 | PM03 | 301 | 52W Cal of 5A1-PSH-01.02 | Atmospheric Fluidized Bed Boiler | B | 0190E017 | 2021-06-03 | 2020-08-11 | PHILAGANAN
0190-063-064 | 52264 | 0190-ENG-STM-WTF-DAERTR03 | PM03 | 301 | 52W Cal of 5A1-PRV-28.07 | FWT Daerator - FBB | B | 0190E017 | 2021-06-03 | 2020-08-11 | PHILAGANAN
0190-063-063 | 52264 | 0190-ENG-STM-WTF-DAERTR01 | PM03 | 301 | 52W Cal of 5A1-PRV-27.09 | FWT Daerator CPB | B | 0190E017 | 2021-06-03 | 2020-08-11 | PHILAGANAN
0190-063-062 | 52264 | 0190-ENG-STM-FBB-AFBBLR01 | PM03 | 301 | 52W Cal of 5A1-PRV-08.04/02 | Atmospheric Fluidized Bed Boiler | B | 0190E017 | 2021-06-03 | 2020-08-11 | PHILAGANAN
0190-063-061 | 52264 | 0190-ENG-STM-FBB-AFBBLR01 | PM03 | 301 | 52W Cal of 5A1-PRV-08.04/01 | Atmospheric Fluidized Bed Boiler | B | 0190E017 | 2021-06-03 | 2020-08-11 | PHILAGANAN
0190-063-060 | 52264 | 0190-ENG-STM-FBB-STMLNE01 | PM03 | 301 | 52W Cal of 5A1-PRV-034 | AFBB Steam Distribution Line | B | 0190E017 | 2021-06-03 | 2020-08-11 | PHILAGANAN
0190-063-059 | 51982 | 0190-ENG-STM-FBB-STMDRM01 | PM03 | 301 | 78W Cal of 5A1-PIT-23.12 | Fluidized Bed Boiler Steam Drum | B | 0190E017 | 2021-06-03 | 2020-08-11 | PHILAGANAN
0190-063-058 | 51982 | 0190-ENG-STM-FBB-FGRFAN01 | PM03 | 301 | 52W Cal of 5A1-PIT-20.02 | Flue Gas Recirculation Fan | B | 0190E017 | 2021-06-03 | 2020-08-11 | PHILAGANAN
0190-063-057 | 51982 | 0190-ENG-STM-FBB-FGRFAN01 | PM03 | 301 | 78W Cal of 5A1-PIT-18.12 | Flue Gas Recirculation Fan | B | 0190E017 | 2021-11-19 | 2020-08-11 | PHILAGANAN
0190-063-056 | 51982 | 0190-ENG-STM-FBB-FGRFAN01 | PM03 | 301 | 78W Cal of 5A1-PIT-17.03 | Flue Gas Recirculation Fan | C | 0190E017 | 2021-06-03 | 2020-08-11 | PHILAGANAN
0190-063-055 | 51982 | 0190-ENG-STM-FBB-FGRFAN01 | PM03 | 301 | 52W Cal of 5A1-PIT-15.03 | Flue Gas Recirculation Fan | C | 0190E017 | 2021-06-03 | 2020-08-11 | PHILAGANAN
0190-063-054 | 51982 | 0190-ENG-STM-FBB-AFBBLR01 | PM03 | 301 | 78W Cal of 5A1-PIT-11.03 | Atmospheric Fluidized Bed Boiler | B | 0190E017 | 2021-11-19 | 2020-08-11 | PHILAGANAN
0190-063-053 | 51982 | 0190-ENG-STM-FBB-ECOFAC01 | PM03 | 301 | 78W Cal of 5A1-PIT-10.04 | Economizer Facilities | B | 0190E017 | 2021-11-19 | 2020-08-11 | PHILAGANAN
0190-063-052 | 51982 | 0190-ENG-STM-WTF-FWTPMP11 | PM03 | 301 | 52W Cal of 5A1-PIT-07.13 | Boiler FeedWater Pump No 11 - FBB | C | 0190E017 | 2021-06-03 | 2020-08-11 | PHILAGANAN
0190-063-051 | 51982 | 0190-ENG-STM-WTF-DAERTR03 | PM03 | 301 | 78W Cal of 5A1-PIT-05.04 | FWT Daerator - FBB | B | 0190E017 | 2021-06-03 | 2020-08-11 | PHILAGANAN
0190-063-050 | 51982 | 0190-ENG-STM-FBB-AFBBLR01 | PM03 | 301 | 78W Cal of 5A1-PIT-04.02 | Atmospheric Fluidized Bed Boiler | B | 0190E017 | 2021-06-03 | 2020-08-10 | PHILAGANAN
0190-063-049 | 51982 | 0190-ENG-STM-FBB-AFBBLR01 | PM03 | 301 | 78W Cal of 5A1-PIT-03.08 | Atmospheric Fluidized Bed Boiler | B | 0190E017 | 2021-06-03 | 2020-08-10 | PHILAGANAN
0190-063-048 | 51982 | 0190-ENG-SCG-PCH-CGSILO02 | PM03 | 301 | 78W Cal of 5A1-PIT-02.04 | Spent Coffee Grounds Silo No 2 (FBB) | B | 0190E017 | 2021-06-03 | 2020-08-10 | PHILAGANAN
0190-063-047 | 51982 | 0190-ENG-STM-FBB-AFBBLR01 | PM03 | 301 | 78W Cal of 5A1-PIT-02.02 | Atmospheric Fluidized Bed Boiler | B | 0190E017 | 2021-11-19 | 2020-08-10 | PHILAGANAN
0190-063-046 | 51982 | 0190-ENG-STM-FBB-BDHOPP01 | PM03 | 301 | 78W Cal of 5A1-PIT-01.10/02 | RH01 Bed Hopper Sand Drain Pipe | B | 0190E017 | 2021-06-03 | 2020-08-10 | PHILAGANAN
0190-063-045 | 51982 | 0190-ENG-STM-FBB-AFBBLR01 | PM03 | 301 | 78W Cal of 5A1-PIT-01.05/01 | Atmospheric Fluidized Bed Boiler | B | 0190E017 | 2021-11-19 | 2020-08-10 | PHILAGANAN
0190-063-044 | 51982 | 0190-ENG-STM-FBB-AFBBLR01 | PM03 | 301 | 78W Cal of 5A1-PIT-01.04/04 | Atmospheric Fluidized Bed Boiler | B | 0190E017 | 2021-06-03 | 2020-08-10 | PHILAGANAN
0190-063-043 | 51982 | 0190-ENG-STM-FBB-BDHOPP02 | PM03 | 301 | 78W Cal of 5A1-PIT-01.04/03 | LH01 Bed Hopper Sand Drain Pipe | B | 0190E017 | 2021-06-03 | 2020-08-10 | PHILAGANAN
0190-063-042 | 51982 | 0190-ENG-STM-FBB-BDHOPP03 | PM03 | 301 | 78W Cal of 5A1-PIT-01.04/02 | RH02 Bed Hopper Sand Drain Pipe | B | 0190E017 | 2021-06-03 | 2020-08-10 | PHILAGANAN
0190-063-041 | 51982 | 0190-ENG-STM-FBB-BDHOPP04 | PM03 | 301 | 78W Cal of 5A1-PIT-01.04/01 | LH02 Bed Hopper Sand Drain Pipe | B | 0190E017 | 2021-06-03 | 2020-08-10 | PHILAGANAN
0190-063-040 | 51985 | 0190-ENG-STM-WTF-FWTPMP11 | PM03 | 301 | 78W Cal of 5A1-PCV-28.04 | Boiler FeedWater Pump No 11 - FBB | C | 0190E017 | 2021-06-03 | 2020-08-10 | PHILAGANAN
0190-063-039 | 51985 | 0190-ENG-STM-WTF-DAERTR03 | PM03 | 301 | 78W Cal of 5A1-PCV-02.04 | FWT Daerator - FBB | B | 0190E017 | 2021-11-19 | 2020-08-10 | PHILAGANAN
0190-063-038 | 565519 | 0190-ENG-STM-BHS-NAOHTK02 | PM03 | 301 | 52W Cal of 5A1-LIT-27.02/02 | NaOH Tank No 2 | C | 0190E017 | 2021-06-03 | 2020-08-10 | PHILAGANAN
0190-063-037 | 565519 | 0190-ENG-STM-BHS-NAOHTK01 | PM03 | 301 | 52W Cal of 5A1-LIT-27.02/01 | NaOH Tank No 1 | C | 0190E017 | 2021-06-03 | 2020-08-10 | PHILAGANAN
0190-063-036 | 565519 | 0190-ENG-STM-FBB-STMDRM01 | PM03 | 301 | 78W Cal of 5A1-LIT-08.02 | Fluidized Bed Boiler Steam Drum | B | 0190E017 | 2021-11-19 | 2020-08-10 | PHILAGANAN
0190-063-035 | 565519 | 0190-ENG-STM-WTF-FWTANK03 | PM03 | 301 | 78W Cal of 5A1-LIT-05.05 | Feedwater Tank 3 - FBB | B | 0190E017 | 2021-06-03 | 2020-08-10 | PHILAGANAN
0190-063-034 | 51986 | 0190-ENG-STM-WTF-DAERTR03 | PM03 | 301 | 78W Cal of 5A1-FIT-27.07 | FWT Daerator - FBB | B | 0190E017 | 2021-11-19 | 2020-08-10 | PHILAGANAN
0190-063-033 | 51986 | 0190-ENG-STM-FBB-STMDRM01 | PM03 | 301 | 78W Cal of 5A1-FIT-23.13 | Fluidized Bed Boiler Steam Drum | B | 0190E017 | 2021-11-19 | 2020-08-10 | PHILAGANAN
0190-063-032 | 51986 | 0190-ENG-SCG-CHW-CWPPMP03 | PM03 | 301 | 52W Cal of 5A1-FIT-212 | CWW SuB-Pump Below Mech'l Press (AFBB) | B | 0190E017 | 2021-06-03 | 2020-08-10 | PHILAGANAN
0190-063-031 | 51984 | 0190-ENG-SCG-CWE-EFFCTV01 | PM03 | 301 | 52W Cal of 5A4-TT-22.30 | 1st Effect Evaporator Vessel | B | 0190E017 | 2021-06-03 | 2020-08-11 | PHILAGANAN
0190-063-030 | 51986 | 0190-ENG-STM-FBB-FGRFAN01 | PM03 | 301 | 52W Cal of 5A1-FIT-19.06 | Flue Gas Recirculation Fan | B | 0190E017 | 2021-06-03 | 2020-08-10 | PHILAGANAN
0190-063-029 | 51986 | 0190-ENG-STM-WTF-FWTPMP11 | PM03 | 301 | 78W Cal of 5A1-FIT-07.14 | Boiler FeedWater Pump No 11 - FBB | B | 0190E017 | 2021-11-19 | 2020-08-10 | PHILAGANAN
0190-063-028 | 51986 | 0190-ENG-STM-WTF-DAERTR03 | PM03 | 301 | 78W Cal of 5A1-FIT-05.03 | FWT Daerator - FBB | B | 0190E017 | 2021-11-19 | 2020-08-10 | PHILAGANAN
0190-063-027 | 51986 | 0190-ENG-SCG-CHW-DECNTR03 | PM03 | 301 | 52W Cal of 5A1-FIT-04.12 | Coffee Oil Decanter #3 | C | 0190E017 | 2021-06-03 | 2020-08-10 | PHILAGANAN
0190-063-026 | 51986 | 0190-ENG-STM-FBB-BURNER01 | PM03 | 301 | 78W Cal of 5A1-FIT-03.15 | Start-up Burner | B | 0190E017 | 2021-06-03 | 2020-08-10 | PHILAGANAN
0190-063-025 | 51986 | 0190-ENG-STM-FBB-AFBBLR01 | PM03 | 301 | 52W Cal of 5A1-FIT-03.09 | Atmospheric Fluidized Bed Boiler | B | 0190E017 | 2021-06-03 | 2020-08-10 | PHILAGANAN
0190-063-024 | 51986 | 0190-ENG-STM-FBB-AFBBLR01 | PM03 | 301 | 78W Cal of 5A1-FIT-03.06 | Atmospheric Fluidized Bed Boiler | B | 0190E017 | 2021-06-03 | 2020-08-10 | PHILAGANAN
0190-063-023 | 51986 | 0190-ENG-STM-FBB-BURNER02 | PM03 | 301 | 78W Cal of 5A1-FIT-02.09 | Load Burner | B | 0190E017 | 2021-06-03 | 2020-08-10 | PHILAGANAN
0190-063-022 | 51986 | 0190-ENG-STM-FBB-BURNER01 | PM03 | 301 | 78W Cal of 5A1-FIT-02.04 | Start-up Burner | B | 0190E017 | 2021-11-19 | 2020-08-10 | PHILAGANAN
0190-063-021 | 51986 | 0190-ENG-STM-FBB-STMLNE01 | PM03 | 301 | 52W Cal of 5A1-FIT-01.41/02 | AFBB Steam Distribution Line | C | 0190E017 | 2021-06-03 | 2020-08-10 | PHILAGANAN
0190-063-020 | 51986 | 0190-ENG-STM-FBB-STMLNE01 | PM03 | 301 | 52W Cal of 5A1-FIT-01.41/01 | AFBB Steam Distribution Line | C | 0190E017 | 2021-06-03 | 2020-08-10 | PHILAGANAN
0190-063-019 | 51986 | 0190-ENG-STM-FBB-STMLNE01 | PM03 | 301 | 52W Cal of 5A1-FIT-01.19 | AFBB Steam Distribution Line | B | 0190E017 | 2021-06-03 | 2020-08-10 | PHILAGANAN
0190-063-018 | 51986 | 0190-ENG-STM-FBB-STMLNE01 | PM03 | 301 | 52W Cal of 5A1-FIT-01.17 | AFBB Steam Distribution Line | B | 0190E017 | 2021-06-03 | 2020-08-10 | PHILAGANAN
0190-063-017 | 51986 | 0190-ENG-STM-FBB-AFBBLR01 | PM03 | 301 | 78W Cal of 5A1-FIT-01.07 | Atmospheric Fluidized Bed Boiler | B | 0190E017 | 2021-11-19 | 2020-08-10 | PHILAGANAN
0190-063-016 | 51985 | 0190-ENG-STM-FBB-AFBBLR01 | PM03 | 301 | 78W Cal of 5A1-FCV-20.04 | Atmospheric Fluidized Bed Boiler | B | 0190E017 | 2021-06-03 | 2020-08-10 | PHILAGANAN
0190-063-015 | 51985 | 0190-ENG-STM-FBB-AFBBLR01 | PM03 | 301 | 78W Cal of 5A1-FCV-07.18 | Atmospheric Fluidized Bed Boiler | B | 0190E017 | 2021-06-03 | 2020-08-10 | PHILAGANAN
0190-063-014 | 51985 | 0190-ENG-STM-FBB-BURNER02 | PM03 | 301 | 78W Cal of 5A1-FCV-02.10 | Load Burner | B | 0190E017 | 2021-06-03 | 2020-08-10 | PHILAGANAN
0190-063-013 | 51985 | 0190-ENG-STM-FBB-BURNER01 | PM03 | 301 | 78W Cal of 5A1-CV-03.05 | Start-up Burner | B | 0190E017 | 2021-11-19 | 2020-08-10 | PHILAGANAN
0190-063-012 | 51985 | 0190-ENG-STM-FBB-AFBBLR01 | PM03 | 301 | 78W Cal of 5A1-CV-02.03 | Atmospheric Fluidized Bed Boiler | B | 0190E017 | 2021-06-03 | 2020-08-10 | PHILAGANAN
0190-063-011 | 570301 | 0190-ENG-STM-FBB-AFBBLR01 | PM03 | 301 | 78W Cal of 5A1-CT-105 | Atmospheric Fluidized Bed Boiler | B | 0190E017 | 2021-11-19 | 2020-08-10 | PHILAGANAN
0190-063-010 | 51982 | 0190-ENG-STM-FBB-AFBBLR01 | PM03 | 301 | 52W Cal of 5A1-PT-FH006 | Atmospheric Fluidized Bed Boiler | B | 0190E017 | 2021-06-03 | 2020-07-27 | PHILAGANAN
0190-063-009 | 52264 | 0190-ENG-REF-VAC-CHILER01 | PM03 | 301 | 78W Cal of 5C2-PRV-20.16 | Vapor Absorption Chiller | B | 0190E017 | 2021-10-20 | 2020-07-27 | PHILAGANAN
0190-063-008 | 52264 | 0190-MLK-PRO-NH3-CONDSR01 | PM03 | 301 | 52W Cal of 5C1-PRV-015 | Milks Chiller PHE Condenser 1 | B | 0190E017 | 2021-06-03 | 2020-07-27 | PHILAGANAN
0190-063-007 | 51982 | 0190-ENG-STM-FBB-AFBBLR01 | PM03 | 301 | 52W Cal of 5A1-PT-FH004 | Atmospheric Fluidized Bed Boiler | B | 0190E017 | 2021-06-03 | 2020-07-27 | PHILAGANAN
0190-063-006 | 51985 | 0190-ENG-STM-FBB-AIRPRE01 | PM03 | 301 | 78W Cal of 5A1-TCV-21.02 | Air Preheater Facilities | C | 0190E017 | 2021-06-03 | 2020-07-27 | PHILAGANAN
0190-063-005 | 51985 | 0190-ENG-REF-VAC-STMLNE01 | PM03 | 301 | 78W Cal of 5C2-FCV-06.11 | VAC Steam Line | C | 0190E017 | 2021-06-03 | 2020-07-27 | PHILAGANAN
0190-063-004 | 52264 | 0190-MLK-PRO-NH3-COMPSR02 | PM03 | 301 | 52W Cal of 5C1-PRV-07.08/04 | Milks NH3 Chiller 2 Compressor Assembly | B | 0190E017 | 2021-06-03 | 2020-07-27 | PHILAGANAN
0190-063-003 | 51982 | 0190-MLK-PRO-AHB-PRIFAN04 | PM03 | 301 | 52W Cal of 5B2-PT-01.43/03 | Milks AHB2 PAF2 Assbly (New) | B | 0190E017 | 2021-06-03 | 2020-07-27 | PHILAGANAN
0190-063-002 | 51982 | 0190-ENG-STM-FBB-AFBBLR01 | PM03 | 301 | 52W Cal of 5A1-PIT-01.03 | Atmospheric Fluidized Bed Boiler | B | 0190E017 | 2021-06-03 | 2020-07-27 | PHILAGANAN
0190-063-001 | 51985 | 0190-ENG-STM-FBB-AFBBLR01 | PM03 | 301 | 78W Cal of 5A1-HCV-650 | Atmospheric Fluidized Bed Boiler | C | 0190E017 | 2021-06-03 | 2020-07-27 | PHILAGANAN
0190-062-448 | 428895 | 0190-ENG-GFO-FFF-SPRNKLR | PM03 | 305 | 52WK Servicing of Fire Sprinkler System | Automatic Sprinkler System | A | 0190E012 | 2015-10-16 | 2015-10-16 | PHBALALAOS
0190-062-099 | 55240 | 0190-COF-PRO-AH3-AHCHMB01 | PM03 | 301 | 104W Cal CAH Chamber 5B5-PG-003 | Coffee AH3 Combustion Chamber | C | 0190E010 | 2018-01-10 | 2014-12-04 | PHILAGANAN
0190-062-099 | 55240 | 0190-COF-PRO-AH3-PREHTR03 | PM03 | 301 | 104W Cal CAH Fuel Heater 5B5-PG-002 | Coffee AH3 Fuel Pre-Heater | C | 0190E010 | 2018-01-10 | 2014-12-04 | PHILAGANAN
0190-062-099 | 55240 | 0190-ENG-PPT-AUF-FULBOS01 | PM03 | 301 | 104W Cal PPT CAT Booster 5D1_PG-017 | Fuel Booster Module | C | 0190E009 | 2018-01-10 | 2014-12-04 | PHILAGANAN
0190-062-099 | 55240 | 0190-ENG-PPT-AUF-FULBOS01 | PM03 | 301 | 104W Cal PPT_CAT Booster 5D1_PG-035 | Fuel Booster Module | C | 0190E009 | 2018-01-10 | 2014-12-04 | PHILAGANAN
0190-062-099 | 55240 | 0190-ENG-PPT-AUF-PRSTNK01-PG0205 | PM03 | 301 | 104W Cal PPT RO Water Ret 5D1_PG-02.05 | Ro Pressure Tank System PG-02.05 | C | 0190E017 | 2018-01-10 | 2014-12-04 | PHILAGANAN
0190-062-099 | 55240 | 0190-ENG-PPT-AUF-PRSTNK01-PG116 | PM03 | 301 | 104W Cal PPT_RO H2O Low Pres 5D1_PG-116 | Ro Pressure Tank System PG-116 | C | 0190E017 | 2018-01-10 | 2014-12-04 | PHILAGANAN
0190-062-099 | 55240 | 0190-ENG-PPT-AUF-SEPRTR01 | PM03 | 301 | 104W Cal LOPX1 Separator 5D1_PG-081 | Lopx 1 Separation System (WHPX) | C | 0190E009 | 2018-01-10 | 2014-12-04 | PHILAGANAN
0190-062-099 | 55240 | 0190-ENG-PPT-AUF-SEPRTR01 | PM03 | 301 | 104W Cal LOPX1 Separator 5D1_PG-083 | Lopx 1 Separation System (WHPX) | C | 0190E009 | 2018-01-10 | 2014-12-04 | PHILAGANAN
0190-062-099 | 55240 | 0190-ENG-PPT-AUF-SEPRTR02 | PM03 | 301 | 104W Cal LOPX2 Separator 5D1-PG-099 | Lopx 2 Separation System | C | 0190E009 | 2018-01-10 | 2014-12-04 | PHILAGANAN
0190-062-099 | 55240 | 0190-ENG-PPT-AUF-VOKFLTR2 | PM03 | 301 | 104W Cal CAT Vokes Filter2 5D1-PG-08.02 | Vokes Filter 2 | C | 0190E009 | 2018-01-10 | 2014-12-04 | PHILAGANAN
0190-062-099 | 55240 | 0190-ENG-PPT-AUF-WATCIR02 | PM03 | 301 | 104W Cal PPT Water Outlet 5D1_P06.04/04 | G4 Jacket Water Circulation | C | 0190E009 | 2018-01-10 | 2014-12-04 | PHILAGANAN
0190-062-099 | 55240 | 0190-ENG-STM-FBB-SDSRAV01 | PM03 | 301 | 104W Cal AFBB Sand Silo RAV 1 5A1-PG-190 | Sand Silo RAV No. 1 | C | 0190E012 | 2018-01-10 | 2014-12-04 | PHILAGANAN
0190-062-099 | 55240 | 0190-ENG-STM-RCN-CNDPMP05 | PM03 | 301 | 104W Cal CT Cond Pump 5 5A4-PG-030 | Condensate Pump No 5 Bhse No 2 | C | 0190E012 | 2018-01-10 | 2014-12-04 | PHILAGANAN
0190-062-099 | 55240 | 0190-MLK-PRO-AHB-AIRHTR01-PG011701 | PM03 | 301 | 104W Cal MAH B1 Chamber 5B1-PG-01.17/01 | Milk Air Heater B1 PG-01.17/01 | C | 0190E017 | 2018-01-10 | 2014-12-04 | PHILAGANAN
0190-062-098 | 51984 | 0190-ENG-STM-FBB-AFBBLR01-TE0307 | PM03 | 301 | 78W Cal AFBB Supply Air 5A1_TE-03.07 | AFBB TE-03.07 | B | 0190E017 | 2017-12-08 | 2014-12-04 | PHILAGANAN
0190-062-098 | 51984 | 0190-ENG-STM-FBB-AFBBLR01-TT0307 | PM03 | 301 | 78W Cal AFBB Supply 5A1-TT-03.07 | AFBB TT-03.07 | B | 0190E017 | 2017-12-08 | 2014-12-04 | PHILAGANAN
0190-062-098 | 51984 | 0190-ENG-STM-FBB-ECOFAC01 | PM03 | 301 | 78W Cal AFBB Econo 5A1-TT-09.03 | Economizer Facilities | C | 0190E012 | 2017-12-08 | 2014-12-04 | PHILAGANAN
0190-062-098 | 51984 | 0190-ENG-STM-FBB-FRCDFN01 | PM03 | 301 | 78W Cal AFBB FDF (2F) 5A1-TE-20.03 | Force Draft Fan Assembly | C | 0190E012 | 2017-12-08 | 2014-12-04 | PHILAGANAN
0190-062-098 | 51984 | 0190-ENG-STM-FBB-FRCDFN01 | PM03 | 301 | 78W Cal AFBB FDF 5A1-TT-20.03 | Force Draft Fan Assembly | C | 0190E012 | 2017-12-08 | 2014-12-04 | PHILAGANAN
0190-062-097 |  | 0190-MLK-PRO-NH3-COMPSR01 | PM03 | 301 | 52W Cal Rodeo Chiller 5C1-GLD-04929 | Milks NH3 Chiller 1 Compressor Assembly | B | 0190E010 | 2017-06-14 | 2014-12-04 | PHILAGANAN
0190-062-097 |  | 0190-MLK-PRO-NH3-COMPSR01 | PM03 | 301 | 52W Cal Rodeo Chiller 5C1-GLD-04990 | Milks NH3 Chiller 1 Compressor Assembly | B | 0190E010 | 2017-06-14 | 2014-12-04 | PHILAGANAN
0190-062-096 | 51982 | 0190-ENG-REF-REC-RETANK01 | PM03 | 301 | 52W Cal Chilled Hot Tank2 5C4-LIT-02.23 | Chilled Water Tank (Hot Tank) | C | 0190E010 | 2017-06-14 | 2014-12-04 | PHILAGANAN
0190-062-096 | 51982 | 0190-ENG-SCG-CHW-CLWTNK07 | PM03 | 301 | 52W Cal Clarified CWW Tnk7 5A4-LIT-18.11 | Clarified CWW Tank T 7 | C | 0190E012 | 2017-06-14 | 2014-12-04 | PHILAGANAN
0190-062-096 | 51982 | 0190-ENG-STM-JT2-STMDRM01 | PM03 | 301 | 52W Cal JT 2 Stm Drum 5A2-LIT-34.33/02 | JT 2 Boiler Steam Drum | C | 0190E012 | 2017-06-14 | 2014-12-04 | PHILAGANAN
0190-062-095 | 51984 | 0190-ENG-REF-NH3-COMPSR01 | PM03 | 301 | 52W Cal IS Chilled H2O Out 5C5-TSH-001 | Chiller Compressor | B | 0190E010 | 2017-06-14 | 2014-12-04 | PHILAGANAN
0190-062-095 | 51984 | 0190-ENG-REF-NH3-COMPSR01 | PM03 | 301 | 52W Cal IS Comp 5D3-TE-011 | Chiller Compressor | B | 0190E010 | 2017-06-14 | 2014-12-04 | PHILAGANAN
0190-062-095 | 51984 | 0190-ENG-REF-NH3-COMPSR01 | PM03 | 301 | 52W Cal IS Comp 5D5-TE-014 | Chiller Compressor | B | 0190E010 | 2017-06-14 | 2014-12-04 | PHILAGANAN
0190-062-095 | 51984 | 0190-ENG-REF-NH3-COMPSR01 | PM03 | 301 | 52W Cal IS Comp 5D5-TT-010 | Chiller Compressor | B | 0190E010 | 2017-06-14 | 2014-12-04 | PHILAGANAN
0190-062-095 | 51984 | 0190-ENG-REF-NH3-OILCLR01 | PM03 | 301 | 52W Cal IS Comp Oil 5D5-TE-012 | Ammonia Oil Cooler | B | 0190E010 | 2017-06-14 | 2014-12-04 | PHILAGANAN
0190-062-095 | 51984 | 0190-ENG-REF-NH3-OILCLR01 | PM03 | 301 | 52W Cal IS Comp Oil 5D5-TT-012 | Ammonia Oil Cooler | B | 0190E010 | 2017-06-14 | 2014-12-04 | PHILAGANAN
0190-062-095 | 51984 | 0190-ENG-REF-VAC-CHILER01 | PM03 | 301 | 52W Cal VAM Chilled Wtr Out 5C2_TE-002 | Vapor Absorption Chiller | C | 0190E010 | 2017-06-14 | 2014-12-04 | PHILAGANAN
0190-062-095 | 51984 | 0190-ENG-REF-VAC-CHILER01 | PM03 | 301 | 52W Cal VAM Chilled Wtr Out 5C2_TE-004 | Vapor Absorption Chiller | C | 0190E010 | 2017-06-14 | 2014-12-04 | PHILAGANAN
0190-062-095 | 51984 | 0190-ENG-REF-VAC-CHILER01 | PM03 | 301 | 52W Cal VAM Chilled Wtr Out 5C2_TE-005 | Vapor Absorption Chiller | C | 0190E010 | 2017-06-14 | 2014-12-04 | PHILAGANAN
0190-062-095 | 51984 | 0190-ENG-SCG-CWE-EFFCTV01 | PM03 | 301 | 52W Cal Evap1st Effect 5A4-TE-22.28 | 1st Effect Evaporator Vessel | C | 0190E012 | 2017-06-14 | 2014-12-04 | PHILAGANAN
0190-062-095 | 51984 | 0190-ENG-SCG-CWE-EFFCTV01 | PM03 | 301 | 52W Cal Evap1st Effect 5A4_TT-22.28 | 1st Effect Evaporator Vessel | C | 0190E012 | 2017-06-14 | 2014-12-04 | PHILAGANAN
0190-062-095 | 51984 | 0190-MLK-PRO-AHC-AIRHTR01-TSH0703 | PM03 | 301 | 52W Cal MAH C Out 5B3-TSH-07.03 | Milk Air Heater C TSH-07.03 | B | 0190E017 | 2017-06-14 | 2014-12-04 | PHILAGANAN
0190-062-094 | 55241 | 0190-COF-PRO-AH3-BURPMP01 | PM03 | 301 | 52W Cal CAH Fuel Feed Pump 5B5-TG-002 | Coffee AH3 Burner Fuel Pump01 | C | 0190E010 | 2017-06-14 | 2014-12-04 | PHILAGANAN
0190-062-094 | 55241 | 0190-ENG-PPT-AUF-INJPHE01 | PM03 | 301 | 52W Cal CAT Inject Tip1 5D1_TG-13.02/01 | Injector Tip Cooler No 1 | C | 0190E009 | 2017-06-14 | 2014-12-04 | PHILAGANAN
0190-062-094 | 55241 | 0190-ENG-PPT-AUF-INJPHE01 | PM03 | 301 | 52W Cal CAT Inject Tip1 5D1_TG-13.02/04 | Injector Tip Cooler No 1 | C | 0190E009 | 2017-06-14 | 2014-12-04 | PHILAGANAN
0190-062-094 | 55241 | 0190-ENG-PPT-AUF-INJPHE01 | PM03 | 301 | 52W Cal CAT Inject Tip1 5D1_TG-14.08 | Injector Tip Cooler No 1 | C | 0190E009 | 2017-06-14 | 2014-12-04 | PHILAGANAN
0190-062-094 | 55241 | 0190-ENG-PPT-AUF-INJPHE02 | PM03 | 301 | 52W Cal CAT Inject Tip2 5D1_TG-11.02/01 | Injector Tip Cooler No 2 | C | 0190E010 | 2017-06-14 | 2014-12-04 | PHILAGANAN
0190-062-094 | 55241 | 0190-ENG-PPT-AUF-INJPHE02 | PM03 | 301 | 52W Cal CAT Inject Tip2 5D1_TG-11.02/03 | Injector Tip Cooler No 2 | C | 0190E009 | 2017-06-14 | 2014-12-04 | PHILAGANAN
0190-062-094 | 55241 | 0190-ENG-PPT-AUF-INJPHE02 | PM03 | 301 | 52W Cal CAT Inject Tip2 5D1-TG-12.07 | Injector Tip Cooler No 2 | C | 0190E009 | 2017-06-14 | 2014-12-04 | PHILAGANAN
0190-062-094 | 55241 | 0190-ENG-PPT-FHF-FCLTY | PM03 | 301 | 52W Cal PPT Fuel Inlet 5D3-TG-01.05 | Fuel Handling Facility | C | 0190E009 | 2017-06-14 | 2014-12-04 | PHILAGANAN
0190-062-094 | 55241 | 0190-ENG-REF-NH3-CHWLNE01 | PM03 | 301 | 52W Cal IS Chilled H2O Sup 5C4-TG-01.13 | Ammonia Chilled Water Line | B | 0190E010 | 2017-06-14 | 2014-12-04 | PHILAGANAN
0190-062-094 | 55241 | 0190-ENG-REF-VAC-CONDSR01 | PM03 | 301 | 52W Cal VAM Chilled H2O 5C2_TG-03.02 | Chiller PHE Condenser | C | 0190E010 | 2017-06-14 | 2014-12-04 | PHILAGANAN
0190-062-094 | 55241 | 0190-ENG-REF-VAC-STMLNE01 | PM03 | 301 | 52W Cal VAM Steam Supply 5C2-TG-07.02 | VAC Steam Line | C | 0190E010 | 2017-06-14 | 2014-12-04 | PHILAGANAN
0190-062-094 | 55241 | 0190-ENG-STM-FBB-STMLNE01 | PM03 | 301 | 52W Cal AFBB Steam Header 5A1-TG-003 | AFBB Steam Distribution Line | C | 0190E012 | 2017-06-14 | 2014-12-04 | PHILAGANAN
0190-062-094 | 55241 | 0190-MLK-PRO-AHB-AIRHTR02-TG022 | PM03 | 301 | 52W Cal MAH B2 Chamber 5B2-TG-022 | Milk Air Heater B2 TG-022 | C | 0190E017 | 2017-06-14 | 2014-12-04 | PHILAGANAN
0190-062-094 | 55241 | 0190-MLK-PRO-NH3-CHWLNE02 | PM03 | 301 | 52W Cal Rodeo2 Chilled H2O 5C-TG-030 | Milks Ammonia Chilled Water Line2 | C | 0190E010 | 2017-06-14 | 2014-12-04 | PHILAGANAN
0190-062-093 | 51982 | 0190-ENG-REF-CMN-COMMON01 | PM03 | 301 | 52W Cal CWDS Out to VAM 5C4-PIT-02.45/01 | Refrigeration Facilities | C | 0190E010 | 2017-06-14 | 2014-12-03 | PHILAGANAN
0190-062-093 | 51982 | 0190-ENG-REF-CMN-COMMON01 | PM03 | 301 | 52W Cal Chilled H2O Sup Pmp 5C4-PT-01.15 | Refrigeration Facilities | C | 0190E010 | 2017-06-14 | 2014-12-03 | PHILAGANAN
0190-062-093 | 51982 | 0190-ENG-REF-CMN-COMMON01 | PM03 | 301 | 52W Cal Recirculation Header 5C4-PT-013 | Refrigeration Facilities | C | 0190E010 | 2017-06-14 | 2014-12-03 | PHILAGANAN
0190-062-093 | 51982 | 0190-ENG-REF-CMN-COMMON01 | PM03 | 301 | 52W Cal Chilled Water Out 5C4-PT-02.33 | Refrigeration Facilities | C | 0190E010 | 2017-06-14 | 2014-12-03 | PHILAGANAN
0190-062-093 | 51982 | 0190-ENG-REF-CMN-COMMON01 | PM03 | 301 | 52W Cal Chilled Wter Out 5C4-PT-02.45/02 | Refrigeration Facilities | C | 0190E010 | 2017-06-14 | 2014-12-03 | PHILAGANAN
0190-062-093 | 51982 | 0190-ENG-REF-NH3-CHILER01 | PM03 | 301 | 52W Cal IS Chiller 5C5-PT-011 | GRAM Package NH3 Chiller 01 | B | 0190E010 | 2017-06-14 | 2014-12-03 | PHILAGANAN
0190-062-093 | 51982 | 0190-ENG-REF-NH3-CHILER01 | PM03 | 301 | 52W Cal IS Chiller 5C5-PT-027 | GRAM Package NH3 Chiller 01 | B | 0190E010 | 2017-06-14 | 2014-12-03 | PHILAGANAN
0190-062-093 | 51982 | 0190-ENG-REF-NH3-CHWLNE01 | PM03 | 301 | 52W Cal IS Comp Suction 5C5-PT-01.07/01 | Ammonia Chilled Water Line | B | 0190E010 | 2017-06-14 | 2014-12-03 | PHILAGANAN
0190-062-093 | 51982 | 0190-ENG-REF-NH3-CHWLNE01 | PM03 | 301 | 52W Cal IS Comp Dischrge 5C5-PT-01.07/02 | Ammonia Chilled Water Line | B | 0190E010 | 2017-06-14 | 2014-12-03 | PHILAGANAN
0190-062-093 | 51982 | 0190-ENG-SCG-CWE-VACPMP01 | PM03 | 301 | 52W Cal Vacuum Cond 5E3-PIT-138 | CWWE Liqiud Ring Vacuum Pump | C | 0190E012 | 2017-06-14 | 2014-12-03 | PHILAGANAN
0190-062-093 | 51982 | 0190-ENG-STM-JT1-STMDRM01 | PM03 | 301 | 52W Cal JT Boiler 1 5A2-PIT-34.31/01 | JT 1 Boiler Steam Drum | C | 0190E012 | 2017-06-14 | 2014-12-03 | PHILAGANAN
0190-062-093 | 51982 | 0190-ENG-STM-JT2-STMDRM01 | PM03 | 301 | 52W Cal JT Boiler 2 5A2-PIT-34.31/02 | JT 2 Boiler Steam Drum | C | 0190E012 | 2017-06-14 | 2014-12-03 | PHILAGANAN
0190-062-093 | 51982 | 0190-MLK-PRO-AHB-AIRHTR01-PIT011601 | PM03 | 301 | 52W Cal MAH B1 5B1-PIT-01.16/01 | Milk Air Heater B1 PIT-01.16/01 | B | 0190E017 | 2017-06-14 | 2014-12-03 | PHILAGANAN
0190-062-093 | 51982 | 0190-MLK-PRO-AHB-AIRHTR01-PIT013801 | PM03 | 301 | 52W Cal MAH B1 5B1-PIT 01.38/01 | Milk Air Heater B1 PIT-01.38/01 | B | 0190E017 | 2017-06-14 | 2014-12-03 | PHILAGANAN
0190-062-093 | 51982 | 0190-MLK-PRO-AHB-AIRHTR02-PIT011602 | PM03 | 301 | 52W Cal MAH B2 5B2-PT-01.16/02 | Milk Air Heater B1 PIT-01.16/02 | B | 0190E017 | 2017-06-14 | 2014-12-03 | PHILAGANAN
0190-062-093 | 51982 | 0190-MLK-PRO-AHB-AIRHTR02-PIT013803 | PM03 | 301 | 52W Cal MAH B2 5B3-PIT-01.38/03 | Milk Air Heater B2 PIT-01.38/03 | B | 0190E017 | 2017-06-14 | 2014-12-03 | PHILAGANAN
0190-062-093 | 51982 | 0190-MLK-PRO-AHB-AIRHTR02-PT0706B2 | PM03 | 301 | 52W Cal MAH B2 5B2-PT-0706B2 | Milk Air Heater B2 PT-0706B2 | B | 0190E017 | 2017-06-14 | 2014-12-03 | PHILAGANAN
0190-062-093 | 51982 | 0190-MLK-PRO-NH3-COMPSR01 | PM03 | 301 | 52W Cal Rodeo1 Cmp 5C1_PT-06.02/02 | Milks NH3 Chiller 1 Compressor Assembly | B | 0190E010 | 2017-06-14 | 2014-12-03 | PHILAGANAN
0190-062-093 | 51982 | 0190-MLK-PRO-NH3-COMPSR01 | PM03 | 301 | 52W Cal Rodeo1 Cmp 5C1-PT-07.07/03 | Milks NH3 Chiller 1 Compressor Assembly | B | 0190E010 | 2017-06-14 | 2014-12-03 | PHILAGANAN
0190-062-093 | 51982 | 0190-MLK-PRO-NH3-COMPSR01 | PM03 | 301 | 52W Cal Rodeo1 Cmp 5C1-PT-07.10/01 | Milks NH3 Chiller 1 Compressor Assembly | B | 0190E010 | 2017-06-14 | 2014-12-03 | PHILAGANAN
0190-062-093 | 51982 | 0190-MLK-PRO-NH3-COMPSR01 | PM03 | 301 | 52W Cal Rodeo1 Cmp 5C1_HMI-P06.02/02 | Milks NH3 Chiller 1 Compressor Assembly | B | 0190E010 | 2017-06-14 | 2014-12-03 | PHILAGANAN
0190-062-093 | 51982 | 0190-MLK-PRO-NH3-COMPSR01 | PM03 | 301 | 52W Cal Rodeo1 Cmp 5C1-HMI-P07.07/03 | Milks NH3 Chiller 1 Compressor Assembly | B | 0190E010 | 2017-06-14 | 2014-12-03 | PHILAGANAN
0190-062-093 | 51982 | 0190-MLK-PRO-NH3-COMPSR01 | PM03 | 301 | 52W Cal Rodeo1 Cmp 5C1-HMI-P08.04/02 | Milks NH3 Chiller 1 Compressor Assembly | B | 0190E010 | 2017-06-14 | 2014-12-03 | PHILAGANAN
0190-062-093 | 51982 | 0190-MLK-PRO-NH3-COMPSR02 | PM03 | 301 | 52W Cal Rodeo2 Cmp 5C1_PT-08.02/01 | Milks NH3 Chiller 2 Compressor Assembly | B | 0190E010 | 2017-06-14 | 2014-12-03 | PHILAGANAN
0190-062-093 | 51982 | 0190-MLK-PRO-NH3-COMPSR02 | PM03 | 301 | 52W Cal Rodeo2 Cmp 5C1-PT-06.02/01 | Milks NH3 Chiller 2 Compressor Assembly | B | 0190E010 | 2017-06-14 | 2014-12-03 | PHILAGANAN
0190-062-093 | 51982 | 0190-MLK-PRO-NH3-COMPSR02 | PM03 | 301 | 52W Cal Rodeo2 Cmp 5C1_HMI-P07.10/01 | Milks NH3 Chiller 2 Compressor Assembly | B | 0190E010 | 2017-06-14 | 2014-12-03 | PHILAGANAN
0190-062-093 | 51982 | 0190-MLK-PRO-NH3-COMPSR02 | PM03 | 301 | 52W Cal Rodeo2 Cmp 5C1-HMI-P08.04/01 | Milks NH3 Chiller 2 Compressor Assembly | B | 0190E010 | 2017-06-14 | 2014-12-03 | PHILAGANAN
0190-062-093 | 51982 | 0190-MLK-PRO-NH3-OILCOL01 | PM03 | 301 | 52W Cal Rodeo1 Cmp 5C1-PT-08.02/02 | Milks Ammonia Oil Cooler 1 | B | 0190E010 | 2017-06-14 | 2014-12-03 | PHILAGANAN
0190-062-093 | 51982 | 0190-MLK-PRO-NH3-OILCOL01 | PM03 | 301 | 52W Cal Rodeo1 Cmp 5C1-PT-08.04/02 | Milks Ammonia Oil Cooler 1 | B | 0190E010 | 2017-06-14 | 2014-12-03 | PHILAGANAN
0190-062-093 | 51982 | 0190-MLK-PRO-NH3-OILCOL02 | PM03 | 301 | 52W Cal Rodeo2 Cmp 5C1-PT-08.04/01 | Milks Ammonia Oil Cooler 2 | B | 0190E010 | 2017-06-14 | 2014-12-03 | PHILAGANAN
0190-062-092 | 51982 | 0190-COF-PRO-AH3-AHCHMB01 | PM03 | 301 | 52W Cal CAH Chamber 5B5-PS-01.10 | Coffee AH3 Combustion Chamber | C | 0190E010 | 2017-06-14 | 2014-12-03 | PHILAGANAN
0190-062-092 | 51982 | 0190-COF-PRO-AH3-BURPMP01 | PM03 | 301 | 52W Cal CAH Fuel Feed Pump 5B5-PS-001 | Coffee AH3 Burner Fuel Pump01 | C | 0190E010 | 2017-06-14 | 2014-12-03 | PHILAGANAN
0190-062-092 | 51982 | 0190-ENG-PPT-AUF-PRSTNK01 | PM03 | 301 | 52W Cal PPT RO H2O Tank 5D1_PS-115 | RO Pressure Tank System | A | 0190E009 | 2017-06-14 | 2014-12-03 | PHILAGANAN
0190-062-092 | 51982 | 0190-ENG-PPT-AUF-PRSTNK01 | PM03 | 301 | 52W Cal PPT RO H2O Ret 5D1_PS-122 | RO Pressure Tank System | A | 0190E009 | 2017-06-14 | 2014-12-03 | PHILAGANAN
0190-062-092 | 51982 | 0190-ENG-PPT-FHF-FULPMP01 | PM03 | 301 | 52W Cal MAH LSFO Trns Pmp14 5D3_PS-09.09 | Milk Air Heater LSFO Transfer Pump | C | 0190E009 | 2017-06-14 | 2014-12-03 | PHILAGANAN
0190-062-092 | 51982 | 0190-ENG-PPT-FHF-FULPMP01 | PM03 | 301 | 52W Cal MAH LSFO Trans Pmp1 5D3-PS-211 | Milk Air Heater LSFO Transfer Pump | C | 0190E009 | 2017-06-14 | 2014-12-03 | PHILAGANAN
0190-062-092 | 51982 | 0190-ENG-PPT-FHF-FULPMP03 | PM03 | 301 | 52W Cal CAH LSFO Trns Pump3 5D3_PS-07.16 | Coffee Air Heater LSFO Transfer Pump | C | 0190E009 | 2017-06-14 | 2014-12-03 | PHILAGANAN
0190-062-092 | 51982 | 0190-ENG-PPT-FHF-FULPMP09 | PM03 | 301 | 52W Cal Roasting Fuel Trans 5D3_PS-213 | Roasting Diesel Transfer Pump | C | 0190E009 | 2017-06-14 | 2014-12-03 | PHILAGANAN
0190-062-092 | 51982 | 0190-ENG-PPT-FHF-FULPMP11 | PM03 | 301 | 52W Cal Diesel Fuel 5D3_PS-215 | Diesel Receiveing Pump | C | 0190E009 | 2017-06-14 | 2014-12-03 | PHILAGANAN
0190-062-092 | 51982 | 0190-ENG-PPT-FHF-FULPMP15 | PM03 | 301 | 52W Cal Sludge Inlet 5D3-PS-20.21 | Fuel Handling Facility Sludge Pump | C | 0190E009 | 2017-06-14 | 2014-12-03 | PHILAGANAN
0190-062-092 | 51982 | 0190-ENG-REF-NH3-COMPSR01 | PM03 | 301 | 52W Cal IS Chiller Hi Pres 5C5-PSH-002 | Chiller Compressor | B | 0190E010 | 2017-06-14 | 2014-12-03 | PHILAGANAN
0190-062-092 | 51982 | 0190-MLK-PRO-AHB-AIRHTR01 | PM03 | 301 | 52W Cal B1 Hot Air Pres 5B1-PS-01.40/01 | Milk Air Heater B1 | A | 0190E010 | 2017-06-14 | 2014-12-03 | PHILAGANAN
0190-062-092 | 51982 | 0190-MLK-PRO-AHB-AIRHTR01-PS012401 | PM03 | 301 | 52W Cal MAH B1 Fuel Sup 5B1-PS-01.24/01 | Milk Air Heater B1 PS-01.24/01 | B | 0190E017 | 2017-06-14 | 2014-12-03 | PHILAGANAN
0190-062-092 | 51982 | 0190-MLK-PRO-AHB-AIRHTR02-PS011602 | PM03 | 301 | 52W Cal B2 Chamber 5B2-PS-01.16/02 | Milk Air Heater B2 PS-01.16/02 | B | 0190E017 | 2017-06-14 | 2014-12-03 | PHILAGANAN
0190-062-092 | 51982 | 0190-MLK-PRO-AHB-AIRHTR02-PS012402 | PM03 | 301 | 52W Cal MAH B2 Fuel Sup 5B2-PS-01.24/02 | Milk Air Heater B2 PS-01.24/02 | B | 0190E017 | 2017-06-14 | 2014-12-03 | PHILAGANAN
0190-062-092 | 51982 | 0190-MLK-PRO-AHB-AIRHTR02-PS014002 | PM03 | 301 | 52W Cal B2 Hot Air 5B2-PS-01.40/02 | Milk Air Heater B2 PS-01.40/02 | B | 0190E017 | 2017-06-14 | 2014-12-03 | PHILAGANAN
0190-062-092 | 51982 | 0190-MLK-PRO-AHC-AIRHTR01-PS011403 | PM03 | 301 | 52W Cal MAH C Burner Fan 5B3-PS-01.14/03 | Milk Air Heater C PS-01.14/03 | B | 0190E010 | 2017-06-14 | 2014-12-03 | PHILAGANAN
0190-062-092 | 51982 | 0190-MLK-PRO-AHC-AIRHTR01-PS012403 | PM03 | 301 | 52W Cal MAH C Fuel Sup 5B3-PS-01.24/03 | Milk Air Heater C PS-01.24/03 | B | 0190E017 | 2017-06-14 | 2014-12-03 | PHILAGANAN
0190-062-092 | 51982 | 0190-MLK-PRO-NH3-COMPSR01 | PM03 | 301 | 52W Cal NH3 High Pres 5C1_PS-004 | Milks NH3 Chiller 1 Compressor Assembly | B | 0190E010 | 2017-06-14 | 2014-12-03 | PHILAGANAN
0190-062-092 | 51982 | 0190-WST-PPT-EBF-FEDWAT01 | PM03 | 301 | 52W Cal EGB Stm Drum 5D2_PS-08.24 | Exhaust Boiler Feed Water System | A | 0190E009 | 2017-06-14 | 2014-12-03 | PHILAGANAN
0190-062-091 | 55240 | 0190-COF-PRO-AH3-AHCHMB01 | PM03 | 301 | 52W Cal CAH Chamber 5B5_PG-0704 | Coffee AH3 Combustion Chamber | C | 0190E017 | 2018-01-10 | 2014-12-03 | PHILAGANAN
0190-062-091 | 55240 | 0190-ENG-IGG-N2A-FCLTY | PM03 | 301 | 52W Cal N2 PSA2 Buffer Tnk 5D4_PG-250 | Nitrogen Generator 2 Plant Facility | C | 0190E017 | 2018-01-10 | 2014-12-03 | PHILAGANAN
0190-062-091 | 55240 | 0190-ENG-IGG-N2A-N2TANK04-PG031 | PM03 | 301 | 52W Cal N2 Tank4 5D4-PG-031 | N2 Nitrogen Tank No.4 750Ltr PG-031 | C | 0190E017 | 2018-01-10 | 2014-12-03 | PHILAGANAN
0190-062-091 | 55240 | 0190-ENG-IGG-N2A-N2TANK05-PG032 | PM03 | 301 | 52W Cal N2 Tank5 5D4-PG-032 | N2 Nitrogen Tank No.5 750Ltr PG-032 | C | 0190E017 | 2018-01-10 | 2014-12-03 | PHILAGANAN
0190-062-091 | 55240 | 0190-ENG-PPT-AUF-PRSTNK01-PG118 | PM03 | 301 | 52W Cal PPT RO Water 5D1_PG-118 | Ro Pressure Tank System PG-118 | C | 0190E017 | 2018-01-10 | 2014-12-03 | PHILAGANAN
0190-062-091 | 55240 | 0190-ENG-PPT-AUF-SEPRTR02 | PM03 | 301 | 52W Cal LOPX2 Separator 5D1-PG-096 | Lopx 2 Separation System | C | 0190E017 | 2018-01-10 | 2014-12-03 | PHILAGANAN
0190-062-091 | 55240 | 0190-ENG-PPT-AUF-STMHTR01-PG0103 | PM03 | 301 | 52W Cal EGB Stm Hder 5D2-PG-01.03 | Steam Heater Supply PG-01.03 | C | 0190E017 | 2018-01-10 | 2014-12-03 | PHILAGANAN
0190-062-091 | 55240 | 0190-ENG-PPT-AUF-STMHTR01-PG174 | PM03 | 301 | 52WCal PPT Lurgi Main Stm Lne 5D2_PG-174 | Steam Heater Supply PG-174 | C | 0190E017 | 2018-01-10 | 2014-12-03 | PHILAGANAN
0190-062-091 | 55240 | 0190-ENG-PPT-AUF-WATCIR02 | PM03 | 301 | 52W Cal G4 Raw Water 5D1_PG-06.04/05 | G4 Jacket Water Circulation | C | 0190E017 | 2018-01-10 | 2014-12-03 | PHILAGANAN
0190-062-091 | 55240 | 0190-ENG-PPT-AUF-WATCIR02 | PM03 | 301 | 52W Cal G4 Raw Water 5D1_PG-06.04/06 | G4 Jacket Water Circulation | C | 0190E017 | 2018-01-10 | 2014-12-03 | PHILAGANAN
0190-062-091 | 55240 | 0190-ENG-PPT-CMN-FCLTY | PM03 | 301 | 52W Cal PPT Common 5D1-PG-026 | Power Plant Facilities | C | 0190E017 | 2018-01-10 | 2014-12-03 | PHILAGANAN
0190-062-091 | 55240 | 0190-ENG-PPT-CTR-PUMP10 | PM03 | 301 | 52W Cal PPT G4 Clng Wtr Sup 5D1-PG-04.12 | Cooling Tower Pump No.10 CAT | C | 0190E017 | 2018-01-10 | 2014-12-03 | PHILAGANAN
0190-062-091 | 55240 | 0190-ENG-PPT-CTR-PUMP10 | PM03 | 301 | 52W Cal PPT G4 Clng Wtr 5D1-PG-06.04/01 | Cooling Tower Pump No.10 CAT | C | 0190E017 | 2018-01-10 | 2014-12-03 | PHILAGANAN
0190-062-091 | 55240 | 0190-ENG-PPT-CTR-PUMP10 | PM03 | 301 | 52W Cal PPT G4 Clng Wtr 5D1-PG-06.04/02 | Cooling Tower Pump No.10 CAT | C | 0190E017 | 2018-01-10 | 2014-12-03 | PHILAGANAN
0190-062-091 | 55240 | 0190-ENG-PPT-GN1-ENGINE01-PG024 | PM03 | 301 | 52W Cal PPT G1 5D1-PG-024 | GenSet 01 Engine Unit-PG024 | C | 0190E017 | 2018-01-10 | 2014-12-03 | PHILAGANAN
0190-062-091 | 55240 | 0190-ENG-PPT-GN1-ENGINE02-PG025 | PM03 | 301 | 52W Cal PPT G2 5D1-PG-025 | GenSet 02 Engine Unit-PG025 | C | 0190E017 | 2018-01-10 | 2014-12-03 | PHILAGANAN
0190-062-091 | 55240 | 0190-ENG-REF-CA1-COMPSR01 | PM03 | 301 | 52W Cal Carrier1 CompA 5C4_PG-04.11/01 | Water Chiller No 1 Compressor No 1 | C | 0190E017 | 2018-01-10 | 2014-12-03 | PHILAGANAN
0190-062-091 | 55240 | 0190-ENG-REF-CA1-COMPSR01 | PM03 | 301 | 52W Cal Carrier1 CompB 5C4_PG-04.11/02 | Water Chiller No 1 Compressor No 1 | C | 0190E017 | 2018-01-10 | 2014-12-03 | PHILAGANAN
0190-062-091 | 55240 | 0190-ENG-REF-CA1-COMPSR01 | PM03 | 301 | 52W Cal Carrier1 CompA 5C4_PG-04.12/01 | Water Chiller No 1 Compressor No 1 | C | 0190E017 | 2018-01-10 | 2014-12-03 | PHILAGANAN
0190-062-091 | 55240 | 0190-ENG-REF-CA1-COMPSR01 | PM03 | 301 | 52W Cal Carrier1 CompB 5C4_PG-04.12/02 | Water Chiller No 1 Compressor No 1 | C | 0190E017 | 2018-01-10 | 2014-12-03 | PHILAGANAN
0190-062-091 | 55240 | 0190-ENG-REF-VAC-HHTGEN01 | PM03 | 301 | 52W Cal VAM Steam Sup 5C2_PG-06.03 | High Heating Generator | C | 0190E017 | 2018-01-10 | 2014-12-03 | PHILAGANAN
0190-062-091 | 55240 | 0190-ENG-REF-VAC-STMLNE01 | PM03 | 301 | 52W Cal Steam Header Drum 5C2_PG-024 | VAC Steam Line | C | 0190E017 | 2018-01-10 | 2014-12-03 | PHILAGANAN
0190-062-091 | 55240 | 0190-ENG-STM-FBB-STMDRM01 | PM03 | 301 | 52W Cal AFBB_Steam Drum 5A1-PG-08.03/01 | Fluidized Bed Boiler Steam Drum | C | 0190E017 | 2018-01-10 | 2014-12-03 | PHILAGANAN
0190-062-091 | 55240 | 0190-ENG-STM-FBB-STMDRM01 | PM03 | 301 | 52W Cal AFBB_Steam Drum 5A1-PG-08.03/02 | Fluidized Bed Boiler Steam Drum | C | 0190E017 | 2018-01-10 | 2014-12-03 | PHILAGANAN
0190-062-091 | 55240 | 0190-ENG-STM-JT1-FUELPM02 | PM03 | 301 | 52W Cal JT1 Fuel Sup Pmp2 5A2-PG-031 | JT 1 Boiler Fuel Supply Pump No 2 | C | 0190E017 | 2018-01-10 | 2014-12-03 | PHILAGANAN
0190-062-091 | 55240 | 0190-ENG-STM-JT2-BURNER01 | PM03 | 301 | 52W Cal JT2_Burner 5A2_PG-003 | JT Boiler 2 Burner | C | 0190E017 | 2018-01-10 | 2014-12-03 | PHILAGANAN
0190-062-091 | 55240 | 0190-ENG-STM-JT2-FUELLN01 | PM03 | 301 | 52W Cal JT 2 Fuel Lurgi Line 5A2-PG-019 | JT Boiler No 2 Fuel Oil Line | C | 0190E017 | 2018-01-10 | 2014-12-03 | PHILAGANAN
0190-062-091 | 55240 | 0190-ENG-STM-JT2-FUELLN01 | PM03 | 301 | 52W Cal JT2 Fuel Oil Line 5A2-PG-021 | JT Boiler No 2 Fuel Oil Line | C | 0190E017 | 2018-01-10 | 2014-12-03 | PHILAGANAN
0190-062-091 | 55240 | 0190-ENG-STM-JT2-FUELPM02 | PM03 | 301 | 52W Cal JT2 Fuel Sup Pmp2 5A2-PG-018 | JT 2 Boiler Fuel Supply Pump No 2 | C | 0190E017 | 2018-01-10 | 2014-12-03 | PHILAGANAN
0190-062-091 | 55240 | 0190-ENG-STM-WTF-DAERTR03 | PM03 | 301 | 52W Cal AFBB_Deaerator 5A1-PG-28.06 | FWT Daerator - FBB | C | 0190E017 | 2018-01-10 | 2014-12-03 | PHILAGANAN
0190-062-091 | 55240 | 0190-ENG-STM-WTF-DAERTR03 | PM03 | 301 | 52W Cal AFBB Daerator Steam 5A1-PG-194 | FWT Daerator - FBB | C | 0190E017 | 2018-01-10 | 2014-12-03 | PHILAGANAN
0190-062-091 | 55240 | 0190-MLK-PRO-AHB-COMMON | PM03 | 301 | 52W Cal MAH Steam Line Header 5B4_PG-001 | Milks Air Heater B Common | C | 0190E017 | 2018-01-10 | 2014-12-03 | PHILAGANAN
0190-062-091 | 55240 | 0190-MLK-PRO-AHB-PRIFAN01 | PM03 | 301 | 52W Cal PAF Chamber B1 5B1-PG-01.16/01 | Milk Air Heater B Primary Air Fan No 1 | C | 0190E017 | 2018-01-10 | 2014-12-03 | PHILAGANAN
0190-062-091 | 55240 | 0190-MLK-PRO-AHB-PRIFAN01 | PM03 | 301 | 52W Cal PAF B1 Outlet 5B1-PG-01.28/01 | Milk Air Heater B Primary Air Fan No 1 | C | 0190E017 | 2018-01-10 | 2014-12-03 | PHILAGANAN
0190-062-091 | 55240 | 0190-MLK-PRO-AHB-PRIFAN02 | PM03 | 301 | 52W Cal PAF Chamber B2 5B3-PG-01.16/03 | Milk Air Heater B Primary Air Fan No 2 | C | 0190E017 | 2018-01-10 | 2014-12-03 | PHILAGANAN
0190-062-091 | 55240 | 0190-MLK-PRO-CWS-SUPPMP06 | PM03 | 301 | 52W Cal Rodeo Hot Wtr 5C1_PG-32.05/02 | Milks Hot Water Supply Pump 2 | C | 0190E017 | 2018-01-10 | 2014-12-03 | PHILAGANAN
0190-062-091 | 55240 | 0190-MLK-PRO-CWS-SUPPMP07 | PM03 | 301 | 52W Cal Rodeo Hot Wtr 5C1-PG-32.05/03 | Milks Hot Water Supply Pump 3 | C | 0190E017 | 2018-01-10 | 2014-12-03 | PHILAGANAN
0190-062-091 | 55240 | 0190-QAD-FAC-CMN-COMMON01 | PM03 | 301 | 52W Cal Gen Lab QA_PG09 | Quality Assurance Facilities Common | C | 0190E017 | 2018-01-10 | 2014-12-03 | PHILAGANAN
0190-062-090 | 52264 | 0190-ENG-IGG-IGS-INETNK01-PRV120201 | PM03 | 301 | 52W Cal IGG Tank1 5D4-PRV-12.02/01 | IGG Receiver Tank No1 PRV-12.02/01 | B | 0190E017 | 2017-06-14 | 2014-11-21 | PHILAGANAN
0190-062-090 | 52264 | 0190-ENG-IGG-IGS-INETNK02-PRV120202 | PM03 | 301 | 52W Cal IGG Tank2 5D54-PRV-12.02/02 | IGG Receiver Tank No2 PRV-12.02/02 | B | 0190E017 | 2017-06-14 | 2014-11-21 | PHILAGANAN
0190-062-090 | 52264 | 0190-ENG-IGG-IGS-INETNK03-PRV120203 | PM03 | 301 | 52W Cal IGG Tank3 5D4-PRV-12.02/03 | IGG Receiver Tank No3 PRV-12.02/03 | B | 0190E017 | 2017-06-14 | 2014-11-21 | PHILAGANAN
0190-062-090 | 52264 | 0190-ENG-IGG-IGS-INETNK04-PRV120204 | PM03 | 301 | 52W Cal IGG Tank4 5D4-PRV-12.02/04 | IGG Receiver Tank No4 PRV-12.02/04 | B | 0190E017 | 2017-06-14 | 2014-11-21 | PHILAGANAN
0190-062-090 | 52264 | 0190-ENG-IGG-IGS-LPGTNK01 | PM03 | 301 | 52W Cal N2 Bulk Tnk 5D4-PRV-009 | LPG - Bulk Tank And Line System | B | 0190E009 | 2017-06-14 | 2014-11-21 | PHILAGANAN
0190-062-090 | 52264 | 0190-ENG-IGG-N2A-N2TANK01-PRV110201 | PM03 | 301 | 52W Cal N2 Tank1 5D4_PRV-11.02/01 | N2 Nitrogen03nk No.1 790Ltr-PRV-11.02.03 | B | 0190E017 | 2017-06-14 | 2014-11-21 | PHILAGANAN
0190-062-090 | 52264 | 0190-ENG-IGG-N2A-N2TANK02-PRV110202 | PM03 | 301 | 52W Cal N2 Tank2 5D4-PRV-11.02/02 | N2 Nitrogen03nk No.2 790Ltr-PRV-11.02.02 | B | 0190E017 | 2017-06-14 | 2014-11-21 | PHILAGANAN
0190-062-090 | 52264 | 0190-ENG-IGG-N2A-N2TANK03-PRV110203 | PM03 | 301 | 52W Cal N2 Tank3 5D4_PRV-11.02/03 | N2 Nitrogen03nk No.3 790Ltr-PRV-11.02.03 | B | 0190E017 | 2017-06-14 | 2014-11-21 | PHILAGANAN
0190-062-090 | 52264 | 0190-ENG-IGG-N2A-VERTANK01-PRV0802 | PM03 | 301 | 52W Cal N2 Air Tnk 5D4_PRV-08.02 | Air Receiver Vertical Tank 3000 PRV08.02 | B | 0190E017 | 2017-06-14 | 2014-11-21 | PHILAGANAN
0190-062-090 | 52264 | 0190-ENG-PPT-AUF-FULBOS01 | PM03 | 301 | 52W Cal Booster Mod3 5D1_PRV-17.16 | Fuel Booster Module | C | 0190E009 | 2017-06-14 | 2014-11-21 | PHILAGANAN
0190-062-090 | 52264 | 0190-ENG-PPT-AUF-FULBOS01 | PM03 | 301 | 52W Cal Booster Mod1 5D1-PRV-17.13 | Fuel Booster Module | C | 0190E009 | 2017-06-14 | 2014-11-21 | PHILAGANAN
0190-062-090 | 52264 | 0190-ENG-PPT-AUF-SEPRTR02 | PM03 | 301 | 52W Cal Fuel Oil Sep2 5D1_PRV-044 | Lopx 2 Separation System | C | 0190E009 | 2017-06-14 | 2014-11-21 | PHILAGANAN
0190-062-090 | 52264 | 0190-ENG-PPT-AUF-SEPRTR02 | PM03 | 301 | 52W Cal Lube Oil Sep2 5D1_PRV-106 | Lopx 2 Separation System | C | 0190E009 | 2017-06-14 | 2014-11-21 | PHILAGANAN
0190-062-090 | 52264 | 0190-ENG-PPT-AUF-SEPRTR02 | PM03 | 301 | 52W Cal Lube Oil Sep3 5D1_PRV-108 | Lopx 2 Separation System | C | 0190E009 | 2017-06-14 | 2014-11-21 | PHILAGANAN
0190-062-090 | 52264 | 0190-ENG-STM-FBB-STMLNE01 | PM03 | 301 | 52W Cal Main Stm Line 5A1-PRV-001 | AFBB Steam Distribution Line | C | 0190E012 | 2017-06-14 | 2014-11-21 | PHILAGANAN
0190-062-090 | 52264 | 0190-ENG-WWT-AER-ROTBLW05 | PM03 | 301 | 52W Cal Air Comp 5E11-PRV-002 | Aeration Tank Blower -Atlas Copco 1 | B | 0190E016 | 2017-06-14 | 2014-11-21 | PHILAGANAN
0190-062-090 | 52264 | 0190-ENG-WWT-AER-ROTBLW05 | PM03 | 301 | 52W Cal Air Comp 5E9-PRV-001 | Aeration Tank Blower -Atlas Copco 1 | B | 0190E016 | 2017-06-14 | 2014-11-21 | PHILAGANAN
0190-062-090 | 52264 | 0190-MLK-PRO-AHC-AIRHTR01-PRV3027 | PM03 | 301 | 52W Cal MAH 5B4-PRV-30.27 | Milk Air Heater C PRV-30.27 | B | 0190E017 | 2017-06-14 | 2014-11-21 | PHILAGANAN
0190-062-090 | 52264 | 0190-MLK-PRO-AHC-BURNER01-PRV006 | PM03 | 301 | 52W Cal MAHC 5B3-PRV-006 | Weishaupt Burner C1 PRV-006 | B | 0190E012 | 2017-06-14 | 2014-11-21 | PHILAGANAN
0190-062-075 |  | 0190-MLK-PRO-AHC-PRIFAN02 | PM03 | 301 | 1Y Calibration of PIT - Oct | Milk Air Heater C Primary Air Fan No 2 | C | 0190E010 | 2017-12-08 | 2014-10-29 | PHILAGANAN
0190-062-074 | 51984 | 0190-MLK-PRO-AHC-PRIFAN02 | PM03 | 301 | 26W Cal MAH C PAF2 Brng 5B3-TE-01.47/02 | Milk Air Heater C Primary Air Fan No 2 | C | 0190E010 | 2016-05-19 | 2014-10-29 | PHILAGANAN
0190-062-074 | 51984 | 0190-MLK-PRO-AHC-PRIFAN02 | PM03 | 301 | 26W Cal MAH C PAF2 Brng 5B3-TT-01.47/02 | Milk Air Heater C Primary Air Fan No 2 | C | 0190E010 | 2016-05-19 | 2014-10-29 | PHILAGANAN
0190-062-074 | 51984 | 0190-MLK-PRO-AHC-PRIFAN02 | PM03 | 301 | 26W Cal MAH C PAF2 Brng 5B3-TE-01.50/02 | Milk Air Heater C Primary Air Fan No 2 | C | 0190E010 | 2016-05-19 | 2014-10-29 | PHILAGANAN
0190-062-074 | 51984 | 0190-MLK-PRO-AHC-PRIFAN02 | PM03 | 301 | 26W Cal MAH C PAF2 Brng 5B3-TT-01.50/02 | Milk Air Heater C Primary Air Fan No 2 | C | 0190E010 | 2016-05-19 | 2014-10-29 | PHILAGANAN
0190-062-073 | 51987 | 0190-ENG-WWT-ACT-MATXER01 | PM03 | 301 | 13W Cal WWTP_Sludge 5E3-PH-013 | Maturation Tank Agitator/Mixer | C | 0190E016 | 2017-12-08 | 2014-10-29 | PHILAGANAN
0190-062-073 | 51987 | 0190-ENG-WWT-AER-AERATK07-PH1603 | PM03 | 301 | 13W Cal WWTP Aeration 5E3_PH-16.03 | Aeration Tank No 7 PH-16.03 | B | 0190E017 | 2017-12-08 | 2014-10-29 | PHILAGANAN
0190-062-073 | 51987 | 0190-ENG-WWT-AER-CIRCULTK | PM03 | 301 | 13W Cal WWTP Aeration 5E3-PH-09.05 | Re-circulation Tank | C | 0190E016 | 2017-12-08 | 2014-10-29 | PHILAGANAN
0190-062-073 | 51987 | 0190-ENG-WWT-PRP-DILUTN01 | PM03 | 301 | 13W Cal WWTP1 PH Meter 5E3_PH-006 | Dilution No 1 | C | 0190E016 | 2017-12-08 | 2014-10-29 | PHILAGANAN
0190-062-073 | 51987 | 0190-ENG-WWT-PRP-DILUTN01 | PM03 | 301 | 13W Cal WWTP2 PH Meter 5E3_PH-07.12 | Dilution No 1 | C | 0190E016 | 2017-12-08 | 2014-10-29 | PHILAGANAN
0190-062-073 | 51987 | 0190-ENG-WWT-PRP-MIXWST01 | PM03 | 301 | 13W Cal Milks 5E3_PH-32.09 | Mix Waste Pit No 1 (Milks area) | C | 0190E016 | 2017-12-08 | 2014-10-29 | PHILAGANAN
0190-062-072 | 55241 | 0190-ENG-STM-FBB-BURNER02 | PM03 | 301 | 52W Cal AFBB_Load Burner 5A1-TG-002 | Load Burner | C | 0190E012 | 2016-05-19 | 2014-10-29 | PHILAGANAN
0190-062-072 | 51986 | 0190-ENG-STM-WTF-FWTPMP10 | PM03 | 301 | 52W Cal JT2 Feed Water | Boiler FeedWater Pump No 10 JTB202 | C | 0190E012 | 2016-05-19 | 2014-10-29 | PHILAGANAN
0190-062-072 | 51986 | 0190-ENG-WWT-PTF-MIXGTK02 | PM03 | 301 | 52W Cal Coffee Influent Tank 5E3_FIT-001 | Mixing Pit No 2 | C | 0190E016 | 2016-05-19 | 2014-10-29 | PHILAGANAN
0190-062-071 | 55240 | 0190-COF-PRO-AH3-BURPMP01 | PM03 | 301 | 52W Cal CAH_LPG Supp 5B5-PG-006 | Coffee AH3 Burner Fuel Pump01 | C | 0190E010 | 2018-01-10 | 2014-10-29 | PHILAGANAN
0190-062-071 | 55240 | 0190-ENG-PPT-AUF-AIRTNK01-PG1404 | PM03 | 301 | 52W Cal PPT Starting Air 5D1-PG-14.04 | Lt - 12 Compressed Air Supply PG-14.04 | C | 0190E017 | 2018-01-10 | 2014-10-29 | PHILAGANAN
0190-062-071 | 55240 | 0190-ENG-PPT-FHF-FULPMP14 | PM03 | 301 | 52W Cal FH_AFBB 5D3_PG-03.08 | AFBB LSFO Main Supply Pump | C | 0190E009 | 2018-01-10 | 2014-10-29 | PHILAGANAN
0190-062-071 | 55240 | 0190-ENG-SCG-CWE-CNTRTP10 | PM03 | 301 | 52W Cal CWW Conc Pump 5A4-PG-008 | CWW Concentrate Pump P 10 | C | 0190E012 | 2018-01-10 | 2014-10-29 | PHILAGANAN
0190-062-071 | 55240 | 0190-ENG-STM-FBB-BURNER02 | PM03 | 301 | 52W CalAFBB_Load Burner 5A1-PG-027 | Load Burner | C | 0190E012 | 2018-01-10 | 2014-10-29 | PHILAGANAN
0190-062-071 | 55240 | 0190-ENG-STM-FHF-CPBTNK03 | PM03 | 301 | 52W Cal CAH Fuel 5B5-PG-005 | Coffee Air Heater Daytank | C | 0190E012 | 2018-01-10 | 2014-10-29 | PHILAGANAN
0190-062-071 | 55240 | 0190-QAD-FAC-CMN-AUCLAV03-PG011 | PM03 | 301 | 52W Cal QA Autoclave QA_PG011 | S_Lab Double Door Autoclave No.1 PG011 | C | 0190E017 | 2018-01-10 | 2014-10-29 | PHILAGANAN
0190-062-070 | 52264 | 0190-ENG-PPT-AUF-AIRTNK01-PRV0909 | PM03 | 301 | 52W Cal CAT Air Receiving 5D1-PRV-09.09 | Lt - 12 Compressed Air Supply PRV-09.09 | B | 0190E017 | 2016-05-19 | 2014-10-29 | PHILAGANAN
0190-062-070 | 52264 | 0190-ENG-STM-JT1-STMDRM01 | PM03 | 301 | 52W Cal JT Boiler 1 5A2_PRV-34.29/04 | JT 1 Boiler Steam Drum | C | 0190E012 | 2016-05-19 | 2014-10-29 | PHILAGANAN
0190-062-070 | 52264 | 0190-ENG-STM-JT1-STMDRM01 | PM03 | 301 | 52W Cal JT Boiler 1 5A2_PRV-34.29/03 | JT 1 Boiler Steam Drum | C | 0190E012 | 2016-05-19 | 2014-10-29 | PHILAGANAN
0190-062-070 | 52264 | 0190-ENG-STM-JT2-STMDRM01 | PM03 | 301 | 52W Cal JT Boiler 2 5A2_PRV-34.29/01 | JT 2 Boiler Steam Drum | C | 0190E012 | 2016-05-19 | 2014-10-29 | PHILAGANAN
0190-062-070 | 52264 | 0190-ENG-STM-WTF-DAERTR03 | PM03 | 301 | 52W Cal AFBB Deaerator Tnk 5A1-PRV-26.02 | FWT Daerator - FBB | C | 0190E012 | 2016-05-19 | 2014-10-29 | PHILAGANAN
0190-062-069 | 51989 | 0190-ENG-WWT-AER-AERATK07-DO1604 | PM03 | 301 | 13W Cal Dis Oxygen Meter 5E3_DO-16.04 | Aeration Tank No 7 DO-16.04 | B | 0190E017 | 2020-08-13 | 2014-10-29 | PHILAGANAN
0190-062-069 | 51989 | 0190-ENG-WWT-AER-CLARIF02-DO2405 | PM03 | 301 | 13W Cal Dis Oxygen Meter 5E3-DO-24.05 | Clarifier 2 DO-24.05 | B | 0190E017 | 2020-08-13 | 2014-10-29 | PHILAGANAN
0190-062-069 | 51989 | 0190-ENG-WWT-PTF-MIXGTK02 | PM03 | 301 | 13W Cal Dis Oxygen Meter 5E3_DO-24.06 | Mixing Pit No 2 | C | 0190E016 | 2020-08-13 | 2014-10-29 | PHILAGANAN
0190-062-068 | 51984 | 0190-ENG-STM-FBB-FGRFAN01 | PM03 | 301 | 78W Cal AFBB ESP Flue 5A1-TT-17.04 | Flue Gas Recirculation Fan | C | 0190E012 | 2017-12-08 | 2014-10-29 | PHILAGANAN
0190-062-068 | 51984 | 0190-ENG-STM-WTF-FWTANK03 | PM03 | 301 | 78W Cal AFBB Feed Water 5A1-LIT-05.05 | Feedwater Tank 3 - FBB | C | 0190E012 | 2017-12-08 | 2014-10-29 | PHILAGANAN
0190-062-067 | 51984 | 0190-COF-PRO-AH3-BURNER01 | PM03 | 301 | 52W Cal CAH Burner Outlet 5B5-TT-01.12 | Coffee AH3 Burner01 | C | 0190E010 | 2016-12-13 | 2014-10-29 | PHILAGANAN
0190-062-067 | 51984 | 0190-ENG-REF-CA1-COWLNE01 | PM03 | 301 | 52W Cal Carrier1 Chilled 5C4-TG-02.19/02 | Carrier 1 Cooling Water line | C | 0190E010 | 2016-12-13 | 2014-10-29 | PHILAGANAN
0190-062-067 | 51984 | 0190-ENG-STM-FBB-BURNER01 | PM03 | 301 | 52W Cal AFBB Start-up Brner 5A1-CV-03.05 | Start-up Burner | B | 0190E012 | 2016-12-13 | 2014-10-29 | PHILAGANAN
0190-062-067 | 51984 | 0190-MLK-PRO-NH3-COMPSR01 | PM03 | 301 | 52W Cal Rdeo1 5C1-TT-07.10/02 [A00][B00] | Milks NH3 Chiller 1 Compressor Assembly | B | 0190E010 | 2016-12-13 | 2014-10-29 | PHILAGANAN
0190-062-067 | 51984 | 0190-MLK-PRO-NH3-COMPSR01 | PM03 | 301 | 52W Cal Rdeo1 5C1-TT-06.03/02[A00][B00] | Milks NH3 Chiller 1 Compressor Assembly | B | 0190E010 | 2016-12-13 | 2014-10-29 | PHILAGANAN
0190-062-067 | 51984 | 0190-MLK-PRO-NH3-COMPSR02 | PM03 | 301 | 52W Cal Rdeo2 Comp 5C1-TT-07.14 | Milks NH3 Chiller 2 Compressor Assembly | B | 0190E010 | 2016-12-13 | 2014-10-29 | PHILAGANAN
0190-062-067 | 51984 | 0190-MLK-PRO-NH3-COMPSR02 | PM03 | 301 | 52W Cal Rdeo 25C1_TT-06.03/01 [A00][B00] | Milks NH3 Chiller 2 Compressor Assembly | B | 0190E010 | 2016-12-13 | 2014-10-29 | PHILAGANAN
0190-062-067 | 51984 | 0190-MLK-PRO-NH3-OILCOL01 | PM03 | 301 | 52W Cal Rdeo1 Oil Sep 5C1_TT-30.06 [A00] | Milks Ammonia Oil Cooler 1 | B | 0190E010 | 2016-12-13 | 2014-10-29 | PHILAGANAN
0190-062-067 | 51984 | 0190-MLK-PRO-NH3-OILCOL01 | PM03 | 301 | 52W Cal Rdeo1 Oil 5C1-TT-08.05/02[A00][B | Milks Ammonia Oil Cooler 1 | B | 0190E010 | 2016-12-13 | 2014-10-29 | PHILAGANAN
0190-062-067 | 51984 | 0190-MLK-PRO-NH3-OILCOL02 | PM03 | 301 | 52W Cal Rdeo2 Oil Sep 5C1_TE-30.06* | Milks Ammonia Oil Cooler 2 | B | 0190E010 | 2016-12-13 | 2014-10-29 | PHILAGANAN
0190-062-067 | 51984 | 0190-MLK-PRO-NH3-OILCOL02 | PM03 | 301 | 52W Cal Rdeo2 Oil Sep 5C1_TT-30.06* | Milks Ammonia Oil Cooler 2 | B | 0190E010 | 2016-12-13 | 2014-10-29 | PHILAGANAN
0190-062-067 | 51984 | 0190-MLK-PRO-NH3-OILCOL02 | PM03 | 301 | 52W Cal Rdeo2 Oil 5C1-TT-08.05/01 | Milks Ammonia Oil Cooler 2 | B | 0190E010 | 2016-12-13 | 2014-10-29 | PHILAGANAN
0190-062-066 | 51982 | 0190-ENG-STM-FBB-STMDRM01 | PM03 | 301 | 52W Cal AFBB Steam Drum 5A1-LIT-08.02 | Fluidized Bed Boiler Steam Drum | C | 0190E012 | 2016-05-19 | 2014-10-29 | PHILAGANAN
0190-062-066 | 51982 | 0190-ENG-WWT-CDP-NOHPMP01 | PM03 | 301 | 52W Cal Caustic Tank 1 5A1-LIT-27.02/01 | Chemical Dosing NaOH Pump 1 | C | 0190E016 | 2016-05-19 | 2014-10-29 | PHILAGANAN
0190-062-066 | 51982 | 0190-ENG-WWT-CDP-NOHPMP02 | PM03 | 301 | 52W Cal Caustic Tank 2 5A1-LIT-27.02/02 | Chemical Dosing NaOH Pump 2 | C | 0190E016 | 2016-05-19 | 2014-10-29 | PHILAGANAN
0190-062-065 | 52264 | 0190-ENG-GFO-FFF-FIRPMP01-PRV001 | PM03 | 301 | 52W Cal FF Motor Pump1 5E5-PRV-001 | Fire Fighting No 1 Electric Pump PRV001 | C | 0190E017 | 2016-05-19 | 2014-10-29 | PHILAGANAN
0190-062-065 | 52264 | 0190-ENG-REF-NH3-ABSTNK01 | PM03 | 301 | 52W Cal NH3 Tank PRV1 5C5_PRV-02.02/1 | Ammonia Absorption Tank | C | 0190E010 | 2016-05-19 | 2014-10-29 | PHILAGANAN
0190-062-065 | 52264 | 0190-ENG-REF-NH3-COMPSR01 | PM03 | 301 | 52W Cal NH3 Chiller IS 5C5-PRV-10.04/02 | Chiller Compressor | B | 0190E010 | 2016-05-19 | 2014-10-29 | PHILAGANAN
0190-062-065 | 52264 | 0190-ENG-REF-NH3-COMPSR01 | PM03 | 301 | 52W Cal NH3 Chiller IS 5C5-PRV-10.04/01 | Chiller Compressor | B | 0190E010 | 2016-05-19 | 2014-10-29 | PHILAGANAN
0190-062-065 | 52264 | 0190-ENG-REF-NH3-RECTNK01-PRV02022 | PM03 | 301 | 52W Cal NH3 Tank PRV2 5C5_PRV-02.02/2 | Ammonia Receiver Tank PRV-02.02/2 | B | 0190E017 | 2016-05-19 | 2014-10-29 | PHILAGANAN
0190-062-065 | 52264 | 0190-ENG-STM-WTF-FWTPMP11 | PM03 | 301 | 52W Cal FBB FW Pump11 5A1-PRV-005 | Boiler FeedWater Pump No 11 - FBB | C | 0190E012 | 2016-05-19 | 2014-10-29 | PHILAGANAN
0190-062-065 | 52264 | 0190-ENG-STM-WTF-FWTPMP12 | PM03 | 301 | 52W Cal FBB FW Pump12 5A1-PRV-07.11 | Boiler FeedWater Pump No 12 - FBB | C | 0190E012 | 2016-05-19 | 2014-10-29 | PHILAGANAN
0190-062-065 | 52264 | 0190-ENG-WWT-MBR-BLWPMP01 | PM03 | 301 | 52W Cal MBR Aeration 5E3-PRV-29.02 | Aeration Blower Pump Skid | C | 0190E016 | 2016-05-19 | 2014-10-29 | PHILAGANAN
0190-062-065 | 52264 | 0190-MLK-PRO-NH3-COMPSR01 | PM03 | 301 | 52W Cal Frick 1.1 5C1_PRV-07.11/01 | Milks NH3 Chiller 1 Compressor Assembly | B | 0190E010 | 2016-05-19 | 2014-10-29 | PHILAGANAN
0190-062-065 | 52264 | 0190-MLK-PRO-NH3-COMPSR02 | PM03 | 301 | 52W Cal Frick 1.2 5C1_PRV-07.11/02 | Milks NH3 Chiller 2 Compressor Assembly | B | 0190E010 | 2016-05-19 | 2014-10-29 | PHILAGANAN
0190-062-064 | 51986 | 0190-ENG-CAF-AIR-FCLTY | PM03 | 301 | 52W Cal CompAir 5D5_FIT-214 | Compress Air Facility | C | 0190E009 | 2016-05-19 | 2014-10-29 | PHILAGANAN
0190-062-064 | 51986 | 0190-ENG-SCG-PCH-TBLFDR02 | PM03 | 301 | 52W Cal CWW Sump Pit 5A1-FIT-211 | Dump Pit Table Feeder 02 (Dumpimg Pit) | C | 0190E012 | 2016-05-19 | 2014-10-29 | PHILAGANAN
0190-062-063 | 61179 | 0190-ENG-STM-FBB-BURNER01 | PM03 | 301 | 78W Cal AFBB Main Burner 5A1-PT-24-031 | Start-up Burner | B | 0190E012 | 2017-12-08 | 2014-09-17 | PHILAGANAN
0190-062-063 | 61179 | 0190-ENG-STM-FBB-STMDRM01 | PM03 | 301 | 78W Cal AFBB Steam Drum 5A1-PIT-23.12 | Fluidized Bed Boiler Steam Drum | C | 0190E012 | 2017-12-08 | 2014-09-17 | PHILAGANAN
0190-062-063 | 61179 | 0190-ENG-STM-WTF-FWTPMP10 | PM03 | 301 | 78W Cal AFBB FW Pump 5A1-PIT-07.13 | Boiler FeedWater Pump No 10 JTB202 | C | 0190E012 | 2017-12-08 | 2014-09-17 | PHILAGANAN
0190-062-062 | 51987 | 0190-ENG-STM-FBB-COMMON01 | PM03 | 301 | 52W Cal AFBB Ground Floor 5A1-CT-105 | AFBB Common Facilities | C | 0190E012 | 2017-06-14 | 2014-09-17 | PHILAGANAN
0190-062-062 | 51987 | 0190-ENG-WWT-CMN-FCLTY | PM03 | 301 | 52W Cal CWW PH & Cond Meter 5A2-CIT-009 | WAste Water Treatment Plant Facility | C | 0190E016 | 2017-06-14 | 2014-09-17 | PHILAGANAN
0190-062-062 | 51987 | 0190-ENG-WWT-CMN-FCLTY | PM03 | 301 | 52W Cal Steam Condensate 5A4-PH-014 | WAste Water Treatment Plant Facility | C | 0190E016 | 2017-06-14 | 2014-09-17 | PHILAGANAN
0190-062-061 | 61179 | 0190-MLK-PRO-AHC-AIRHTR01 | PM03 | 301 | 52W Cal MAH C Chamber 5B3-PS-01.17/03 | Milk Air Heater C1 | A | 0190E010 | 2017-06-14 | 2014-09-17 | PHILAGANAN
0190-062-061 | 61179 | 0190-MLK-PRO-AHC-AIRHTR01-PSH014003 | PM03 | 301 | 52W Cal MAH C Hot Air 5B3_PSH-01.40/03 | Milk Air Heater C PSH-01.40/03 | C | 0190E017 | 2017-06-14 | 2014-09-17 | PHILAGANAN
0190-062-060 | 55240 | 0190-ENG-GFO-FFF-JOCPMP02 | PM03 | 301 | 52W Cal FF # 3 Jockey Pmp 5E5_PG-011 | Fire Fighting No 2 Jockey Pump | A | 0190E012 | 2018-01-10 | 2014-09-17 | PHILAGANAN
0190-062-060 | 55240 | 0190-ENG-GFO-FFF-JOCPMP02-PG010 | PM03 | 301 | 52W Cal FF # 3 Jockey Pmp 5E5_PG-010 | Fire Fighting No 2 Jockey Pump PG-010 | C | 0190E017 | 2018-01-10 | 2014-09-17 | PHILAGANAN
0190-062-060 | 55240 | 0190-ENG-IGG-IGS-CO2TNK01-PG142601 | PM03 | 301 | 52W Cal CO2_Hndlng Tank1 5D1-PG-14.26/01 | CO2 Tank System No 1 PG-14.26/01 | C | 0190E017 | 2018-01-10 | 2014-09-17 | PHILAGANAN
0190-062-060 | 55240 | 0190-ENG-IGG-IGS-CO2TNK03-PG142602 | PM03 | 301 | 52W Cal CO2_Hndlng Tank3 5D1-PG-14.26/02 | CO2 Tank System No 3 PG-14.26/02 | C | 0190E017 | 2018-01-10 | 2014-09-17 | PHILAGANAN
0190-062-060 | 55240 | 0190-ENG-PPT-FSF-FLSTNK01-PG0126 | PM03 | 301 | 52W Cal Cat Diesel Flshng 5D1-PG-01.26 | Diesel Flushing Tank PG-01.26 | C | 0190E017 | 2018-01-10 | 2014-09-17 | PHILAGANAN
0190-062-060 | 55240 | 0190-ENG-PPT-GN1-ITCFWDP1 | PM03 | 301 | 52W Cal CAT Injection Tip 5D1-PG-14.03 | ITC Feedwater Pump01-G1 | C | 0190E009 | 2018-01-10 | 2014-09-17 | PHILAGANAN
0190-062-060 | 55240 | 0190-ENG-REF-VAC-CHILER01 | PM03 | 301 | 52W Cal VAM Hot Water Pump 5C2_PG-022 | Vapor Absorption Chiller | C | 0190E010 | 2018-01-10 | 2014-09-17 | PHILAGANAN
0190-062-060 | 55240 | 0190-ENG-REF-VAC-CONDSR01 | PM03 | 301 | 52W Cal Chilled Water 5C4_PG-026 | Chiller PHE Condenser | C | 0190E010 | 2018-01-10 | 2014-09-17 | PHILAGANAN
0190-062-060 | 55240 | 0190-ENG-STM-WTF-FWTANK02 | PM03 | 301 | 52W Cal JT 1 Boiler Fuel Pmp2 5A2-PG-032 | Feedwater Tank 2 BOSCH ex LURGI | C | 0190E012 | 2018-01-10 | 2014-09-17 | PHILAGANAN
0190-062-059 | 51984 | 0190-ENG-SCG-CWE-EFFCTV01 | PM03 | 301 | 78W Cal CWWE Evap Pre-Htr 5A4-TT-21.07 | 1st Effect Evaporator Vessel | C | 0190E012 | 2017-12-08 | 2014-09-17 | PHILAGANAN
0190-062-059 | 51984 | 0190-ENG-STM-ESP-FCLTY01 | PM03 | 301 | 78W Cal AFBB ESP Flue Gas 5A1-TT-19.04 | ESP Facility | C | 0190E012 | 2017-12-08 | 2014-09-17 | PHILAGANAN
0190-062-059 | 51984 | 0190-ENG-STM-FBB-AFBBLR01-TT010801 | PM03 | 301 | 78W Cal AFBB Chamber 1 5A1-TT-01.08/01 | AFBB TT-01.08/01 | B | 0190E017 | 2017-12-08 | 2014-09-17 | PHILAGANAN
0190-062-059 | 51984 | 0190-ENG-STM-FBB-AFBBLR01-TT010802 | PM03 | 301 | 78W Cal AFBB Chamber 2 5A1-TT-01.08/02 | AFBB TT-01.08/02 | B | 0190E017 | 2017-12-08 | 2014-09-17 | PHILAGANAN
0190-062-059 | 51984 | 0190-ENG-STM-FBB-AFBBLR01-TT010803 | PM03 | 301 | 78W Cal AFBB Chamber 3 5A1-TT-01.08/03 | AFBB TT-01.08/03 | B | 0190E017 | 2017-12-08 | 2014-09-17 | PHILAGANAN
0190-062-059 | 51984 | 0190-ENG-STM-FBB-AFBBLR01-TT010804 | PM03 | 301 | 78W Cal AFBB Chamber 4 5A1-TT-01.08/04 | AFBB TT-01.08/04 | B | 0190E017 | 2017-12-08 | 2014-09-17 | PHILAGANAN
0190-062-059 | 51984 | 0190-ENG-STM-FBB-ECOFAC01 | PM03 | 301 | 78W Cal AFBB Flue Gas 5A1-TT-10.05 | Economizer Facilities | C | 0190E012 | 2017-12-08 | 2014-09-17 | PHILAGANAN
0190-062-059 | 51984 | 0190-ENG-STM-FBB-ECOFAC01 | PM03 | 301 | 78W Cal AFBB Feed Water Out 5A1-TT-104 | Economizer Facilities | C | 0190E012 | 2017-12-08 | 2014-09-17 | PHILAGANAN
0190-062-059 | 51984 | 0190-ENG-STM-FBB-ECOFAC01 | PM03 | 301 | 78W Cal AFBB Flue Gas 5A1-TT-12.02 | Economizer Facilities | C | 0190E012 | 2017-12-08 | 2014-09-17 | PHILAGANAN
0190-062-059 | 51984 | 0190-ENG-STM-WTF-DAERTR03 | PM03 | 301 | 78W Cal AFBB Deaerator Stm 5A1-TT-02.06 | FWT Daerator - FBB | C | 0190E012 | 2017-12-08 | 2014-09-17 | PHILAGANAN
0190-062-058 | 51984 | 0190-ENG-REF-SUP-SUTANK01 | PM03 | 301 | 52W Cal REF_Chilled H2O Tnk 5C4_TG-018 | Chilled Water Tank (COLD Tank) | B | 0190E010 | 2017-06-14 | 2014-09-11 | PHILAGANAN
0190-062-058 | 51984 | 0190-ENG-REF-SUP-SUTANK01 | PM03 | 301 | 52W Cal REF_Chilled H2O Tnk 5C4_TG-019 | Chilled Water Tank (COLD Tank) | B | 0190E010 | 2017-06-14 | 2014-09-11 | PHILAGANAN
0190-062-058 | 51984 | 0190-ENG-REF-SUP-SUTANK01 | PM03 | 301 | 52W Cal Chilled H2O Tnk 5C4_TG-029 | Chilled Water Tank (COLD Tank) | B | 0190E010 | 2017-06-14 | 2014-09-11 | PHILAGANAN
0190-062-058 | 51984 | 0190-ENG-REF-SUP-SUTANK01 | PM03 | 301 | 52W Cal Recirc Pump to Rdeo 5C4-TG-02.43 | Chilled Water Tank (COLD Tank) | B | 0190E010 | 2017-06-14 | 2014-09-11 | PHILAGANAN
0190-062-058 | 51984 | 0190-ENG-STM-FBB-STMLNE01 | PM03 | 301 | 52W Cal AFBB HP Stm Line 5A1-TG-183 | AFBB Steam Distribution Line | C | 0190E012 | 2017-06-14 | 2014-09-17 | PHILAGANAN
0190-062-058 | 51984 | 0190-MLK-PRO-AHB-AIRHTR01 | PM03 | 301 | 52W Cal MAH B1 Econmizer 5B1-TE-01.09/01 | Milk Air Heater B1 | A | 0190E010 | 2017-06-14 | 2014-09-11 | PHILAGANAN
0190-062-058 | 51984 | 0190-MLK-PRO-AHB-AIRHTR01-TT010901 | PM03 | 301 | 52W Cal MAH B1 Econmizer 5B1-TT-01.09/01 | Milk Air Heater B1 TT-01.09/01 | B | 0190E017 | 2017-06-14 | 2014-09-11 | PHILAGANAN
0190-062-058 | 51984 | 0190-MLK-PRO-AHB-AIRHTR01-TT011801 | PM03 | 301 | 52W Cal MAH C_Cham Temp 5B3-TT-01.18/01 | Milk Air Heater C TT-01.18/01 | B | 0190E017 | 2017-06-14 | 2014-09-11 | PHILAGANAN
0190-062-057 | 51986 | 0190-ENG-SCG-CWE-ACIDPMP11 | PM03 | 301 | 52W Cal AFBB Acid Cond 5A1-FIQ-001 | Acid Condensate Pump P 11A | B | 0190E012 | 2017-06-14 | 2014-09-11 | PHILAGANAN
0190-062-057 | 51986 | 0190-ENG-WTR-DWF-COMMON01 | PM03 | 301 | 52W Cal Admin Drinking Water 5E6-FIQ-018 | Drinking Water Facilities Common | C | 0190E012 | 2017-06-14 | 2014-09-11 | PHILAGANAN
0190-062-057 |  | 0190-ENG-WTR-DWF-COMMON01 | PM03 | 301 | 52W Cal Sapong #1 5E6-FIQ-020 | Drinking Water Facilities Common | C | 0190E012 | 2017-06-14 | 2014-09-11 | PHILAGANAN
0190-062-057 | 51986 | 0190-ENG-WTR-DWF-COMMON01 | PM03 | 301 | 52W Cal Drinking H2O Flow 5E5_FIQ-87.54 | Drinking Water Facilities Common | C | 0190E012 | 2017-06-14 | 2014-09-11 | PHILAGANAN
0190-062-057 | 51986 | 0190-ENG-WTR-DWF-COMMON01 | PM03 | 301 | 52W Cal Milks Drinking Wtr 5E6_FIQ-008 | Drinking Water Facilities Common | C | 0190E012 | 2017-06-14 | 2014-09-11 | PHILAGANAN
0190-062-057 | 51986 | 0190-ENG-WTR-DWF-COMMON01 | PM03 | 301 | 52W Cal Sapong #1 5E6_FIQ-016 | Drinking Water Facilities Common | C | 0190E012 | 2017-06-14 | 2014-09-11 | PHILAGANAN
0190-062-057 | 51986 | 0190-ENG-WTR-RWF-COMMON01 | PM03 | 301 | 52W Cal Deepwell 5E6_FIQ-001 | Raw Water Common Facilities | C | 0190E012 | 2017-06-14 | 2014-09-11 | PHILAGANAN
0190-062-057 | 51986 | 0190-ENG-WTR-RWF-COMMON01 | PM03 | 301 | 52W Cal Deepwell 5E6_FIQ-002 | Raw Water Common Facilities | C | 0190E012 | 2017-06-14 | 2014-09-11 | PHILAGANAN
0190-062-057 | 51986 | 0190-ENG-WWT-DAF-FLOTNK01 | PM03 | 301 | 52W Cal WWTP Diffused Air 5E3_FIT-17.11 | Dissolved Air Floatation Tank | B | 0190E016 | 2017-06-14 | 2014-09-11 | PHILAGANAN
0190-062-057 | 51986 | 0190-MLK-PRO-AHB-AIRHTR01-FIT013201 | PM03 | 301 | 52W Cal MAH B1 Fuel Sup 5B1-FIT-01.32/01 | Milk Air Heater B1 FIT-01.32/01 | B | 0190E017 | 2017-06-14 | 2014-09-11 | PHILAGANAN
0190-062-057 | 51986 | 0190-MLK-PRO-AHB-AIRHTR01-FIT013202 | PM03 | 301 | 52W Cal MAH B2 Fuel Sup 5B1-FIT-01.32/02 | Milk Air Heater B1 FIT-01.32/02 | B | 0190E017 | 2017-06-14 | 2014-09-11 | PHILAGANAN
0190-062-057 | 51986 | 0190-MLK-PRO-AHC-AIRHTR01-FI013203 | PM03 | 301 | 52W Cal MAH C Fuel Sup 5B3-FI-01.32/03 | Milk Air Heater C FI-01.32/03 | A | 0190E017 | 2017-06-14 | 2014-09-11 | PHILAGANAN
0190-062-056 | 52264 | 0190-MLK-PRO-NH3-COMPSR01 | PM03 | 301 | 52W Cal Rodeo_Frick 2.1 5C1_PRV-015 | Milks NH3 Chiller 1 Compressor Assembly | B | 0190E012 | 2017-06-14 | 2014-09-11 | PHILAGANAN
0190-062-056 | 52264 | 0190-MLK-PRO-NH3-COMPSR02 | PM03 | 301 | 52W Cal Rodeo_Frick 2.2 5C1_PRV-016 | Milks NH3 Chiller 2 Compressor Assembly | B | 0190E012 | 2017-06-14 | 2014-09-11 | PHILAGANAN
0190-062-055 | 51985 | 0190-ENG-SCG-COE-CLARFR01 | PM03 | 301 | 52W Cal KS Coffe Oil Extract 5A4_FCV-001 | Coffee Oil Clarifier/Separator S 1 | C | 0190E012 | 2017-06-14 | 2014-09-11 | PHILAGANAN
0190-062-055 | 51985 | 0190-ENG-SCG-CWE-STMLNE01 | PM03 | 301 | 52W Cal Stm Sup Line Evap 5A4-PCV-05.02 | Steam Supply Line To Evaporator | C | 0190E016 | 2017-06-14 | 2014-09-11 | PHILAGANAN
0190-062-054 | 51982 | 0190-ENG-PPT-CTR-FAN02 | PM03 | 301 | 52W Cal Cooling Tower 2 5E2-PT-1919A | Cooling Tower Fan No. 2 | C | 0190E009 | 2017-06-14 | 2014-09-11 | PHILAGANAN
0190-062-054 | 51982 | 0190-ENG-PPT-CTR-PUMP09 | PM03 | 301 | 52W Cal CAT Cooling Wtr 5D1-PS-06.09 | Cooling Tower Pump No.9 CAT | C | 0190E009 | 2017-06-14 | 2014-09-11 | PHILAGANAN
0190-062-054 | 51982 | 0190-MLK-PRO-AHC-PRIFAN02 | PM03 | 301 | 52W Cal MAH C PAF2 Outlt 5B3-PT-01.48/02 | Milk Air Heater C Primary Air Fan No 2 | C | 0190E010 | 2017-06-14 | 2014-09-11 | PHILAGANAN
0190-062-053 | 55241 | 0190-ENG-PPT-GN6-ENGINE01 | PM03 | 301 | 52W Cal Emergency Gen. No.6 5C3_TG-031 | Emergency Generator No.6 Engine | B | 0190E009 | 2017-06-14 | 2014-09-11 | PHILAGANAN
0190-062-052 | 51986 | 0190-ENG-SCG-COE-CLARFR01 | PM03 | 301 | 52W Cal KS Coffe Oil Extract 5A4_FIT-027 | Coffee Oil Clarifier/Separator S 1 | C | 0190E012 | 2017-06-14 | 2014-09-11 | PHILAGANAN
0190-062-052 | 51986 | 0190-ENG-SCG-COE-CLARFR01 | PM03 | 301 | 52W Cal KS Coffe Oil Extract 5A4_FIT-028 | Coffee Oil Clarifier/Separator S 1 | C | 0190E012 | 2017-06-14 | 2014-09-11 | PHILAGANAN
0190-062-052 | 51986 | 0190-ENG-WTR-ROF-ROSPMP01 | PM03 | 301 | 52W Cal RO Main Supply 5E4_FIQ-002 | R.O. Water Supply Pump No 1 | C | 0190E012 | 2017-06-14 | 2014-09-11 | PHILAGANAN
0190-062-052 | 51986 | 0190-ENG-WTR-SWF-WTRFLM01 | PM03 | 301 | 52W Cal Softwater Main Sup 5E4_FIQ-005 | Softened Water Line Flowmeter | C | 0190E012 | 2017-06-14 | 2014-09-11 | PHILAGANAN
0190-062-052 | 51986 | 0190-ENG-WTR-SWF-WTRFLM01 | PM03 | 301 | 52W Cal Softwater Main Sup 5E4_FIQ-004 | Softened Water Line Flowmeter | C | 0190E012 | 2017-06-14 | 2014-09-11 | PHILAGANAN
0190-062-051 | 51984 | 0190-ENG-SCG-COE-CLARFR01 | PM03 | 301 | 52W Cal KS Coffee Oil Extract 5A4_TT-015 | Coffee Oil Clarifier/Separator S 1 | C | 0190E012 | 2017-06-14 | 2014-09-11 | PHILAGANAN
0190-062-051 | 51984 | 0190-MLK-PRO-NH3-COMPSR01 | PM03 | 301 | 52W Cal Rodeo1 Comp 5C1_TE-06.03/02 | Milks NH3 Chiller 1 Compressor Assembly | B | 0190E012 | 2017-06-14 | 2014-09-11 | PHILAGANAN
0190-062-051 | 51984 | 0190-MLK-PRO-NH3-COMPSR01 | PM03 | 301 | 52W Cal Rodeo1 Comp 5C1_HMI-T06.03/02 | Milks NH3 Chiller 1 Compressor Assembly | B | 0190E012 | 2017-06-14 | 2014-09-11 | PHILAGANAN
0190-062-051 | 51984 | 0190-MLK-PRO-NH3-COMPSR01 | PM03 | 301 | 52W Cal Rodeo1 Comp 5C1_TE-07.10/02 | Milks NH3 Chiller 1 Compressor Assembly | B | 0190E012 | 2017-06-14 | 2014-09-11 | PHILAGANAN
0190-062-051 | 51984 | 0190-MLK-PRO-NH3-COMPSR01 | PM03 | 301 | 52W Cal Rodeo1 Comp 5C1_HMI-T07.10/02 | Milks NH3 Chiller 1 Compressor Assembly | B | 0190E012 | 2017-06-14 | 2014-09-11 | PHILAGANAN
0190-062-051 | 51984 | 0190-MLK-PRO-NH3-COMPSR01 | PM03 | 301 | 52W Cal Rodeo1 Oil 5C1_TE-30.06 | Milks NH3 Chiller 1 Compressor Assembly | B | 0190E012 | 2017-06-14 | 2014-09-11 | PHILAGANAN
0190-062-051 | 51984 | 0190-MLK-PRO-NH3-COMPSR01 | PM03 | 301 | 52W Cal Rodeo1 Oil 5C1_HMI-T30.06 | Milks NH3 Chiller 1 Compressor Assembly | B | 0190E012 | 2017-06-14 | 2014-09-11 | PHILAGANAN
0190-062-050 | 55240 | 0190-ENG-SCG-COE-SWLINE01 | PM03 | 301 | 104W Cal CWWE Sft Wtr Hdr Pmp 5A4_PG-049 | Softened Water line Common | C | 0190E012 | 2018-01-10 | 2014-09-10 | PHILAGANAN
0190-062-050 | 55240 | 0190-ENG-WWT-MBR-BLWPMP01 | PM03 | 301 | 104W Cal MBR_Aeration Blwer 5F3-PG-29.03 | Aeration Blower Pump Skid | C | 0190E016 | 2018-01-10 | 2014-09-10 | PHILAGANAN
0190-062-050 | 55240 | 0190-ENG-WWT-MBR-CIRPMP01 | PM03 | 301 | 104W Cal MBR Skid 1 5E3-PG-10.07/01 | Circulation Feed Pump 1 | C | 0190E016 | 2018-01-10 | 2014-09-10 | PHILAGANAN
0190-062-050 | 55240 | 0190-ENG-WWT-MBR-CIRPMP03 | PM03 | 301 | 104W Cal MBR Skid 3 5F3-PG-10.01/03 | Circulation Feed Pump 3 | C | 0190E016 | 2018-01-10 | 2014-09-10 | PHILAGANAN
0190-062-050 | 55240 | 0190-ENG-WWT-MBR-PRMPMP03 | PM03 | 301 | 104W Cal MBR_Permte Pmp3 5E3_PG-26.13/03 | Permeate Pump Skid 3 | C | 0190E016 | 2018-01-10 | 2014-09-10 | PHILAGANAN
0190-062-049 | 55240 | 0190-ENG-CAF-AIR-AIRTNK03-PG007 | PM03 | 301 | 52W Cal Air Receiving Tnk Wet 5D5-PG-007 | Compress Air Receiving Tank No.3-PG007 | C | 0190E017 | 2018-01-10 | 2014-09-10 | PHILAGANAN
0190-062-049 | 55240 | 0190-ENG-IGG-N2A-ADR01-PG234 | PM03 | 301 | 52W Cal IGA_Air Dryer #1 5D4-PG-234 | N2 Air Dryer No. 1 PG-234 | C | 0190E009 | 2018-01-10 | 2014-09-10 | PHILAGANAN
0190-062-049 | 55240 | 0190-ENG-IGG-N2A-ADR01-PG234 | PM03 | 301 | 52W Cal IGA_Air Dryer #1 5D4-PG-235 | N2 Air Dryer No. 1 PG-234 | C | 0190E017 | 2018-01-10 | 2014-09-10 | PHILAGANAN
0190-062-049 | 55240 | 0190-ENG-IGG-N2A-ADR02-PG236 | PM03 | 301 | 52W Cal IGA_Air Dryer #2 5D4-PG-236 | N2 Air Dryer No. 2 PG-236 | C | 0190E017 | 2018-01-10 | 2014-09-10 | PHILAGANAN
0190-062-049 | 55240 | 0190-ENG-IGG-N2A-ADR02-PG237 | PM03 | 301 | 52W Cal IGA_Air Dryer #2 5D4-PG-237 | N2 Air Dryer No. 2 PG-237 | C | 0190E017 | 2018-01-10 | 2014-09-10 | PHILAGANAN
0190-062-049 | 55240 | 0190-ENG-IGG-N2A-N2GEN02-PG256 | PM03 | 301 | 52W Cal IGA_N2 Gnerator No.3 5D4_PG-256 | N2 Generator No. 2 PG-256 | C | 0190E017 | 2018-01-10 | 2014-09-10 | PHILAGANAN
0190-062-049 | 55240 | 0190-ENG-PPT-AUF-VOKFLTR1 | PM03 | 301 | 52W Cal Vokes Filter 5D1_PG-07.02 | Vokes Filter 1 | C | 0190E009 | 2018-01-10 | 2014-09-10 | PHILAGANAN
0190-062-049 | 55240 | 0190-ENG-PPT-CTR-FCLTY | PM03 | 301 | 52W Cal PPT_Nalco Cheml Dsing 5D2-PG-175 | Power Plant Cooling Tower Facilities | C | 0190E009 | 2018-01-10 | 2014-09-10 | PHILAGANAN
0190-062-049 | 55240 | 0190-ENG-PPT-GN1-ENGINE01-PG060 | PM03 | 301 | 52W Cal CAT Genset #1 5D1_PG-060 | GenSet 01 Engine Unit-PG060 | C | 0190E017 | 2018-01-10 | 2014-09-10 | PHILAGANAN
0190-062-049 | 55240 | 0190-ENG-PPT-GN6-ENGINE01 | PM03 | 301 | 52W Cal G6 5C3-PG-032 | Emergency Generator No.6 Engine | B | 0190E009 | 2018-01-10 | 2014-09-10 | PHILAGANAN
0190-062-049 | 55240 | 0190-ENG-REF-CA2-CHWLNE01 | PM03 | 301 | 52W Cal REF_Carrier Chilld #2 5C4_PG-021 | Carrier 2 Chilled Water line | C | 0190E010 | 2018-01-10 | 2014-09-10 | PHILAGANAN
0190-062-049 | 55240 | 0190-ENG-SCG-COE-CLARFR02 | PM03 | 301 | 52W Cal KS Oil Extrct Sep 5A4_PG-035 | Coffee Oil Clarifier/Separator S 2 | C | 0190E012 | 2018-01-10 | 2014-09-10 | PHILAGANAN
0190-062-049 | 55240 | 0190-ENG-SCG-COE-STMLNE01 | PM03 | 301 | 52W Cal KS Oil Extrct Sep 5A4-PG-036 | Steam Pipeline Common | C | 0190E012 | 2018-01-10 | 2014-09-10 | PHILAGANAN
0190-062-049 | 55240 | 0190-ENG-SCG-COE-STMLNE01 | PM03 | 301 | 52W Cal KS Oil Extrct Stm 5A4-PG-037 | Steam Pipeline Common | C | 0190E012 | 2018-01-10 | 2014-09-10 | PHILAGANAN
0190-062-049 | 55240 | 0190-MLK-PRO-AHB-PRIFAN02 | PM03 | 301 | 52W Cal MAH B PAF2 5B1-PG-01.28/02 | Milk Air Heater B Primary Air Fan No 2 | C | 0190E010 | 2018-01-10 | 2014-09-10 | PHILAGANAN
0190-062-049 | 55240 | 0190-QAD-FAC-CMN-COMMON01 | PM03 | 301 | 52W Cal QA_Steam Supply 5F1-PG-001 | Quality Assurance Facilities Common | C | 0190E013 | 2018-01-10 | 2014-09-10 | PHILAGANAN
0190-062-049 | 55240 | 0190-QAD-FAC-CMN-COMMON01 | PM03 | 301 | 52W Cal QA Lab - Mojonnier Room QA-PG011 | Quality Assurance Facilities Common | C | 0190E013 | 2018-01-10 | 2014-09-10 | PHILAGANAN
0190-062-048 | 55240 | 0190-COF-PRO-AH3-AHCHMB01 | PM03 | 301 | 104W Cal MAH_B1 Chamber 5B1-PG-01.15/01 | Coffee AH3 Combustion Chamber | C | 0190E010 | 2017-06-14 | 2014-09-10 | PHILAGANAN
0190-062-048 | 55240 | 0190-ENG-PPT-FHF-FCLTY | PM03 | 301 | 104W Cal Fuel Handling 5D3_PG-210 | Fuel Handling Facility | C | 0190E009 | 2017-06-14 | 2014-09-10 | PHILAGANAN
0190-062-048 | 55240 | 0190-ENG-PPT-FHF-FCLTY | PM03 | 301 | 104W Cal PPT Fuel Handling 5D3_PG-218 | Fuel Handling Facility | C | 0190E009 | 2017-06-14 | 2014-09-10 | PHILAGANAN
0190-062-048 | 55240 | 0190-ENG-PPT-FHF-FULPMP14 | PM03 | 301 | 104W Cal FH_LSFO Pumps 5D3_PG-209 | AFBB LSFO Main Supply Pump | C | 0190E009 | 2017-06-14 | 2014-09-10 | PHILAGANAN
0190-062-048 | 55240 | 0190-ENG-PPT-FSF-FLSTNK01-PG018 | PM03 | 301 | 104W Cal FH_Dsl Flush 5D3-PG-018 | Diesel Flushing Tank PG-018 | C | 0190E017 | 2017-06-14 | 2014-09-10 | PHILAGANAN
0190-062-048 | 55240 | 0190-ENG-PPT-FSF-MIXTNK01-PG201 | PM03 | 301 | 104W Cal FH_Clrification Tank 5D3_PG-201 | Mixed Tank PG-201 | C | 0190E017 | 2017-06-14 | 2014-09-10 | PHILAGANAN
0190-062-048 | 55240 | 0190-ENG-WWT-MBR-PRMPMP02 | PM03 | 301 | 104W Cal MBR_Prmte Pmp2 5E3_PG-26.13/02 | Permeate Pump Skid 2 | C | 0190E016 | 2017-06-14 | 2014-09-10 | PHILAGANAN
0190-062-048 | 55240 | 0190-MLK-PRO-AHB-BURNER01-PG002 | PM03 | 301 | 104W Cal Air heater Weishaupt 5B4-PG-002 | Weishaupt Burner B1 PG-002 | C | 0190E017 | 2017-06-14 | 2014-09-10 | PHILAGANAN
0190-062-047 | 51982 | 0190-ENG-STM-WTF-FWTANK02 | PM03 | 301 | 18M Cal Lurgi Feed Wtr Tnk 5A3-LIC-25.03 | Feedwater Tank 2 BOSCH ex LURGI | C | 0190E012 | 2017-06-14 | 2014-09-10 | PHILAGANAN
0190-062-046 | 51985 | 0190-ENG-STM-WTF-FWTPMP11 | PM03 | 301 | 78W Cal AFBB Feed Wtr Sup 5A1-PCV-28.04 | Boiler FeedWater Pump No 11 - FBB | C | 0190E012 | 2017-12-08 | 2014-09-10 | PHILAGANAN
0190-062-045 | 51984 | 0190-ENG-STM-FBB-AFBBLR01 | PM03 | 301 | 78W Cal Post Comb Chamber 5A1-TT-140 | Atmospheric Fluidized Bed Boiler | A | 0190E012 | 2017-12-08 | 2014-09-10 | PHILAGANAN
0190-062-045 | 51984 | 0190-ENG-STM-FBB-ECOFAC01 | PM03 | 301 | 78W Cal AFBB Flue Gas Temp 5A1-TT-148 | Economizer Facilities | C | 0190E012 | 2017-12-08 | 2014-09-10 | PHILAGANAN
0190-062-044 | 52264 | 0190-COF-PRO-AHC-HEATER01 | PM03 | 301 | 52W Cal CAH Fuel Heater 5B5-PRV-001 | Air Heater 1 & 2 Fuel Heating Station | C | 0190E010 | 2018-04-10 | 2014-09-10 | PHILAGANAN
0190-062-044 | 52264 | 0190-ENG-IGG-IGS-FCLTY | PM03 | 301 | 52W Cal CO2 Hndling Stn 5D1-PRV-15.22/02 | Inert Gas Facility | C | 0190E009 | 2018-04-10 | 2014-09-10 | PHILAGANAN
0190-062-044 | 52264 | 0190-ENG-STM-WTF-FWTANK03 | PM03 | 301 | 52W Cal FBB Boiler Tank 5A1-PRV-08.04/01 | Feedwater Tank 3 - FBB | C | 0190E012 | 2018-04-10 | 2014-09-10 | PHILAGANAN
0190-062-044 | 52264 | 0190-ENG-STM-WTF-FWTANK03 | PM03 | 301 | 52W Cal FBB Boiler Tank 5A1-PRV-08.04/02 | Feedwater Tank 3 - FBB | C | 0190E012 | 2018-04-10 | 2014-09-10 | PHILAGANAN
0190-062-043 | 61179 | 0190-ENG-PPT-AUF-VOKFLTR1 | PM03 | 301 | 52W Cal FH_Vokes Filter | Vokes Filter 1 | C | 0190E009 | 2017-06-14 | 2014-09-10 | PHILAGANAN
0190-062-043 | 61179 | 0190-ENG-PPT-CTR-PUMP09 | PM03 | 301 | 52W Cal CAT Cooling Wtr G1 5D1-PS-05.08 | Cooling Tower Pump No.9 CAT | C | 0190E009 | 2017-06-14 | 2014-09-10 | PHILAGANAN
0190-062-043 | 61179 | 0190-ENG-PPT-GN2-ENGINE01-PS1208 | PM03 | 301 | 52W Cal CAT Injection Tip 5D1-PS-12.08 | GenSet 02 Engine Unit-PS1208 | B | 0190E017 | 2017-06-14 | 2014-09-10 | PHILAGANAN
0190-062-043 | 61179 | 0190-ENG-STM-JT2-JTBOILR02-PS009 | PM03 | 301 | 52W Cal JT2 5A2-PS-009 | JT Boiler No 2 PS-009 | B | 0190E017 | 2017-06-14 | 2014-09-10 | PHILAGANAN
0190-062-043 | 61179 | 0190-ENG-STM-JT2-STMDRM01 | PM03 | 301 | 52W Cal JT2 Stm Drum 5A2-PS-34.35/02 | JT 2 Boiler Steam Drum | C | 0190E012 | 2017-06-14 | 2014-09-10 | PHILAGANAN
0190-062-042 | 51984 | 0190-ENG-PPT-AUF-SEPRTR01 | PM03 | 301 | 52W Cal PPT_LOPX1 Sep 5D1-TT-004 | Lopx 1 Separation System (WHPX) | C | 0190E009 | 2017-06-14 | 2014-09-10 | PHILAGANAN
0190-062-042 | 51984 | 0190-ENG-PPT-AUF-SEPRTR01 | PM03 | 301 | 52W Cal PPT_LOPX1 Sep 5D1-TT-078 | Lopx 1 Separation System (WHPX) | C | 0190E009 | 2017-06-14 | 2014-09-10 | PHILAGANAN
0190-062-042 | 51984 | 0190-ENG-PPT-AUF-SEPRTR02 | PM03 | 301 | 52W Cal PPT_LOPX2 Sep 5D1-TT-002 | Lopx 2 Separation System | C | 0190E009 | 2017-06-14 | 2014-09-10 | PHILAGANAN
0190-062-042 | 51984 | 0190-ENG-PPT-AUF-SEPRTR02 | PM03 | 301 | 52W Cal PPT_LOPX2 Sep 5D1-TT-003 | Lopx 2 Separation System | C | 0190E009 | 2017-06-14 | 2014-09-10 | PHILAGANAN
0190-062-042 | 51984 | 0190-ENG-REF-NH3-COMPSR01 | PM03 | 301 | 52W Cal NH3 (IS) Comp Suction 5D5-TE-010 | Chiller Compressor | B | 0190E010 | 2017-06-14 | 2014-09-10 | PHILAGANAN
0190-062-042 | 51984 | 0190-ENG-STM-ESP-HPRRAV01 | PM03 | 301 | 52W Cal AFBB ESP Hopper1 5A1-TE-41A | ESP Hopper RAV No. 1 | B | 0190E012 | 2017-06-14 | 2014-09-10 | PHILAGANAN
0190-062-042 | 51984 | 0190-ENG-STM-ESP-HPRRAV02 | PM03 | 301 | 52W Cal AFBB ESP Hopper2 5A1-TE-41B | ESP Hopper RAV No. 2 | B | 0190E012 | 2017-06-14 | 2014-09-10 | PHILAGANAN
0190-062-042 | 51984 | 0190-ENG-STM-ESP-HPRRAV03 | PM03 | 301 | 52W Cal AFBB ESP Hopper3 5A1-TE-41C | ESP Hopper RAV No. 3 | B | 0190E012 | 2017-06-14 | 2014-09-10 | PHILAGANAN
0190-062-042 | 51984 | 0190-ENG-STM-FBB-BURNER02 | PM03 | 301 | 52W Cal AFBB Load Brner Oil 5A1-TT-24-72 | Load Burner | C | 0190E012 | 2017-06-14 | 2014-09-10 | PHILAGANAN
0190-062-041 | 51982 | 0190-ENG-STM-FBB-FRCDFN01 | PM03 | 301 | 52W Cal AFBB Forced Fan 5A1-PIT-20.02 | Force Draft Fan Assembly | C | 0190E012 | 2017-06-14 | 2014-09-10 | PHILAGANAN
0190-062-041 | 51982 | 0190-ENG-WWT-MBR-CIRPMP01 | PM03 | 301 | 52W Cal MBR_Circu Feed Pmp 5E3_PT-10.11 | Circulation Feed Pump 1 | C | 0190E016 | 2017-06-14 | 2014-09-10 | PHILAGANAN
0190-062-041 | 51982 | 0190-ENG-WWT-MBR-CIRPMP01 | PM03 | 301 | 52W Cal MBR_Circu Fd Pmp1 5E3-PT-10.16 | Circulation Feed Pump 1 | C | 0190E016 | 2017-06-14 | 2014-09-10 | PHILAGANAN
0190-062-041 | 51982 | 0190-ENG-WWT-MBR-CIRPMP02 | PM03 | 301 | 52W Cal MBR_Circu Fd Pmp2 5E3-PT-10.12 | Circulation Feed Pump 2 | C | 0190E016 | 2017-06-14 | 2014-09-10 | PHILAGANAN
0190-062-041 | 51982 | 0190-ENG-WWT-MBR-CIRPMP02 | PM03 | 301 | 52W Cal MBR_Circu Fd Pmp2 5E3-PT-10.12 | Circulation Feed Pump 2 | C | 0190E016 | 2017-06-14 | 2014-09-10 | PHILAGANAN
0190-062-041 | 51982 | 0190-ENG-WWT-MBR-CIRPMP02 | PM03 | 301 | 52W Cal MBR_Circu Fd Pmp2 5E3-PT-10.13 | Circulation Feed Pump 2 | C | 0190E016 | 2017-06-14 | 2014-09-10 | PHILAGANAN
0190-062-041 | 51982 | 0190-ENG-WWT-MBR-CIRPMP03 | PM03 | 301 | 52W Cal MBR_Circu Feed Pmp3 5E3-PT-10.14 | Circulation Feed Pump 3 | C | 0190E016 | 2017-06-14 | 2014-09-10 | PHILAGANAN
0190-062-041 | 51982 | 0190-ENG-WWT-MBR-CIRPMP03 | PM03 | 301 | 52W Cal MBR_Circu Fd Pmp3 5E3-PT-10.14 | Circulation Feed Pump 3 | C | 0190E016 | 2017-06-14 | 2014-09-10 | PHILAGANAN
0190-062-041 | 51982 | 0190-ENG-WWT-MBR-CIRPMP03 | PM03 | 301 | 52W Cal MBR_Circu Fd Pmp3 5E3-PT-10.15 | Circulation Feed Pump 3 | C | 0190E016 | 2017-06-14 | 2014-09-10 | PHILAGANAN
0190-062-041 | 51982 | 0190-MLK-PRO-AHB-PRIFAN01 | PM03 | 301 | 52W Cal MAH B1 PAF Outlt 5B1-PT-01.43/01 | Milk Air Heater B Primary Air Fan No 1 | C | 0190E010 | 2017-06-14 | 2014-09-10 | PHILAGANAN
0190-062-041 | 51982 | 0190-MLK-PRO-AHB-PRIFAN02 | PM03 | 301 | 52W Cal MAH B2 PAF Outlt 5B2-PT-01.43/03 | Milk Air Heater B Primary Air Fan No 2 | C | 0190E010 | 2017-06-14 | 2014-09-10 | PHILAGANAN
0190-062-040 | 55241 | 0190-ENG-PPT-AUF-AIRTNK01-TG002 | PM03 | 301 | 52W Cal PPT_Air Comp Cool H2O 5D5-TG-002 | Lt - 12 Compressed Air Supply TG 002 | C | 0190E017 | 2017-06-14 | 2014-09-10 | PHILAGANAN
0190-062-040 | 55241 | 0190-ENG-PPT-AUF-AIRTNK01-TG003 | PM03 | 301 | 52W Cal PPT_Air Comp Cool H2O 5D5-TG-003 | Lt - 12 Compressed Air Supply TG 003 | C | 0190E017 | 2017-06-14 | 2014-09-10 | PHILAGANAN
0190-062-040 | 55241 | 0190-ENG-REF-NH3-ORPUMP01 | PM03 | 301 | 52W Cal Milk Ammonia 5C1_TG-05.31/03 | Ammonia Oil Recirculating pump | B | 0190E010 | 2017-06-14 | 2014-09-10 | PHILAGANAN
0190-062-040 | 55241 | 0190-ENG-REF-NH3-ORPUMP01 | PM03 | 301 | 52W Cal Milk Ammonia 5C1_TG-05.31/04 | Ammonia Oil Recirculating pump | B | 0190E010 | 2017-06-14 | 2014-09-10 | PHILAGANAN
0190-062-040 | 55241 | 0190-ENG-SCG-COE-TUBHTR01 | PM03 | 301 | 52W Cal CWWE_Tubular Heater 5A4_TG-001 | Tubular Heater No 1 | C | 0190E012 | 2017-06-14 | 2014-09-10 | PHILAGANAN
0190-062-040 | 55241 | 0190-ENG-SCG-COE-TUBHTR01 | PM03 | 301 | 52W Cal CWWE_Tubular Heater 5A4_TG-007 | Tubular Heater No 1 | C | 0190E012 | 2017-06-14 | 2014-09-10 | PHILAGANAN
0190-062-040 | 55241 | 0190-ENG-SCG-COE-TUBHTR01 | PM03 | 301 | 52W Cal CWWE_Tubular Heater 5A4_TG-008 | Tubular Heater No 1 | C | 0190E012 | 2017-06-14 | 2014-09-10 | PHILAGANAN
0190-062-040 | 55241 | 0190-ENG-SCG-COE-TUBHTR01 | PM03 | 301 | 52W Cal CWWE_Tubular Heater 5A4-TG-21.04 | Tubular Heater No 1 | C | 0190E012 | 2017-06-14 | 2014-09-10 | PHILAGANAN
0190-062-040 | 55241 | 0190-ENG-SCG-COE-TUBHTR01 | PM03 | 301 | 52W Cal CWWE_Tubular Heater 5A4-TG-21.05 | Tubular Heater No 1 | C | 0190E012 | 2017-06-14 | 2014-09-10 | PHILAGANAN
0190-062-040 | 55241 | 0190-ENG-SCG-CWE-EFFCTV01 | PM03 | 301 | 52W Cal CWWE_1st Effect Evap 5A4_TG-003 | 1st Effect Evaporator Vessel | C | 0190E012 | 2017-06-14 | 2014-09-10 | PHILAGANAN
0190-062-040 | 55241 | 0190-ENG-SCG-CWE-EFFCTV02 | PM03 | 301 | 52W Cal CWWE_2nd Effect Evap 5A4_TG-004 | 2nd Effect Evaporator Vessel | C | 0190E012 | 2017-06-14 | 2014-09-10 | PHILAGANAN
0190-062-040 | 55241 | 0190-ENG-SCG-CWE-EFFCTV03 | PM03 | 301 | 52W Cal CWWE_3rd Effect Evap 5A4_TG-005 | 3rd Effect Evaporator Vessel | C | 0190E012 | 2017-06-14 | 2014-09-10 | PHILAGANAN
0190-062-040 | 55241 | 0190-ENG-SCG-CWE-EFFCTV04 | PM03 | 301 | 52W Cal CWWE_4th Effect Evap 5A4_TG-006 | 4th Effect Evaporator Vessel | C | 0190E012 | 2017-06-14 | 2014-09-10 | PHILAGANAN
0190-062-040 | 55241 | 0190-ENG-STM-FHF-CPBTNK03 | PM03 | 301 | 52W Cal CAH_Fuel Day Tnk 5A3-TG-008 | Coffee Air Heater Daytank | C | 0190E012 | 2017-06-14 | 2014-09-10 | PHILAGANAN
0190-062-040 | 55241 | 0190-ENG-STM-JT1-BURNER01 | PM03 | 301 | 52W Cal JT 1 Boiler Burner 5A2-TG-026 | JT 1 Boiler 1 Burner | C | 0190E012 | 2017-06-14 | 2014-09-10 | PHILAGANAN
0190-062-040 | 55241 | 0190-ENG-STM-JT1-DUCTNG01 | PM03 | 301 | 52W Cal JT1_Flue Gas Duct 5A2-TG-030 | JT Boiler No 1 Flue Gas Duct | C | 0190E012 | 2017-06-14 | 2014-09-10 | PHILAGANAN
0190-062-040 | 55241 | 0190-ENG-STM-JT2-BURNER01 | PM03 | 301 | 52W Cal JT 2 Boiler 5A2-TG-004 | JT Boiler 2 Burner | C | 0190E012 | 2017-06-14 | 2014-09-10 | PHILAGANAN
0190-062-040 | 55241 | 0190-ENG-STM-JT2-BURNER01 | PM03 | 301 | 52W Cal JT 2 Boiler 5A2-TG-006 | JT Boiler 2 Burner | C | 0190E012 | 2017-06-14 | 2014-09-10 | PHILAGANAN
0190-062-040 | 55241 | 0190-ENG-STM-JT2-DUCTNG01 | PM03 | 301 | 52W Cal JT1_Flue Gas Duct 5A2-TG-003 | JT Boiler No 2 Flue Gas Duct | C | 0190E012 | 2017-06-14 | 2014-09-10 | PHILAGANAN
0190-062-040 | 55241 | 0190-MLK-PRO-AHB-AIRHTR02-TG0136_02 | PM03 | 301 | 52W Cal MAH B2 Econ 5B3-TG-01.36/02 | Milk Air Heater B2 TG-01.36/02 | C | 0190E017 | 2017-06-14 | 2014-09-10 | PHILAGANAN
0190-062-040 | 55241 | 0190-MLK-PRO-AHC-BURNER01-TG011 | PM03 | 301 | 52W Cal MAH C Burner Fuel 5B3-TG-011 | Weishaupt Burner C1 TG-011 | C | 0190E017 | 2017-06-14 | 2014-09-10 | PHILAGANAN
0190-062-040 | 55241 | 0190-MLK-PRO-NH3-CHWLNE01 | PM03 | 301 | 52W Cal Rodeo1 H2O Sup 5C1-TG-04.04/01 | Milks Ammonia Chilled Water Line 1 | B | 0190E012 | 2017-06-14 | 2014-09-10 | PHILAGANAN
0190-062-040 | 55241 | 0190-QAD-FAC-CMN-COMMON01 | PM03 | 301 | 52W Cal Q.A Gen Lab Oven Room QA_TG-001 | Quality Assurance Facilities Common | C | 0190E013 | 2017-06-14 | 2014-09-10 | PHILAGANAN
0190-062-039 | 51986 | 0190-ENG-PPT-AUF-FULBOS01 | PM03 | 301 | 52W Cal CAT Booster Module 5D1_LIG-019 | Fuel Booster Module | C | 0190E009 | 2017-06-14 | 2014-09-10 | PHILAGANAN
0190-062-039 | 51986 | 0190-ENG-PPT-AUF-FULBOS01 | PM03 | 301 | 52W Cal CAT Booster Module1 5D1_LIG-026 | Fuel Booster Module | C | 0190E009 | 2017-06-14 | 2014-09-10 | PHILAGANAN
0190-062-039 | 51986 | 0190-ENG-PPT-FHF-FULPMP01 | PM03 | 301 | 52W Cal FH_LSFO MAH Sup 5D3_FIQ-05.06 | Milk Air Heater LSFO Transfer Pump | C | 0190E009 | 2017-06-14 | 2014-09-10 | PHILAGANAN
0190-062-039 | 51986 | 0190-ENG-PPT-GN4-ENGINE01-FIT0404_01 | PM03 | 301 | 52W Cal CAT 4 Fuel Ret 5D1-FIT-04.04/01 | GenSet 04 Engine Unit FIT04.04/01 | B | 0190E017 | 2017-06-14 | 2014-09-10 | PHILAGANAN
0190-062-039 | 51986 | 0190-ENG-PPT-GN4-ENGINE01-FIT0404_02 | PM03 | 301 | 52W Cal CAT 4 Fuel Ret 5D1-FIT-04.04/02 | GenSet 04 Engine Unit FIT04.04/02 | B | 0190E017 | 2017-06-14 | 2014-09-10 | PHILAGANAN
0190-062-039 | 51986 | 0190-ENG-STM-ESP-HPRRAV02 | PM03 | 301 | 52W Cal AFBB ESP Hopper 2 5A1-TT-41B | ESP Hopper RAV No. 2 | B | 0190E012 | 2017-06-14 | 2014-09-10 | PHILAGANAN
0190-062-039 | 51986 | 0190-ENG-STM-ESP-HPRRAV03 | PM03 | 301 | 52W Cal AFBB ESP Hopper 3 5A1-TT-41C | ESP Hopper RAV No. 3 | B | 0190E012 | 2017-06-14 | 2014-09-10 | PHILAGANAN
0190-062-039 | 51986 | 0190-ENG-STM-FBB-BURNER02 | PM03 | 301 | 52W Cal AFBB Supply Air 5A1-FIT-02.04 | Load Burner | C | 0190E012 | 2017-06-14 | 2014-09-10 | PHILAGANAN
0190-062-039 | 51986 | 0190-ENG-STM-FBB-BURNER02 | PM03 | 301 | 52W Cal AFBB Supply Air 5A1-FS-02.04 | Load Burner | C | 0190E012 | 2017-06-14 | 2014-09-10 | PHILAGANAN
0190-062-039 | 51986 | 0190-ENG-STM-FBB-COMMON01 | PM03 | 301 | 52W Cal AFBB Stm Flow Deaer 5A1_FIT-102 | AFBB Common Facilities | C | 0190E012 | 2017-06-14 | 2014-09-10 | PHILAGANAN
0190-062-039 | 51986 | 0190-ENG-STM-FBB-STMDRM01 | PM03 | 301 | 52W Cal AFBB Main Stm Drum 5A1-FIT-23.13 | Fluidized Bed Boiler Steam Drum | C | 0190E012 | 2017-06-14 | 2014-09-10 | PHILAGANAN
0190-062-039 | 51986 | 0190-ENG-STM-FBB-STMDRM01 | PM03 | 301 | 52W Cal AFBB Main Stm Drum 5A1-FS-23.13 | Fluidized Bed Boiler Steam Drum | C | 0190E012 | 2017-06-14 | 2014-09-10 | PHILAGANAN
0190-062-039 | 51986 | 0190-ENG-STM-FBB-STMLNE01 | PM03 | 301 | 52W Cal AFBB_Stm Headr Low 5A1-FIT-1.17 | AFBB Steam Distribution Line | C | 0190E012 | 2017-06-14 | 2014-09-10 | PHILAGANAN
0190-062-039 | 51986 | 0190-ENG-STM-JT1-FWTLNE01 | PM03 | 301 | 52W Cal JT Boilr1 Feed Wtr 5A2-FIT-34.14 | JT Boiler No 1 Feedwater Line | C | 0190E012 | 2017-06-14 | 2014-09-10 | PHILAGANAN
0190-062-039 | 51986 | 0190-ENG-STM-JT1-FWTLNE01 | PM03 | 301 | 52W Cal JT Boilr1 Feed Wtr 5A2-FS-34.14 | JT Boiler No 1 Feedwater Line | C | 0190E012 | 2017-06-14 | 2014-09-10 | PHILAGANAN
0190-062-039 | 51986 | 0190-ENG-STM-JT1-FWTLNE01 | PM03 | 301 | 52W Cal JT Boilr1 Feed 5A2-HMI-F34.14 | JT Boiler No 1 Feedwater Line | C | 0190E012 | 2017-06-14 | 2014-09-10 | PHILAGANAN
0190-062-039 | 51986 | 0190-ENG-STM-JT2-FWTLNE01 | PM03 | 301 | 52W Cal JT Boilr2 Feed Wtr 5A2-FIT-34.17 | JT Boiler No 2 Feedwater Line | C | 0190E012 | 2017-06-14 | 2014-09-10 | PHILAGANAN
0190-062-039 | 51986 | 0190-ENG-WWT-MBR-BCKPMP01 | PM03 | 301 | 52W Cal MBR_Backwash Pump 5E3_FS-27.06 | Backwash Pump Skid | C | 0190E016 | 2017-06-14 | 2014-09-10 | PHILAGANAN
0190-062-039 | 51986 | 0190-ENG-WWT-MBR-BCKPMP01 | PM03 | 301 | 52W Cal MBR_Backwash Pump 5E3_HMI-F27.06 | Backwash Pump Skid | C | 0190E016 | 2017-06-14 | 2014-09-10 | PHILAGANAN
0190-062-039 | 51986 | 0190-ENG-WWT-MBR-BCKPMP01 | PM03 | 301 | 52W Cal MBR_Backwash Pump 5E3-FIT-27.06 | Backwash Pump Skid | C | 0190E016 | 2017-06-14 | 2014-09-10 | PHILAGANAN
0190-062-039 | 51986 | 0190-ENG-WWT-MBR-PRMPMP01 | PM03 | 301 | 52W Cal MBR_Permte Pmp 5E3-FIT-26.10/01 | Permeate Pump Skid 1 | C | 0190E016 | 2017-06-14 | 2014-09-10 | PHILAGANAN
0190-062-039 | 51986 | 0190-ENG-WWT-MBR-PRMPMP02 | PM03 | 301 | 52W Cal MBR_Permte Pmp 5E3-FIT-26.10/02 | Permeate Pump Skid 2 | C | 0190E016 | 2017-06-14 | 2014-09-10 | PHILAGANAN
0190-062-039 | 51986 | 0190-ENG-WWT-MBR-PRMPMP03 | PM03 | 301 | 52W Cal MBR_Permte Pmp 5E3-FIT-26.10/03 | Permeate Pump Skid 3 | C | 0190E016 | 2017-06-14 | 2014-09-10 | PHILAGANAN
0190-062-038 | 55240 | 0190-ENG-CAF-AIR-AIRTNK03-PG0106 | PM03 | 301 | 52W Cal AirComp Tnk1 5D5-PG-01.06 | Compress Air Receiving Tank No.3-PG0106 | C | 0190E017 | 2018-01-10 | 2014-09-10 | PHILAGANAN
0190-062-038 | 55240 | 0190-ENG-CAF-AIR-AIRTNK04-PG006 | PM03 | 301 | 52W Cal AirComp Tnk2 5D5-PG-006 | Compress Air Receiving Tank No.4-PG006 | C | 0190E017 | 2018-01-10 | 2014-09-10 | PHILAGANAN
0190-062-038 | 55240 | 0190-ENG-CAF-AIR-FCLTY | PM03 | 301 | 52W Cal AirComp Air Hdr 5D5-PG-011 | Compress Air Facility | C | 0190E009 | 2018-01-10 | 2014-09-10 | PHILAGANAN
0190-062-038 | 55240 | 0190-ENG-CAF-AIR-FCLTY | PM03 | 301 | 52W Cal AirComp Air Hdr 5D5-PG-013 | Compress Air Facility | C | 0190E009 | 2018-01-10 | 2014-09-10 | PHILAGANAN
0190-062-038 | 55240 | 0190-ENG-IGG-IGS-CO2TNK02-PG135 | PM03 | 301 | 52W Cal CO2 Handling Stn2 5D1_PG-135 | CO2 Tank System No 2-PG 15.02/02 | C | 0190E017 | 2018-01-10 | 2014-09-10 | PHILAGANAN
0190-062-038 | 55240 | 0190-ENG-IGG-IGS-CO2TNK02-PG136 | PM03 | 301 | 52W Cal CO2 Handling Tank2 5D1_PG-136 | CO2 Tank System No 2-PG136 | C | 0190E017 | 2018-01-10 | 2014-09-10 | PHILAGANAN
0190-062-038 | 55240 | 0190-ENG-IGG-IGS-CO2TNK03-PG141 | PM03 | 301 | 52W Cal CO2 Hndlng Tank3 5D1_PG-14.26/03 | CO2 Tank System No 3-PG141 | C | 0190E017 | 2018-01-10 | 2014-09-10 | PHILAGANAN
0190-062-038 | 55240 | 0190-ENG-IGG-N2A-N2GEN01-PG242 | PM03 | 301 | 52W Cal IGA_N2 Gen1 5D4_PG-242 | N2 Generator No. 1-PG242 | C | 0190E017 | 2018-01-10 | 2014-09-10 | PHILAGANAN
0190-062-038 | 55240 | 0190-ENG-IGG-N2A-N2GEN01-PG243 | PM03 | 301 | 52W Cal IGA_N2 Gen1 5D4_PG-243 | N2 Generator No. 1-PG243 | C | 0190E017 | 2018-01-10 | 2014-09-10 | PHILAGANAN
0190-062-038 | 55240 | 0190-ENG-IGG-N2A-N2GEN01-PG244 | PM03 | 301 | 52W Cal IGA_N2 Gen1 5D4_PG-244 | N2 Generator No. 1-PG244 | C | 0190E017 | 2018-01-10 | 2014-09-10 | PHILAGANAN
0190-062-038 | 55240 | 0190-ENG-IGG-N2A-N2GEN01-PG245 | PM03 | 301 | 52W Cal IGA_N2 Gen1 5D4_PG-245 | N2 Generator No. 1-PG245 | C | 0190E017 | 2018-01-10 | 2014-09-10 | PHILAGANAN
0190-062-038 | 55240 | 0190-ENG-IGG-N2A-N2GEN01-PG246 | PM03 | 301 | 52W Cal IGA_N2 Gen1 5D4_PG-246 | N2 Generator No. 1 - PG 246 | C | 0190E009 | 2018-01-10 | 2014-09-10 | PHILAGANAN
0190-062-038 | 55240 | 0190-ENG-IGG-N2A-N2GEN01-PG247 | PM03 | 301 | 52W Cal IGA_N2 Gen1 5D4_PG-247 | N2 Generator No. 1 - PG 247 | C | 0190E017 | 2018-01-10 | 2014-09-10 | PHILAGANAN
0190-062-038 | 55240 | 0190-ENG-IGG-N2A-N2GEN01-PG251 | PM03 | 301 | 52W Cal IGA_N2 Gen1 5D4_PG-251 | N2 Generator No. 1- PG251 | C | 0190E017 | 2018-01-10 | 2014-09-10 | PHILAGANAN
0190-062-038 | 55240 | 0190-ENG-IGG-N2A-N2GEN02-PG240 | PM03 | 301 | 52W Cal IGA_N2 Gen._Air Inlet 5D4_PG-240 | N2 Generator No. 2-PG240 | C | 0190E017 | 2018-01-10 | 2014-09-10 | PHILAGANAN
0190-062-038 | 55240 | 0190-ENG-IGG-N2A-N2GEN02-PG241 | PM03 | 301 | 52W Cal IGA_N2 Gen._Air Inlet 5D4_PG-241 | N2 Generator No. 2-PG241 | C | 0190E017 | 2018-01-10 | 2014-09-10 | PHILAGANAN
0190-062-038 | 55240 | 0190-ENG-IGG-N2A-N2GEN02-PG253 | PM03 | 301 | 52W Cal IGA_N2 Gen2 5D4_PG-253 | N2 Generator No. 2 - PG253 | C | 0190E017 | 2018-01-10 | 2014-09-10 | PHILAGANAN
0190-062-038 | 55240 | 0190-ENG-IGG-N2A-N2GEN02-PG254 | PM03 | 301 | 52W Cal IGA_N2 Gen2 5D4_PG-254 | N2 Generator No. 2-PG254 | C | 0190E017 | 2018-01-10 | 2014-09-10 | PHILAGANAN
0190-062-038 | 55240 | 0190-ENG-IGG-N2A-N2GEN03-PG255 | PM03 | 301 | 52W Cal IGA_N2 Gen3 5D4_PG-255 | N2 Generator No. 3-PG255 | C | 0190E017 | 2018-01-10 | 2014-09-10 | PHILAGANAN
0190-062-038 | 55240 | 0190-ENG-PPT-AUF-SEPRTR01 | PM03 | 301 | 52W Cal CAT LOPX1 Separator 5D1-PG-080 | Lopx 1 Separation System (WHPX) | C | 0190E009 | 2018-01-10 | 2014-09-10 | PHILAGANAN
0190-062-038 | 55240 | 0190-ENG-PPT-AUF-SEPRTR02 | PM03 | 301 | 52W Cal CAT LOPX2 Separator 5D1-PG-094 | Lopx 2 Separation System | C | 0190E009 | 2018-01-10 | 2014-09-10 | PHILAGANAN
0190-062-038 | 55240 | 0190-ENG-PPT-AUF-SEPRTR02 | PM03 | 301 | 52W Cal CAT LOPX2 Separator 5D1-PG-101 | Lopx 2 Separation System | C | 0190E009 | 2018-01-10 | 2014-09-10 | PHILAGANAN
0190-062-038 | 55240 | 0190-ENG-PPT-GN4-ENGINE01-PG1203 | PM03 | 301 | 52W Cal CAT Inj Tip Cooler 5D1_PG-12.03 | GenSet 04 Engine Unit-PG1203 | C | 0190E017 | 2018-01-10 | 2014-09-10 | PHILAGANAN
0190-062-038 | 55240 | 0190-ENG-STM-FBB-AIRPRE01 | PM03 | 301 | 52W Cal AFBB Fuel Heater 5A1_PG-015 | Air Preheater Facilities | C | 0190E012 | 2018-01-10 | 2014-09-10 | PHILAGANAN
0190-062-038 | 55240 | 0190-ENG-STM-FBB-BDHOPP01 | PM03 | 301 | 52W Cal Bedhopper Sand Drain 5A1_PG-025 | RH01 Bed Hopper Sand Drain Pipe | C | 0190E012 | 2018-01-10 | 2014-09-10 | PHILAGANAN
0190-062-038 | 55240 | 0190-ENG-STM-FBB-BDHOPP02 | PM03 | 301 | 52W Cal Bedhopper Sand Drain 5A1_PG-024 | LH01 Bed Hopper Sand Drain Pipe | C | 0190E012 | 2018-01-10 | 2014-09-10 | PHILAGANAN
0190-062-038 | 55240 | 0190-ENG-STM-FBB-BDHOPP03 | PM03 | 301 | 52W Cal Bedhopper Sand Drain 5A1_PG-027 | RH02 Bed Hopper Sand Drain Pipe | C | 0190E012 | 2018-01-10 | 2014-09-10 | PHILAGANAN
0190-062-038 | 55240 | 0190-ENG-STM-FBB-BDHOPP04 | PM03 | 301 | 52W Cal Bedhopper Sand Drain 5A1_PG-026 | LH02 Bed Hopper Sand Drain Pipe | C | 0190E012 | 2018-01-10 | 2014-09-10 | PHILAGANAN
0190-062-038 | 55240 | 0190-ENG-STM-JT2-DUCTNG01 | PM03 | 301 | 52W Cal JT 2 Flue Gas Duct 5A2-PG-013 | JT Boiler No 2 Flue Gas Duct | C | 0190E012 | 2018-01-10 | 2014-09-10 | PHILAGANAN
0190-062-038 | 55240 | 0190-ENG-STM-JT2-DUCTNG01 | PM03 | 301 | 52W Cal JT 2 Flue Gas Duct 5A2-PG-014 | JT Boiler No 2 Flue Gas Duct | C | 0190E012 | 2018-01-10 | 2014-09-10 | PHILAGANAN
0190-062-038 | 55240 | 0190-ENG-STM-WTF-FWTPMP13 | PM03 | 301 | 52W Cal AFBB_Deaerator 5A1-PG-193 | Boiler FeedWater Pump No.13 FBB | C | 0190E012 | 2018-01-10 | 2014-09-10 | PHILAGANAN
0190-062-038 | 55240 | 0190-MLK-PRO-AHC-PRIFAN02 | PM03 | 301 | 52W Cal MAH C PAF2 5B3-PG-01.36/02 | Milk Air Heater C Primary Air Fan No 2 | C | 0190E010 | 2018-01-10 | 2014-09-10 | PHILAGANAN
0190-062-038 | 55240 | 0190-QAD-FAC-CMN-COMMON01 | PM03 | 301 | 52W Cal QA - Helium Tank 5F1-PG-004 | Quality Assurance Facilities Common | C | 0190E013 | 2018-01-10 | 2014-09-10 | PHILAGANAN
0190-062-038 | 55240 | 0190-QAD-FAC-CMN-COMMON01 | PM03 | 301 | 52W Cal QA - Nitrogen Tank 5F1-PG-005 | Quality Assurance Facilities Common | C | 0190E013 | 2018-01-10 | 2014-09-10 | PHILAGANAN
0190-062-038 | 55240 | 0190-QAD-FAC-CMN-COMMON01 | PM03 | 301 | 52W Cal QA - Nitrogen Tank 5F1-PG-006 | Quality Assurance Facilities Common | C | 0190E013 | 2018-01-10 | 2014-09-10 | PHILAGANAN
0190-062-038 | 55240 | 0190-QAD-FAC-CMN-COMMON01 | PM03 | 301 | 52W Cal Nitrogen Pres Reg QA_PG01 | Quality Assurance Facilities Common | C | 0190E013 | 2018-01-10 | 2014-09-10 | PHILAGANAN
0190-062-038 | 55240 | 0190-QAD-FAC-CMN-COMMON01 | PM03 | 301 | 52W Cal Mini Lab - Helium Reg QA_PG03 | Quality Assurance Facilities Common | C | 0190E013 | 2018-01-10 | 2014-09-10 | PHILAGANAN
0190-062-038 | 55240 | 0190-QAD-FAC-CMN-COMMON01 | PM03 | 301 | 52W Cal Mini Lab - Helium Reg QA_PG04 | Quality Assurance Facilities Common | C | 0190E013 | 2018-01-10 | 2014-09-10 | PHILAGANAN
0190-062-038 | 55240 | 0190-QAD-FAC-CMN-COMMON01 | PM03 | 301 | 52W Cal Gen Lab - Helium Reg QA_PG05 | Quality Assurance Facilities Common | C | 0190E013 | 2018-01-10 | 2014-09-10 | PHILAGANAN
0190-062-038 | 55240 | 0190-QAD-FAC-CMN-COMMON01 | PM03 | 301 | 52W Cal Gen Lab - Helium Reg QA_PG08 | Quality Assurance Facilities Common | C | 0190E013 | 2018-01-10 | 2014-09-10 | PHILAGANAN
0190-062-037 | 55240 | 0190-ENG-SCG-CWE-CNDPMP09 | PM03 | 301 | 104W Cal Condensate Pump 5A4-PG-032 | CWW Steam Condensate Pump P 9A | C | 0190E012 | 2017-06-14 | 2014-09-09 | PHILAGANAN
0190-062-037 | 55240 | 0190-MLK-PRO-AHC-AIRHTR01-PG011303 | PM03 | 301 | 104W Cal MAH_C Feed Pump 5B3-PG-01.13/03 | Milk Air Heater C-PG011303 | C | 0190E017 | 2017-06-14 | 2014-09-09 | PHILAGANAN
0190-062-037 | 55240 | 0190-MLK-PRO-AHC-AIRHTR01-PG011503 | PM03 | 301 | 104W Cal MAH C Chamber 5B3-PG-01.15/03 | Milk Air Heater C-PG011503 | C | 0190E017 | 2017-06-14 | 2014-09-09 | PHILAGANAN
0190-062-037 | 55240 | 0190-MLK-PRO-AHC-AIRHTR01-PG012103 | PM03 | 301 | 104W Cal MAH_C Feed Pump 5B3-PG-01.21/03 | Milk Air Heater C-PG012103 | C | 0190E017 | 2017-06-14 | 2014-09-09 | PHILAGANAN
0190-062-036 | 51985 | 0190-COF-PRO-AH3-PRIFAN03 | PM03 | 301 | 78W Cal CAH PAF 1 5B5-PCV-05.04/01 | Coffee AH3 Primary Air Fan No.1 | C | 0190E010 | 2017-12-08 | 2014-09-09 | PHILAGANAN
0190-062-036 | 51985 | 0190-COF-PRO-AH3-PRIFAN04 | PM03 | 301 | 78W Cal CAH PAF 2 5B5-PCV-05.04/02 | Coffee AH3 Primary Air Fan No.2 | C | 0190E010 | 2017-12-08 | 2014-09-09 | PHILAGANAN
0190-062-036 | 51985 | 0190-ENG-STM-FBB-AIRPRE01 | PM03 | 301 | 78W Cal AFBB Contorl Valve 5A1-CV-21.05 | Air Preheater Facilities | C | 0190E012 | 2017-12-08 | 2014-09-09 | PHILAGANAN
0190-062-036 | 51985 | 0190-ENG-STM-FBB-AIRPRE01 | PM03 | 301 | 78W Cal AFBB 2nd Floor 5A1-FCV-07.18 | Air Preheater Facilities | C | 0190E012 | 2017-12-08 | 2014-09-09 | PHILAGANAN
0190-062-036 | 51985 | 0190-ENG-STM-FBB-BURNER02 | PM03 | 301 | 78W Cal AFBB Load Burner 5A1-FCV-03.05 | Load Burner | C | 0190E012 | 2017-12-08 | 2014-09-09 | PHILAGANAN
0190-062-036 | 51985 | 0190-ENG-STM-FBB-COMMON01 | PM03 | 301 | 78W Cal AFBB Contorl Valve 5A1-CV-02.03 | AFBB Common Facilities | C | 0190E012 | 2017-12-08 | 2014-09-09 | PHILAGANAN
0190-062-036 | 51985 | 0190-ENG-STM-FBB-COMMON01 | PM03 | 301 | 78W Cal AFBB 3rd Floor 5A1-HCV-650 | AFBB Common Facilities | C | 0190E012 | 2017-12-08 | 2014-09-09 | PHILAGANAN
0190-062-036 | 51985 | 0190-ENG-STM-FBB-COMMON01 | PM03 | 301 | 78W Cal AFBB 2nd Floor 5A1-HMI-F07.18 | AFBB Common Facilities | C | 0190E012 | 2017-12-08 | 2014-09-09 | PHILAGANAN
0190-062-036 | 51985 | 0190-ENG-STM-FBB-COMMON01 | PM03 | 301 | 78W Cal AFBB Deaerator Stm 5A1-LCV-27.05 | AFBB Common Facilities | C | 0190E012 | 2017-12-08 | 2014-09-09 | PHILAGANAN
0190-062-035 | 51984 | 0190-COF-PRO-AH3-AHCHMB01 | PM03 | 301 | 78W Cal CAH Flue Gas 5B5-TE-01.03 | Coffee AH3 Combustion Chamber | C | 0190E010 | 2017-12-08 | 2014-09-09 | PHILAGANAN
0190-062-035 | 51984 | 0190-COF-PRO-AH3-AHCHMB01 | PM03 | 301 | 78W Cal CAH Economizer 5B5-TE-05.07 | Coffee AH3 Combustion Chamber | C | 0190E010 | 2017-12-08 | 2014-09-09 | PHILAGANAN
0190-062-035 | 51984 | 0190-COF-PRO-AH3-AHCHMB01 | PM03 | 301 | 78W Cal CAH Flue Gas 5B5-TT-01.03 | Coffee AH3 Combustion Chamber | C | 0190E010 | 2017-12-08 | 2014-09-09 | PHILAGANAN
0190-062-035 | 51984 | 0190-COF-PRO-AH3-AHCHMB01 | PM03 | 301 | 78W Cal CAH Economizer 5B5-TT-05.07 | Coffee AH3 Combustion Chamber | C | 0190E010 | 2017-12-08 | 2014-09-09 | PHILAGANAN
0190-062-035 | 51984 | 0190-COF-PRO-AH3-PRIFAN03 | PM03 | 301 | 78W Cal CAH PAF 1 Brg2 5B5-HMI-T05.08/01 | Coffee AH3 Primary Air Fan No.1 | C | 0190E010 | 2017-12-08 | 2014-09-09 | PHILAGANAN
0190-062-035 | 51984 | 0190-COF-PRO-AH3-PRIFAN03 | PM03 | 301 | 78W Cal CAH PAF 1 Brg2 5B5-TE-05.08/01 | Coffee AH3 Primary Air Fan No.1 | C | 0190E010 | 2017-12-08 | 2014-09-09 | PHILAGANAN
0190-062-035 | 51984 | 0190-COF-PRO-AH3-PRIFAN03 | PM03 | 301 | 78W Cal CAH PAF 1 Brg 5B5-TT-05.08/01 | Coffee AH3 Primary Air Fan No.1 | C | 0190E010 | 2017-12-08 | 2014-09-09 | PHILAGANAN
0190-062-035 | 51984 | 0190-COF-PRO-AH3-PRIFAN04 | PM03 | 301 | 78W Cal CAH PAF 2 Brg2 5B5-HMI-T05.08/03 | Coffee AH3 Primary Air Fan No.2 | C | 0190E010 | 2017-12-08 | 2014-09-09 | PHILAGANAN
0190-062-035 | 51984 | 0190-COF-PRO-AH3-PRIFAN04 | PM03 | 301 | 78W Cal CAH PAF 2 Brg1 5B5-HMI-T05.08/04 | Coffee AH3 Primary Air Fan No.2 | C | 0190E010 | 2017-12-08 | 2014-09-09 | PHILAGANAN
0190-062-035 | 51984 | 0190-COF-PRO-AH3-PRIFAN04 | PM03 | 301 | 78W Cal CAH PAF 2 Brg2 5B5-TE-05.08/03 | Coffee AH3 Primary Air Fan No.2 | C | 0190E010 | 2017-12-08 | 2014-09-09 | PHILAGANAN
0190-062-035 | 51984 | 0190-COF-PRO-AH3-PRIFAN04 | PM03 | 301 | 78W Cal CAH PAF 2 Brg1 5B5-TE-05.08/04 | Coffee AH3 Primary Air Fan No.2 | C | 0190E010 | 2017-12-08 | 2014-09-09 | PHILAGANAN
0190-062-035 | 51984 | 0190-COF-PRO-AH3-PRIFAN04 | PM03 | 301 | 78W Cal CAH PAF 2 Brg 5B5-TT-05.08/03 | Coffee AH3 Primary Air Fan No.2 | C | 0190E010 | 2017-12-08 | 2014-09-09 | PHILAGANAN
0190-062-035 | 51984 | 0190-COF-PRO-AH3-PRIFAN04 | PM03 | 301 | 78W Cal CAH PAF 2 Brg 5B5-TT-05.08/04 | Coffee AH3 Primary Air Fan No.2 | C | 0190E010 | 2017-12-08 | 2014-09-09 | PHILAGANAN
0190-062-035 | 51984 | 0190-ENG-STM-FBB-AIRPRE01 | PM03 | 301 | 78W Cal AFBB Preheater 5A1-TCV-21.02 | Air Preheater Facilities | C | 0190E012 | 2017-12-08 | 2014-09-09 | PHILAGANAN
0190-062-035 | 51984 | 0190-ENG-STM-FBB-BDTANK01 | PM03 | 301 | 78W Cal AFBB Chamber 5 5A1-TE-25.02 | Blowdown/Drain Tank | C | 0190E012 | 2017-12-08 | 2014-09-09 | PHILAGANAN
0190-062-035 | 51984 | 0190-ENG-STM-FBB-BDTANK01 | PM03 | 301 | 78W Cal AFBB Chamber 5 5A1-TT-25.02 | Blowdown/Drain Tank | C | 0190E012 | 2017-12-08 | 2014-09-09 | PHILAGANAN
0190-062-035 | 51984 | 0190-ENG-STM-FBB-ECOFAC01 | PM03 | 301 | 78W Cal AFBB Skin Metal 5A1-TE-12.04/01 | Economizer Facilities | C | 0190E012 | 2017-12-08 | 2014-09-09 | PHILAGANAN
0190-062-035 | 51984 | 0190-ENG-STM-FBB-ECOFAC01 | PM03 | 301 | 78W Cal AFBB Skin Metal 5A1-TE-12.04/02 | Economizer Facilities | C | 0190E012 | 2017-12-08 | 2014-09-09 | PHILAGANAN
0190-062-035 | 51984 | 0190-ENG-STM-FBB-ECOFAC01 | PM03 | 301 | 78W Cal AFBB Skin Metal 5A1-TE-12.04/03 | Economizer Facilities | C | 0190E012 | 2017-12-08 | 2014-09-09 | PHILAGANAN
0190-062-035 | 51984 | 0190-ENG-STM-FBB-ECOFAC01 | PM03 | 301 | 78W Cal AFBB Skin Metal 5A1-TT-12.04/01 | Economizer Facilities | C | 0190E012 | 2017-12-08 | 2014-09-09 | PHILAGANAN
0190-062-035 | 51984 | 0190-ENG-STM-FBB-ECOFAC01 | PM03 | 301 | 78W Cal AFBB Skin Metal 5A1-TT-12.04/02 | Economizer Facilities | C | 0190E012 | 2017-12-08 | 2014-09-09 | PHILAGANAN
0190-062-035 | 51984 | 0190-ENG-STM-FBB-ECOFAC01 | PM03 | 301 | 78W Cal AFBB Skin Metal 5A1-TT-12.04/03 | Economizer Facilities | C | 0190E012 | 2017-12-08 | 2014-09-09 | PHILAGANAN
0190-062-035 | 51984 | 0190-ENG-STM-FBB-ECOFAC01 | PM03 | 301 | 78W Cal Flue Gas Temp 5A1-TT-145 | Economizer Facilities | C | 0190E012 | 2017-12-08 | 2014-09-09 | PHILAGANAN
0190-062-035 | 51984 | 0190-ENG-STM-WTF-DAERTR03 | PM03 | 301 | 78W Cal AFBB Deaerator 5A1-TE-05.02 | FWT Daerator - FBB | C | 0190E012 | 2017-12-08 | 2014-09-09 | PHILAGANAN
0190-062-035 | 51984 | 0190-ENG-STM-WTF-DAERTR03 | PM03 | 301 | 78W Cal AFBB Deaerator 5A1-TT-05.02 | FWT Daerator - FBB | C | 0190E012 | 2017-12-08 | 2014-09-09 | PHILAGANAN
0190-062-034 | 51982 | 0190-COF-PRO-AH3-AHCHMB01 | PM03 | 301 | 78W Cal CAH Chamber Press 5B5-PT-01.06 | Coffee AH3 Combustion Chamber | C | 0190E010 | 2017-12-08 | 2014-09-09 | PHILAGANAN
0190-062-034 | 51982 | 0190-COF-PRO-AH3-AHCHMB01 | PM03 | 301 | 78W Cal CAH Chamber Press 5B5-PT-01.09 | Coffee AH3 Combustion Chamber | C | 0190E010 | 2017-12-08 | 2014-09-09 | PHILAGANAN
0190-062-034 | 51982 | 0190-COF-PRO-AH3-AHCHMB01 | PM03 | 301 | 78W Cal CAH Primary 5B5-PT-01.10 | Coffee AH3 Combustion Chamber | C | 0190E010 | 2017-12-08 | 2014-09-09 | PHILAGANAN
0190-062-034 | 51982 | 0190-COF-PRO-AH3-PRIFAN03 | PM03 | 301 | 78W Cal CAH PAF 1 5B5-HMI-P05.04/01 | Coffee AH3 Primary Air Fan No.1 | C | 0190E010 | 2017-12-08 | 2014-09-09 | PHILAGANAN
0190-062-034 | 51982 | 0190-COF-PRO-AH3-PRIFAN03 | PM03 | 301 | 78W Cal CAH PAF 1 5B5-PT-05.09/01 | Coffee AH3 Primary Air Fan No.1 | C | 0190E010 | 2017-12-08 | 2014-09-09 | PHILAGANAN
0190-062-034 | 51982 | 0190-COF-PRO-AH3-PRIFAN04 | PM03 | 301 | 78W Cal CAH PAF 1 5B5-HMI-P05.04/02 | Coffee AH3 Primary Air Fan No.2 | C | 0190E010 | 2017-12-08 | 2014-09-09 | PHILAGANAN
0190-062-034 | 51982 | 0190-COF-PRO-AH3-PRIFAN04 | PM03 | 301 | 78W Cal CAH PAF 2 5B5-PT-05.09/02 | Coffee AH3 Primary Air Fan No.2 | C | 0190E010 | 2017-12-08 | 2014-09-09 | PHILAGANAN
0190-062-034 | 51982 | 0190-ENG-SCG-PCH-CGSILO02 | PM03 | 301 | 78W Cal AFBB SCG 5A1-PIT-02.04 | Spent Coffee Grounds Silo No 2 (FBB) | C | 0190E012 | 2017-12-08 | 2014-09-09 | PHILAGANAN
0190-062-034 | 51982 | 0190-ENG-STM-FBB-AIRPRE01 | PM03 | 301 | 78W Cal AFBB Air Out 5A1-PIT-03.08 | Air Preheater Facilities | C | 0190E012 | 2017-12-08 | 2014-09-09 | PHILAGANAN
0190-062-034 | 51982 | 0190-ENG-STM-FBB-COMMON01 | PM03 | 301 | 78W Cal AFBB Fluid Bed 5A1-HMI-P01.19 | AFBB Common Facilities | C | 0190E012 | 2017-12-08 | 2014-09-09 | PHILAGANAN
0190-062-034 | 51982 | 0190-ENG-STM-FBB-COMMON01 | PM03 | 301 | 78W Cal AFBB Fluid Bed 5A1-PIT-01.04/01 | AFBB Common Facilities | C | 0190E012 | 2017-12-08 | 2014-09-09 | PHILAGANAN
0190-062-034 | 51982 | 0190-ENG-STM-FBB-COMMON01 | PM03 | 301 | 78W Cal AFBB Fluid Bed 5A1-PIT-01.04/02 | AFBB Common Facilities | C | 0190E012 | 2017-12-08 | 2014-09-09 | PHILAGANAN
0190-062-034 | 51982 | 0190-ENG-STM-FBB-COMMON01 | PM03 | 301 | 78W Cal AFBB Fluid Bed 5A1-PIT-01.04/03 | AFBB Common Facilities | C | 0190E012 | 2017-12-08 | 2014-09-09 | PHILAGANAN
0190-062-034 | 51982 | 0190-ENG-STM-FBB-COMMON01 | PM03 | 301 | 78W Cal AFBB Fluid Bed 5A1-PIT-01.04/04 | AFBB Common Facilities | C | 0190E012 | 2017-12-08 | 2014-09-09 | PHILAGANAN
0190-062-034 | 51982 | 0190-ENG-STM-FBB-COMMON01 | PM03 | 301 | 78W Cal AFBB Fluid Bed 5A1-PIT-01.19 | AFBB Common Facilities | C | 0190E012 | 2017-12-08 | 2014-09-09 | PHILAGANAN
0190-062-034 | 51982 | 0190-ENG-STM-FBB-SDSRAV01 | PM03 | 301 | 78W Cal AFBB Sand Handlng 5A1-PIT-04.02 | Sand Silo RAV No. 1 | C | 0190E012 | 2017-12-08 | 2014-09-09 | PHILAGANAN
0190-062-034 | 51982 | 0190-ENG-STM-WHB-PCCMBR01 | PM03 | 301 | 78W Cal Lurgi Flue Gas 5A3-PT-11.02 | Post Combustion Chamber | C | 0190E012 | 2017-12-08 | 2014-09-09 | PHILAGANAN
0190-062-034 | 51982 | 0190-ENG-STM-WHB-SCRBER01 | PM03 | 301 | 78W Cal Lurgi Flue Gas 5A3-PIT-17.02 | Wet Scrubber Flue Gas Scrubber | C | 0190E012 | 2017-12-08 | 2014-09-09 | PHILAGANAN
0190-062-034 | 51982 | 0190-ENG-STM-WTF-FWTANK03 | PM03 | 301 | 78W Cal AFBB Deaerator 5A1-PIT-05.04 | Feedwater Tank 3 - FBB | C | 0190E012 | 2017-12-08 | 2014-09-09 | PHILAGANAN
0190-062-033 | 51984 | 0190-MLK-PRO-AHB-PRIFAN01 | PM03 | 301 | 52W Cal MAH B1 PAF1 5B1-TT-01.42/01 | Milk Air Heater B Primary Air Fan No 1 | C | 0190E010 | 2017-06-14 | 2014-09-09 | PHILAGANAN
0190-062-033 | 51984 | 0190-MLK-PRO-AHB-PRIFAN02 | PM03 | 301 | 52W Cal MAH B1 PAF2 5B1-TT-01.42/03 | Milk Air Heater B Primary Air Fan No 2 | C | 0190E010 | 2017-06-14 | 2014-09-09 | PHILAGANAN
0190-062-032 | 55241 | 0190-ENG-PPT-GN1-ENGINE01-TG0116 | PM03 | 301 | 52W Cal CAT G1 TG2 5D1-TG-01.16 | GenSet 01 Engine Unit-TG0116 | C | 0190E017 | 2017-06-14 | 2014-09-09 | PHILAGANAN
0190-062-032 | 55241 | 0190-ENG-PPT-GN1-ENGINE01-TG05002 | PM03 | 301 | 52W Cal CAT G1 TG3 5D1_TG-05.0/02 | GenSet 01 Engine Unit-TG05002 | C | 0190E017 | 2017-06-14 | 2014-09-09 | PHILAGANAN
0190-062-032 | 55241 | 0190-ENG-PPT-GN1-ENGINE01-TG050501 | PM03 | 301 | 52W Cal CAT G1 TG1 5D1-TG-05.05/01 | GenSet 01 Engine Unit-TG050501 | C | 0190E017 | 2017-06-14 | 2014-09-09 | PHILAGANAN
0190-062-032 | 55241 | 0190-ENG-PPT-GN1-ENGINE01-TG050503 | PM03 | 301 | 52W Cal CAT G1 TG4 5D1-TG-05.05/03 | GenSet 01 Engine Unit-TG050503 | C | 0190E017 | 2017-06-14 | 2014-09-09 | PHILAGANAN
0190-062-032 | 55241 | 0190-ENG-STM-FHF-CPBTNK03 | PM03 | 301 | 52W Cal CAH_Fuel Day Tnk 5B5-TG-004 | Coffee Air Heater Daytank | C | 0190E012 | 2017-06-14 | 2014-09-09 | PHILAGANAN
0190-062-032 | 55241 | 0190-MLK-PRO-NH3-CHWLNE02 | PM03 | 301 | 52W Cal Rodeo2 Chilled 5C1_TG_05.37/02 | Milks Ammonia Chilled Water Line2 | C | 0190E005 | 2017-06-14 | 2014-09-09 | PHILAGANAN
0190-062-031 | 51982 | 0190-COF-PRO-AH3-AHCHMB01 | PM03 | 301 | 52W Cal CAH Chamber Press 5B5-PS-02.02 | Coffee AH3 Combustion Chamber | C | 0190E010 | 2017-06-14 | 2014-09-09 | PHILAGANAN
0190-062-031 | 51982 | 0190-ENG-CAF-AIR-FCLTY | PM03 | 301 | 52W Cal PPT_Comp Air Header 5D6-PT-004 | Compress Air Facility | C | 0190E009 | 2017-06-14 | 2014-09-09 | PHILAGANAN
0190-062-031 | 51982 | 0190-ENG-GFO-FFF-PIPELINE | PM03 | 301 | 52W Cal FF_Biomass Area 5E5_PS-016 | Fire Fighting Pipe Lines | C | 0190E012 | 2017-06-14 | 2014-09-09 | PHILAGANAN
0190-062-031 | 51982 | 0190-ENG-GFO-FFF-PIPELINE | PM03 | 301 | 52W Cal FF Delta Whse 5E5_PS-01.47 | Fire Fighting Pipe Lines | C | 0190E012 | 2017-06-14 | 2014-09-09 | PHILAGANAN
0190-062-031 | 51982 | 0190-ENG-GFO-FFF-PIPELINE | PM03 | 301 | 52W Cal FF Bravo Whse 5E5_PS-006 | Fire Fighting Pipe Lines | C | 0190E012 | 2017-06-14 | 2014-09-09 | PHILAGANAN
0190-062-031 | 51982 | 0190-ENG-GFO-FFF-PIPELINE | PM03 | 301 | 52W Cal FF Green Coffee Tip 5E5_PS-005 | Fire Fighting Pipe Lines | C | 0190E012 | 2017-06-14 | 2014-09-09 | PHILAGANAN
0190-062-031 | 51982 | 0190-ENG-GFO-FFF-PIPELINE | PM03 | 301 | 52W Cal FF Green Coffee Tip 5E5_PS-004 | Fire Fighting Pipe Lines | C | 0190E012 | 2017-06-14 | 2014-09-09 | PHILAGANAN
0190-062-031 | 51982 | 0190-ENG-GFO-FFF-PIPELINE | PM03 | 301 | 52W Cal FF Green Coffee Tip 5E5_PS-003 | Fire Fighting Pipe Lines | C | 0190E012 | 2017-06-14 | 2014-09-09 | PHILAGANAN
0190-062-031 | 51982 | 0190-ENG-GFO-FFF-PIPELINE | PM03 | 301 | 52W Cal FF Charlie Whse 5E5_PS 02.73/02 | Fire Fighting Pipe Lines | C | 0190E012 | 2017-06-14 | 2014-09-09 | PHILAGANAN
0190-062-031 | 51982 | 0190-ENG-GFO-FFF-PIPELINE | PM03 | 301 | 52W Cal FF Charlie Whse 5E5_PS 02.73/01 | Fire Fighting Pipe Lines | C | 0190E012 | 2017-06-14 | 2014-09-09 | PHILAGANAN
0190-062-031 | 51982 | 0190-ENG-GFO-FFF-PIPELINE | PM03 | 301 | 52W Cal FF Green Coffee 5E5_PS 02.58/02 | Fire Fighting Pipe Lines | C | 0190E012 | 2017-06-14 | 2014-09-09 | PHILAGANAN
0190-062-031 | 51982 | 0190-ENG-GFO-FFF-PIPELINE | PM03 | 301 | 52W Cal FF Green Coffee 5E5_PS 02.54/01 | Fire Fighting Pipe Lines | C | 0190E012 | 2017-06-14 | 2014-09-09 | PHILAGANAN
0190-062-031 | 51982 | 0190-ENG-GFO-FFF-PIPELINE | PM03 | 301 | 52W Cal FF Stretch Wrap 5E5_PS 02.22/03 | Fire Fighting Pipe Lines | C | 0190E012 | 2017-06-14 | 2014-09-09 | PHILAGANAN
0190-062-031 | 51982 | 0190-ENG-GFO-FFF-PIPELINE | PM03 | 301 | 52W Cal FF Stretch Wrap 5E5_PS 02.22/02 | Fire Fighting Pipe Lines | C | 0190E012 | 2017-06-14 | 2014-09-09 | PHILAGANAN
0190-062-031 | 51982 | 0190-ENG-GFO-FFF-PIPELINE | PM03 | 301 | 52W Cal FF Charlie Whse 5E5_PS 02.22/01 | Fire Fighting Pipe Lines | C | 0190E012 | 2017-06-14 | 2014-09-09 | PHILAGANAN
0190-062-031 | 51982 | 0190-ENG-REF-CA2-COWLNE01 | PM03 | 301 | 52W Cal Carier2 Clng Wtr Line 5C4_PS-001 | Carrier 2 Cooling Water line | C | 0190E010 | 2017-06-14 | 2014-09-09 | PHILAGANAN
0190-062-031 | 51982 | 0190-ENG-STM-FBB-FGRFAN01 | PM03 | 301 | 52W Cal AFBB FGR Fan 5A1-PIT-18.12 | Flue Gas Recirculation Fan | C | 0190E012 | 2017-06-14 | 2014-09-09 | PHILAGANAN
0190-062-031 | 51982 | 0190-MLK-PRO-NH3-COMPSR01 | PM03 | 301 | 52W Cal Rodeo Chillr Stm Sup 5C1-PCV-009 | Milks NH3 Chiller 1 Compressor Assembly | B | 0190E012 | 2017-06-14 | 2014-09-09 | PHILAGANAN
0190-062-030 | 51986 | 0190-ENG-GFO-FFF-PIPELINE | PM03 | 301 | 52W Cal FF Deep Well Pmp1 5E5_FIQ-039 | Fire Fighting Pipe Lines | C | 0190E012 | 2017-06-14 | 2014-09-09 | PHILAGANAN
0190-062-030 | 51986 | 0190-ENG-GFO-FFF-PIPELINE | PM03 | 301 | 52W Cal FF Milk CIP Tnk 5E5_FIQ-052 | Fire Fighting Pipe Lines | C | 0190E012 | 2017-06-14 | 2014-09-09 | PHILAGANAN
0190-062-030 | 51986 | 0190-ENG-GFO-FFF-PIPELINE | PM03 | 301 | 52W Cal FF Milk CIP 5E5_FIQ-053 | Fire Fighting Pipe Lines | C | 0190E012 | 2017-06-14 | 2014-09-09 | PHILAGANAN
0190-062-030 | 51986 | 0190-ENG-GFO-FFF-PIPELINE | PM03 | 301 | 52W Cal FF Milks Wshing Area 5E5_FIQ-056 | Fire Fighting Pipe Lines | C | 0190E012 | 2017-06-14 | 2014-09-09 | PHILAGANAN
0190-062-030 | 51986 | 0190-ENG-PPT-FHF-FULPMP03 | PM03 | 301 | 52W Cal FH_LSFO CAH Supply 5D3_FIQ-07.06 | Coffee Air Heater LSFO Transfer Pump | C | 0190E009 | 2017-06-14 | 2014-09-09 | PHILAGANAN
0190-062-030 | 51986 | 0190-ENG-PPT-FHF-FULPMP04 | PM03 | 301 | 52W Cal FH_LSFO AFBB Sup 5D3_FIQ-09.06 | Spare JT and AFBB LSFO Transfer Pump | C | 0190E009 | 2017-06-14 | 2014-09-09 | PHILAGANAN
0190-062-030 | 51986 | 0190-ENG-PPT-FHF-FULPMP05 | PM03 | 301 | 52W Cal FH_LSFO JT Sup 5D3_FIQ-04.06 | JTBoiler LSFO Transfer Pump | C | 0190E009 | 2017-06-14 | 2014-09-09 | PHILAGANAN
0190-062-030 | 51986 | 0190-ENG-PPT-FHF-FULPMP08 | PM03 | 301 | 52W Cal FH_LSFO CAT Sup 5D3-FIQ-11.06 | Cat 3&4 Diesel Supply | C | 0190E009 | 2017-06-14 | 2014-09-09 | PHILAGANAN
0190-062-030 | 51986 | 0190-ENG-PPT-FHF-FULPMP08 | PM03 | 301 | 52W Cal FH_CAT 3&4 Dsl Sup 5D3-FIQ-16.06 | Cat 3&4 Diesel Supply | C | 0190E009 | 2017-06-14 | 2014-09-09 | PHILAGANAN
0190-062-030 | 51986 | 0190-ENG-PPT-FHF-FULPMP09 | PM03 | 301 | 52W Cal FH_Rsting Dsl Sup 5D3_FIQ-14.06 | Roasting Diesel Transfer Pump | C | 0190E009 | 2017-06-14 | 2014-09-09 | PHILAGANAN
0190-062-030 | 51986 | 0190-ENG-SCG-CWE-CONDTK13 | PM03 | 301 | 52W Cal CWWE Tank Flow 5A4_FIT-007 | CWW Condensate Tank T 13 | C | 0190E012 | 2017-06-14 | 2014-09-09 | PHILAGANAN
0190-062-030 | 51986 | 0190-ENG-STM-FBB-AFBBLR01-FIT0107 | PM03 | 301 | 52W Cal AFBB Sup Air 5A1-FIT-01.07 | Atmospheric Fluidized Bed Boiler-FIT0107 | B | 0190E017 | 2017-06-14 | 2014-09-09 | PHILAGANAN
0190-062-030 | 51986 | 0190-ENG-STM-FBB-AFBBLR01-FIT0309 | PM03 | 301 | 52W Cal AFBB Sup Air 5A1-FIT-03.09 | Atmospheric Fluidized Bed Boiler-FIT0309 | B | 0190E017 | 2017-06-14 | 2014-09-09 | PHILAGANAN
0190-062-030 | 51986 | 0190-ENG-STM-FBB-FGRFAN01 | PM03 | 301 | 52W Cal AFBB FGR Fan Dis 5A1-FIT-19.06 | Flue Gas Recirculation Fan | C | 0190E012 | 2017-06-14 | 2014-09-09 | PHILAGANAN
0190-062-030 | 51986 | 0190-ENG-STM-JT1-FUELLN01 | PM03 | 301 | 52W Cal JT1_Fuel Supply 5A2-FIQ-04.14 | JT Boiler No 1 Fuel Oil Line | C | 0190E012 | 2017-06-14 | 2014-09-09 | PHILAGANAN
0190-062-030 | 51986 | 0190-ENG-STM-JT1-FUELLN01 | PM03 | 301 | 52W Cal JT1_Fuel Supply 5A2-FS-04.14 | JT Boiler No 1 Fuel Oil Line | C | 0190E012 | 2017-06-14 | 2014-09-09 | PHILAGANAN
0190-062-030 | 51986 | 0190-ENG-STM-JT2-FUELLN01 | PM03 | 301 | 52W Cal JT2_Fuel Supply 5A2-FIQ-008 | JT Boiler No 2 Fuel Oil Line | C | 0190E012 | 2017-06-14 | 2014-09-09 | PHILAGANAN
0190-062-030 | 51986 | 0190-ENG-WTR-RWF-DEWPMP01 | PM03 | 301 | 52W Cal Deep Well Pmp1 5E3-FIT-045 | DeepWell Pump No 1 | C | 0190E012 | 2017-06-14 | 2014-09-09 | PHILAGANAN
0190-062-030 | 51986 | 0190-ENG-WTR-RWF-DEWPMP01 | PM03 | 301 | 52W Cal Deep Well Pump No.1 5E5_FIT-044 | DeepWell Pump No 1 | C | 0190E012 | 2017-06-14 | 2014-09-09 | PHILAGANAN
0190-062-030 | 51986 | 0190-ENG-WTR-RWF-DEWPMP03 | PM03 | 301 | 52W Cal Deep Well Pmp3 5E3-FIT-001 | DeepWell Pump No 3 | C | 0190E012 | 2017-06-14 | 2014-09-09 | PHILAGANAN
0190-062-030 | 51986 | 0190-ENG-WWT-PRP-MIXPUM01 | PM03 | 301 | 52W Cal Milks Influent 5E3_FIT-003 | Milks Waste Pit Sub-Pump to Dil No 2 | C | 0190E016 | 2017-06-14 | 2014-09-09 | PHILAGANAN
0190-062-029 | 55240 | 0190-ENG-GFO-FFF-ENGINE01-PG0121 | PM03 | 301 | 52W Cal FF Diesel Engine 5E5_PG-01.21 | Fire Fighting No 1 Diesel Engine-PG0121 | C | 0190E017 | 2018-01-10 | 2014-09-09 | PHILAGANAN
0190-062-029 | 55240 | 0190-ENG-GFO-FFF-ENGINE01-PG013 | PM03 | 301 | 52W Cal FF Diesel Engine 5E5_PG-013 | Fire Fighting No 1 Diesel Engine-PG013 | C | 0190E017 | 2018-01-10 | 2014-09-09 | PHILAGANAN
0190-062-029 | 55240 | 0190-ENG-GFO-FFF-ENGINE02-PG0117 | PM03 | 301 | 52W Cal FF Diesel Engine 5E5-PG-01.17 | Fire Fighting No 2 Diesel Engine-PG0117 | C | 0190E017 | 2018-01-10 | 2014-09-09 | PHILAGANAN
0190-062-029 | 55240 | 0190-ENG-GFO-FFF-ENGINE02-PG0119 | PM03 | 301 | 52W Cal FF Diesel Engine 5E5-PG-01.19 | Fire Fighting No 2 Diesel Engine-PG0119 | C | 0190E017 | 2018-01-10 | 2014-09-09 | PHILAGANAN
0190-062-029 | 55240 | 0190-ENG-GFO-FFF-PIPELINE | PM03 | 301 | 52W Cal FF Bravo Whse 5E5_PG-02.17/01 | Fire Fighting Pipe Lines | C | 0190E012 | 2018-01-10 | 2014-09-09 | PHILAGANAN
0190-062-029 | 55240 | 0190-ENG-GFO-FFF-PIPELINE | PM03 | 301 | 52W Cal FF Bravo Whse 5E5_PG-02.19/01 | Fire Fighting Pipe Lines | C | 0190E012 | 2018-01-10 | 2014-09-09 | PHILAGANAN
0190-062-029 | 55240 | 0190-ENG-IGG-N2A-ADR01-PG225 | PM03 | 301 | 52W Cal IGA Air Dryer Press 5D4_PG-225 | N2 Air Dryer No. 1 | C | 0190E017 | 2018-01-10 | 2014-09-09 | PHILAGANAN
0190-062-029 | 55240 | 0190-ENG-IGG-N2A-ADR02-PG226 | PM03 | 301 | 52W Cal IGA Air Dryer Press 5D4_PG-226 | N2 Air Dryer No. 2-PG226 | C | 0190E017 | 2018-01-10 | 2014-09-09 | PHILAGANAN
0190-062-029 | 55240 | 0190-ENG-IGG-N2A-N2GEN01-PG259 | PM03 | 301 | 52W Cal IGA_N2 PSA1 Air Spply 5D4_PG-259 | N2 Generator No. 1-PG259 | C | 0190E017 | 2018-01-10 | 2014-09-09 | PHILAGANAN
0190-062-029 | 55240 | 0190-ENG-IGG-N2A-N2GEN02-PG287 | PM03 | 301 | 52W Cal IGA_N2 PSA2 Air Spply 5D4_PG-287 | N2 Generator No. 2-PG287 | C | 0190E017 | 2018-01-10 | 2014-09-09 | PHILAGANAN
0190-062-029 | 55240 | 0190-ENG-REF-NH3-CHILER01 | PM03 | 301 | 52W Cal NH3 (IS) Chlled Wtr 5C5-PG-06.14 | GRAM Package NH3 Chiller 01 | B | 0190E010 | 2018-01-10 | 2014-09-09 | PHILAGANAN
0190-062-029 | 55240 | 0190-ENG-SCG-CWE-CIPUMP14 | PM03 | 301 | 52W Cal CW Pump 4 Press 5E1_PG-002 | CWW CIP Pump P 14 | C | 0190E012 | 2018-01-10 | 2014-09-09 | PHILAGANAN
0190-062-029 | 55240 | 0190-ENG-STM-FBB-FUELPM02 | PM03 | 301 | 52W Cal Fuel Oil Pump 2 - FBB 5A3_PG-005 | Fuel Oil Pump No. 2-FBB | C | 0190E012 | 2018-01-10 | 2014-09-09 | PHILAGANAN
0190-062-029 | 55240 | 0190-ENG-WTR-ROF-ROSPMP01 | PM03 | 301 | 52W Cal AFBB_CT RO Wtr Sup 5E1_PG-014 | R.O. Water Supply Pump No 1 | C | 0190E012 | 2018-01-10 | 2014-09-09 | PHILAGANAN
0190-062-029 | 55240 | 0190-ENG-WTR-ROF-ROSPMP02 | PM03 | 301 | 52W Cal AFBB_CT RO Wtr Sup 5E1_PG-016 | R.O. Water Supply Pump No 2 | C | 0190E012 | 2018-01-10 | 2014-09-09 | PHILAGANAN
0190-062-029 | 55240 | 0190-MLK-PRO-AHB-FHTSTN01 | PM03 | 301 | 52W Cal MAH B2 Fuel Pmp 5B2-PG-01.21/02 | Milk Fuel Heating Station | C | 0190E010 | 2018-01-10 | 2014-09-09 | PHILAGANAN
0190-062-029 | 55240 | 0190-MLK-PRO-AHB-FHTSTN01 | PM03 | 301 | 52W Cal MAH Fuel Pmp 5B4_PG-008 | Milk Fuel Heating Station | C | 0190E010 | 2018-01-10 | 2014-09-09 | PHILAGANAN
0190-062-029 | 55240 | 0190-MLK-PRO-AHB-FHTSTN01 | PM03 | 301 | 52W Cal MAH Fuel Pmp 5B4_PG-009 | Milk Fuel Heating Station | C | 0190E010 | 2018-01-10 | 2014-09-09 | PHILAGANAN
0190-062-029 | 55240 | 0190-MLK-PRO-AHB-FHTSTN01 | PM03 | 301 | 52W Cal MAH Fuel Pmp 5B4_PG-010 | Milk Fuel Heating Station | C | 0190E010 | 2018-01-10 | 2014-09-09 | PHILAGANAN
0190-062-029 | 55240 | 0190-MLK-PRO-AHB-FHTSTN01 | PM03 | 301 | 52W Cal MAH Fuel Line 5B4-PG-005 | Milk Fuel Heating Station | C | 0190E010 | 2018-01-10 | 2014-09-09 | PHILAGANAN
0190-062-029 | 55240 | 0190-MLK-PRO-AHB-FHTSTN01 | PM03 | 301 | 52W Cal MAH Fuel Line 5B4-PG-006 | Milk Fuel Heating Station | C | 0190E010 | 2018-01-10 | 2014-09-09 | PHILAGANAN
0190-062-028 | 52264 | 0190-ENG-IGG-IGS-CO2TNK01-PRV130803 | PM03 | 301 | 52W Cal CO2 Hndlng Tnk1 5D1-PRV-13.08/03 | CO2 Tank System No 1-PRV130803 | B | 0190E017 | 2017-06-14 | 2014-09-09 | PHILAGANAN
0190-062-028 | 52264 | 0190-ENG-IGG-IGS-CO2TNK01-PRV132 | PM03 | 301 | 52W Cal CO2 Hndlng Tnk1 5D1-PRV-132 | CO2 Tank System No 1-PRV132 | B | 0190E017 | 2017-06-14 | 2014-09-09 | PHILAGANAN
0190-062-028 | 52264 | 0190-ENG-IGG-IGS-CO2TNK01-PRV140604 | PM03 | 301 | 52W Cal CO2 Hndlng Tnk1 5D1_PRV-14.06/04 | CO2 Tank System No 1-PRV140604 | B | 0190E017 | 2017-06-14 | 2014-09-09 | PHILAGANAN
0190-062-028 | 52264 | 0190-ENG-IGG-IGS-CO2TNK01-PRV141001 | PM03 | 301 | 52W Cal CO2 Hndlng Tnk1 5D1_PRV-14.10/01 | CO2 Tank System No 1-PRV141001 | B | 0190E017 | 2017-06-14 | 2014-09-09 | PHILAGANAN
0190-062-028 | 52264 | 0190-ENG-IGG-IGS-CO2TNK01-PRV141201 | PM03 | 301 | 52W Cal CO2 Hndlng Tnk1 5D1_PRV-14.12/01 | CO2 Tank System No 1-PRV141201 | B | 0190E017 | 2017-06-14 | 2014-09-09 | PHILAGANAN
0190-062-028 | 52264 | 0190-ENG-IGG-IGS-CO2TNK01-PRV141301 | PM03 | 301 | 52W Cal CO2 Hndlng Tnk1 5D1-PRV-14.13/01 | CO2 Tank System No 1-PRV141301 | B | 0190E017 | 2017-06-14 | 2014-09-09 | PHILAGANAN
0190-062-028 | 52264 | 0190-ENG-IGG-IGS-CO2TNK02-PRV140701 | PM03 | 301 | 52W Cal CO2 Hndlng Tnk2 5D1_PRV-14.07/01 | CO2 Tank System No 2-PRV140701 | B | 0190E017 | 2017-06-14 | 2014-09-09 | PHILAGANAN
0190-062-028 | 52264 | 0190-ENG-IGG-IGS-CO2TNK02-PRV140702 | PM03 | 301 | 52W Cal CO2 Hndlng Tnk2 5D1_PRV-14.07/02 | CO2 Tank System No 2-PRV140702 | B | 0190E017 | 2017-06-14 | 2014-09-09 | PHILAGANAN
0190-062-028 | 52264 | 0190-ENG-IGG-IGS-CO2TNK02-PRV140703 | PM03 | 301 | 52W Cal CO2 Hndlng Tnk2 5D1_PRV-14.07/03 | CO2 Tank System No 2-PRV140703 | B | 0190E017 | 2017-06-14 | 2014-09-09 | PHILAGANAN
0190-062-028 | 52264 | 0190-ENG-IGG-IGS-CO2TNK02-PRV140703 | PM03 | 301 | 52W Cal CO2 Hndlng Tnk2 5D1_PRV-14.07/04 | CO2 Tank System No 2-PRV140703 | B | 0190E017 | 2017-06-14 | 2014-09-09 | PHILAGANAN
0190-062-028 | 52264 | 0190-ENG-IGG-IGS-CO2TNK02-PRV141002 | PM03 | 301 | 52W Cal CO2 Hndlng Tnk1 5D1_PRV-14.10/02 | CO2 Tank System No 2-PRV141002 | B | 0190E017 | 2017-06-14 | 2014-09-09 | PHILAGANAN
0190-062-028 | 52264 | 0190-ENG-IGG-IGS-CO2TNK02-PRV141202 | PM03 | 301 | 52W Cal CO2 Hndlng Tnk2 5D1-PRV-14.12/02 | CO2 Tank System No 2-PRV141202 | B | 0190E017 | 2017-06-14 | 2014-09-09 | PHILAGANAN
0190-062-028 | 52264 | 0190-ENG-IGG-IGS-CO2TNK02-PRV141302 | PM03 | 301 | 52W Cal CO2 Hndlng Tnk2 5D1-PRV-14.13/02 | CO2 Tank System No 2-PRV141302 | B | 0190E017 | 2017-06-14 | 2014-09-09 | PHILAGANAN
0190-062-028 | 52264 | 0190-ENG-IGG-IGS-CO2TNK02-PRV141602 | PM03 | 301 | 52W Cal CO2 Hndlng Tnk2 5D1_PRV-14.16/02 | CO2 Tank System No 2-PRV141602 | B | 0190E017 | 2017-06-14 | 2014-09-09 | PHILAGANAN
0190-062-028 | 52264 | 0190-ENG-IGG-IGS-CO2TNK03-PRV140801 | PM03 | 301 | 52W Cal CO2 Hndlng Tnk3 5D1_PRV-14.08/01 | CO2 Tank System No 3-PRV140801 | B | 0190E017 | 2017-06-14 | 2014-09-09 | PHILAGANAN
0190-062-028 | 52264 | 0190-ENG-IGG-IGS-CO2TNK03-PRV140802 | PM03 | 301 | 52W Cal CO2 Hndlng Tnk3 5D1_PRV-14.08/02 | CO2 Tank System No 3-PRV140802 | B | 0190E017 | 2017-06-14 | 2014-09-09 | PHILAGANAN
0190-062-028 | 52264 | 0190-ENG-IGG-IGS-CO2TNK03-PRV140803 | PM03 | 301 | 52W Cal CO2 Hndlng Tnk3 5D1_PRV-14.08/03 | CO2 Tank System No 3-PRV140803 | B | 0190E017 | 2017-06-14 | 2014-09-09 | PHILAGANAN
0190-062-028 | 52264 | 0190-ENG-IGG-IGS-CO2TNK03-PRV140804 | PM03 | 301 | 52W Cal CO2 Hndlng Tnk3 5D1_PRV-14.08/04 | CO2 Tank System No 3-PRV140804 | B | 0190E017 | 2017-06-14 | 2014-09-09 | PHILAGANAN
0190-062-028 | 52264 | 0190-ENG-IGG-IGS-CO2TNK03-PRV141003 | PM03 | 301 | 52W Cal CO2 Hndlng Tnk1 5D1_PRV-14.10/03 | CO2 Tank System No 3-PRV141003 | B | 0190E017 | 2017-06-14 | 2014-09-09 | PHILAGANAN
0190-062-028 | 52264 | 0190-ENG-IGG-IGS-CO2TNK03-PRV141203 | PM03 | 301 | 52W Cal CO2 Hndlng Tnk3 5D1_PRV-14.12/03 | CO2 Tank System No 3-PRV141203 | B | 0190E017 | 2017-06-14 | 2014-09-09 | PHILAGANAN
0190-062-028 | 52264 | 0190-ENG-IGG-IGS-FCLTY | PM03 | 301 | 52W Cal CO2 Evap Outlet 5D1_PRV-15.03 | Inert Gas Facility | C | 0190E009 | 2017-06-14 | 2014-09-09 | PHILAGANAN
0190-062-028 | 52264 | 0190-ENG-IGG-IGS-FCLTY | PM03 | 301 | 52W Cal CO2 Handling Evap 5D1-PRV-128 | Inert Gas Facility | C | 0190E009 | 2017-06-14 | 2014-09-09 | PHILAGANAN
0190-062-028 | 52264 | 0190-ENG-IGG-IGS-FCLTY | PM03 | 301 | 52W Cal CO2 Hndlng Stn 5D4_PRV-14.23/01 | Inert Gas Facility | C | 0190E009 | 2017-06-14 | 2014-09-09 | PHILAGANAN
0190-062-027 | 55240 | 0190-ENG-PPT-AUF-PRSTNK01-PG0203 | PM03 | 301 | 104W Cal PPT RO Water Sup 5D1-PG-02.03 | RO Pressure Tank System-PG0203 | C | 0190E017 | 2018-01-10 | 2014-09-09 | PHILAGANAN
0190-062-027 | 55240 | 0190-ENG-PPT-FHF-FULPMP01 | PM03 | 301 | 104W Cal MAH LSFO Tran Pmp 5D3_PG-03.15 | Milk Air Heater LSFO Transfer Pump | C | 0190E009 | 2018-01-10 | 2014-09-09 | PHILAGANAN
0190-062-027 | 55240 | 0190-ENG-PPT-FHF-FULPMP01 | PM03 | 301 | 104W Cal FH_MAH Trans Pmp14 5D3-PG-03.12 | Milk Air Heater LSFO Transfer Pump | C | 0190E009 | 2018-01-10 | 2014-09-09 | PHILAGANAN
0190-062-027 | 55240 | 0190-ENG-PPT-FHF-FULPMP01 | PM03 | 301 | 104W Cal FH_MAH Trans Pmp 5D3-PG-05.02 | Milk Air Heater LSFO Transfer Pump | C | 0190E009 | 2018-01-10 | 2014-09-09 | PHILAGANAN
0190-062-027 | 55240 | 0190-ENG-PPT-FHF-FULPMP02 | PM03 | 301 | 104W Cal FH Spare Pmp2 5D3-PG-204 | Coffee and Milk Spare LSFO Transfer Pump | C | 0190E009 | 2018-01-10 | 2014-09-09 | PHILAGANAN
0190-062-027 | 55240 | 0190-ENG-PPT-FHF-FULPMP03 | PM03 | 301 | 104W Cal CAH LSFO Tran Pmp 5D3_PG-03.18 | Coffee Air Heater LSFO Transfer Pump | C | 0190E009 | 2018-01-10 | 2014-09-09 | PHILAGANAN
0190-062-027 | 55240 | 0190-ENG-PPT-FHF-FULPMP03 | PM03 | 301 | 104W Cal FH_CAH Trans Pmp3 5D3_PG-06.02 | Coffee Air Heater LSFO Transfer Pump | C | 0190E009 | 2018-01-10 | 2014-09-09 | PHILAGANAN
0190-062-027 | 55240 | 0190-ENG-PPT-FHF-FULPMP05 | PM03 | 301 | 104W Cal FH_JT Trans Pmp 5 5D3_PG-03.24 | JTBoiler LSFO Transfer Pump | C | 0190E009 | 2018-01-10 | 2014-09-09 | PHILAGANAN
0190-062-027 | 55240 | 0190-ENG-PPT-FHF-FULPMP05 | PM03 | 301 | 104W Cal FH_JT Trans Pmp 5 5D3_PG-08.02 | JTBoiler LSFO Transfer Pump | C | 0190E009 | 2018-01-10 | 2014-09-09 | PHILAGANAN
0190-062-027 | 55240 | 0190-ENG-PPT-FHF-FULPMP08 | PM03 | 301 | 104W Cal CAT Sup Flow Pmp8 5D3_PG-03.30 | Cat 3&4 Diesel Supply | C | 0190E009 | 2018-01-10 | 2014-09-09 | PHILAGANAN
0190-062-027 | 55240 | 0190-ENG-PPT-FHF-FULPMP08 | PM03 | 301 | 104W Cal FH_Dsl Fuel Pmp8 5D3-PG-13.12 | Cat 3&4 Diesel Supply | C | 0190E009 | 2018-01-10 | 2014-09-09 | PHILAGANAN
0190-062-027 | 55240 | 0190-ENG-PPT-FHF-FULPMP08 | PM03 | 301 | 104W Cal FH_Dsl Fuel Pmp8 5D3-PG-16.02 | Cat 3&4 Diesel Supply | C | 0190E009 | 2018-01-10 | 2014-09-09 | PHILAGANAN
0190-062-027 | 55240 | 0190-ENG-PPT-FHF-FULPMP14 | PM03 | 301 | 104W Cal FH AFBB LSFO Tnk1 5D3_PG-03.07 | AFBB LSFO Main Supply Pump | C | 0190E009 | 2018-01-10 | 2014-09-09 | PHILAGANAN
0190-062-027 | 55240 | 0190-ENG-PPT-FHF-FULPMP14 | PM03 | 301 | 104W Cal FH_MAH Trans Pmp14 5D3_PG-04.02 | AFBB LSFO Main Supply Pump | C | 0190E009 | 2018-01-10 | 2014-09-09 | PHILAGANAN
0190-062-027 | 55240 | 0190-ENG-WTR-CW2-C0LPMP04 | PM03 | 301 | 104W Cal Softnr Feed Pump4 5E1-PG-06.07 | Cooling Water Pump No 4 | C | 0190E012 | 2018-01-10 | 2014-09-09 | PHILAGANAN
0190-062-026 |  | 0190-ENG-SCG-CWE-CNDPMP09 | PM03 |  | 1Y Cal Return Cond Tank2 5A4_LIT-007 | CWW Steam Condensate Pump P 9A | C | 0190E012 | 2017-06-14 | 2014-09-09 | PHILAGANAN
0190-062-025 | 61179 | 0190-ENG-PPT-AUF-SEPRTR01 | PM03 | 301 | 52W Cal CAT LOPX1 5D1_PS-082 | Lopx 1 Separation System (WHPX) | C | 0190E009 | 2017-06-14 | 2014-09-09 | PHILAGANAN
0190-062-025 | 61179 | 0190-ENG-PPT-AUF-SEPRTR02 | PM03 | 301 | 52W Cal CAT LOPX2 5D1-PS-100 | Lopx 2 Separation System | C | 0190E009 | 2017-06-14 | 2014-09-09 | PHILAGANAN
0190-062-025 | 61179 | 0190-ENG-SCG-CWE-TUBHTR01 | PM03 | 301 | 52W Cal Tubular Heater1 5A4_PIT-013 | CWW Tubular Heater No 1 B 11 | C | 0190E012 | 2017-06-14 | 2014-09-09 | PHILAGANAN
0190-062-024 | 51986 | 0190-WST-SCG-CWE-COMMON01 | PM03 | 301 | 52W Cal CWWE Flowmeter 5A4-FIT-05.08 | Colored Water Common | C | 0190E012 | 2017-06-14 | 2014-09-09 | PHILAGANAN
0190-062-023 | 55241 | 0190-ENG-PPT-GN2-ENGINE01-TG060501 | PM03 | 301 | 52W Cal CAT G2 5D1-TG-06.05/01 | GenSet 02 Engine Unit-TG060501 | C | 0190E017 | 2017-06-14 | 2014-09-09 | PHILAGANAN
0190-062-023 | 55241 | 0190-ENG-PPT-GN4-ENGINE01-TG0413 | PM03 | 301 | 52W Cal CAT G4 5D1_TG-04.13 | GenSet 04 Engine Unit-TG0413 | C | 0190E017 | 2017-06-14 | 2014-09-09 | PHILAGANAN
0190-062-023 | 55241 | 0190-ENG-STM-FBB-BURNER01 | PM03 | 301 | 52W Cal AFBB Startup Burner 5A1_TG-001 | Start-up Burner | B | 0190E012 | 2017-06-14 | 2014-09-09 | PHILAGANAN
0190-062-023 | 55241 | 0190-ENG-STM-FBB-FUELPM01 | PM03 | 301 | 52W Cal AFBB Fuel Heater 5A1_TG-014 | Fuel Oil Pump No. 1-FBB | C | 0190E012 | 2017-06-14 | 2014-09-09 | PHILAGANAN
0190-062-022 | 55240 | 0190-ENG-CAF-AIR-AIRTNK03-PG239 | PM03 | 301 | 52W Cal CompAir Reciever Tnk 5D4_PG-239 | Compress Air Receiving Tank No.3-PG239 | C | 0190E017 | 2018-01-10 | 2014-09-09 | PHILAGANAN
0190-062-022 | 55240 | 0190-ENG-CAF-AIR-AIRTNK04-PG238 | PM03 | 301 | 52W Cal CompAir Reciever Tnk 5D4_PG-238 | Compress Air Receiving Tank No.4-PG238 | C | 0190E017 | 2018-01-10 | 2014-09-09 | PHILAGANAN
0190-062-022 | 55240 | 0190-ENG-GFO-FFF-ENGINE01-PG046 | PM03 | 301 | 52W Cal FF Diesel Engine1 5E5_PG-046 | Fire Fighting No 1 Diesel Engine-PG046 | C | 0190E017 | 2018-01-10 | 2014-09-09 | PHILAGANAN
0190-062-022 | 55240 | 0190-ENG-GFO-FFF-ENGINE02-PG043 | PM03 | 301 | 52W Cal FF Diesel Engine2 5E5_PG-043 | Fire Fighting No 2 Diesel Engine-PG043 | C | 0190E017 | 2018-01-10 | 2014-09-09 | PHILAGANAN
0190-062-022 | 55240 | 0190-ENG-GFO-FFF-PIPELINE | PM03 | 301 | 52W Cal FF Delta Whse 5E5_PG-01.43 | Fire Fighting Pipe Lines | C | 0190E012 | 2018-01-10 | 2014-09-09 | PHILAGANAN
0190-062-022 | 55240 | 0190-ENG-GFO-FFF-PIPELINE | PM03 | 301 | 52W Cal FF GC Tipping 5E5_PG-019 | Fire Fighting Pipe Lines | C | 0190E012 | 2018-01-10 | 2014-09-09 | PHILAGANAN
0190-062-022 | 55240 | 0190-ENG-GFO-FFF-PIPELINE | PM03 | 301 | 52W Cal FF Milks 5E5_PG-02.17/02 | Fire Fighting Pipe Lines | C | 0190E012 | 2018-01-10 | 2014-09-09 | PHILAGANAN
0190-062-022 | 55240 | 0190-ENG-GFO-FFF-PIPELINE | PM03 | 301 | 52W Cal FF Milks 5E5_PG-02.17/03 | Fire Fighting Pipe Lines | C | 0190E012 | 2018-01-10 | 2014-09-09 | PHILAGANAN
0190-062-022 | 55240 | 0190-ENG-GFO-FFF-PIPELINE | PM03 | 301 | 52W Cal FF Milks 5E5_PG-02.19/02 | Fire Fighting Pipe Lines | C | 0190E012 | 2018-01-10 | 2014-09-09 | PHILAGANAN
0190-062-022 | 55240 | 0190-ENG-GFO-FFF-PIPELINE | PM03 | 301 | 52W Cal FF Milks 5E5_PG-02.29/03 | Fire Fighting Pipe Lines | C | 0190E012 | 2018-01-10 | 2014-09-09 | PHILAGANAN
0190-062-022 | 55240 | 0190-ENG-GFO-FFF-PIPELINE | PM03 | 301 | 52W Cal FF Milks 5E5_PG-02.29/04 | Fire Fighting Pipe Lines | C | 0190E012 | 2018-01-10 | 2014-09-09 | PHILAGANAN
0190-062-022 | 55240 | 0190-ENG-GFO-FFF-PIPELINE | PM03 | 301 | 52W Cal FF GC Entrance 5E5_PG-02.52/01 | Fire Fighting Pipe Lines | C | 0190E012 | 2018-01-10 | 2014-09-09 | PHILAGANAN
0190-062-022 | 55240 | 0190-ENG-GFO-FFF-PIPELINE | PM03 | 301 | 52W Cal FF GC Entrance 5E5_PG-02.57/01 | Fire Fighting Pipe Lines | C | 0190E012 | 2018-01-10 | 2014-09-09 | PHILAGANAN
0190-062-022 | 55240 | 0190-ENG-GFO-FFF-PIPELINE | PM03 | 301 | 52W Cal FF GC Tipping 5E5_PG-020 | Fire Fighting Pipe Lines | C | 0190E012 | 2018-01-10 | 2014-09-09 | PHILAGANAN
0190-062-022 | 55240 | 0190-ENG-GFO-FFF-PIPELINE | PM03 | 301 | 52W Cal FF GC Tipping 5E5_PG-021 | Fire Fighting Pipe Lines | C | 0190E012 | 2018-01-10 | 2014-09-09 | PHILAGANAN
0190-062-022 | 55240 | 0190-ENG-GFO-FFF-PIPELINE | PM03 | 301 | 52W Cal FF GC Tipping 5E5_PG-022 | Fire Fighting Pipe Lines | C | 0190E012 | 2018-01-10 | 2014-09-09 | PHILAGANAN
0190-062-022 | 55240 | 0190-ENG-GFO-FFF-PIPELINE | PM03 | 301 | 52W Cal FF GC Tipping 5E5_PG-023 | Fire Fighting Pipe Lines | C | 0190E012 | 2018-01-10 | 2014-09-09 | PHILAGANAN
0190-062-022 | 55240 | 0190-ENG-GFO-FFF-PIPELINE | PM03 | 301 | 52W Cal FF GC Tipping 5E5_PG-024 | Fire Fighting Pipe Lines | C | 0190E012 | 2018-01-10 | 2014-09-09 | PHILAGANAN
0190-062-022 | 55240 | 0190-ENG-GFO-FFF-PIPELINE | PM03 | 301 | 52W Cal FF Biomass 5E5_PG-044 | Fire Fighting Pipe Lines | C | 0190E012 | 2018-01-10 | 2014-09-09 | PHILAGANAN
0190-062-022 | 55240 | 0190-ENG-GFO-FFF-PIPELINE | PM03 | 301 | 52W Cal FF Biomass 5E5_PG-045 | Fire Fighting Pipe Lines | C | 0190E012 | 2018-01-10 | 2014-09-09 | PHILAGANAN
0190-062-022 | 55240 | 0190-ENG-GFO-FFF-PIPELINE | PM03 | 301 | 52W Cal FF Milks 5E5-PG-01.42 | Fire Fighting Pipe Lines | C | 0190E012 | 2018-01-10 | 2014-09-09 | PHILAGANAN
0190-062-022 | 55240 | 0190-ENG-GFO-FFF-PIPELINE | PM03 | 301 | 52W Cal FF Milks 5E5-PG-02.19/03 | Fire Fighting Pipe Lines | C | 0190E012 | 2018-01-10 | 2014-09-09 | PHILAGANAN
0190-062-022 | 55240 | 0190-ENG-GFO-FFF-PIPELINE | PM03 | 301 | 52W Cal FF Cooling Twr 5E5-PG-042 | Fire Fighting Pipe Lines | C | 0190E012 | 2018-01-10 | 2014-09-09 | PHILAGANAN
0190-062-022 | 55240 | 0190-ENG-IGG-IGS-FCLTY | PM03 | 301 | 52W Cal CO2 Evap 5D1_PG-127 | Inert Gas Facility | C | 0190E009 | 2018-01-10 | 2014-09-04 | PHILAGANAN
0190-062-022 | 55240 | 0190-ENG-IGG-IGS-FCLTY | PM03 | 301 | 52W Cal CO2 Evap 5D1_PG-15.02/01 | Inert Gas Facility | C | 0190E009 | 2018-01-10 | 2014-09-04 | PHILAGANAN
0190-062-022 | 55240 | 0190-ENG-IGG-IGS-FCLTY | PM03 | 301 | 52W Cal CO2 Evap 5D1_PG-15.11 | Inert Gas Facility | C | 0190E009 | 2018-01-10 | 2014-09-04 | PHILAGANAN
0190-062-022 | 55240 | 0190-ENG-IGG-IGS-INETNK01-PG308 | PM03 | 301 | 52W Cal Inert Gas Tank 1 5D4_PG-308 | IGG Receiver Tank No 1-PG308 | C | 0190E017 | 2018-01-10 | 2014-09-09 | PHILAGANAN
0190-062-022 | 55240 | 0190-ENG-IGG-IGS-INETNK03-PG309 | PM03 | 301 | 52W Cal Header to N2 Tank 3 5D4-PG-309 | IGG Receiver Tank No 3-PG309 | C | 0190E017 | 2018-01-10 | 2014-09-09 | PHILAGANAN
0190-062-022 | 55240 | 0190-ENG-IGG-IGS-INETNK04-PG306 | PM03 | 301 | 52W Cal Inert Gas Tank 4 5D4_PG-306 | IGG Receiver Tank No 4-PG306 | C | 0190E017 | 2018-01-10 | 2014-09-09 | PHILAGANAN
0190-062-022 | 55240 | 0190-ENG-IGG-N2A-FCLTY | PM03 | 301 | 52W Cal N2 Line to Inert Gas 5D4_PG-257 | Nitrogen Generator 2 Plant Facility | C | 0190E009 | 2018-01-10 | 2014-09-09 | PHILAGANAN
0190-062-022 | 55240 | 0190-ENG-IGG-N2A-FCLTY | PM03 | 301 | 52W Cal Header to N2 Tank 4 5D4_PG-310 | Nitrogen Generator 2 Plant Facility | C | 0190E009 | 2018-01-10 | 2014-09-09 | PHILAGANAN
0190-062-022 | 55240 | 0190-ENG-IGG-N2A-FCLTY | PM03 | 301 | 52W Cal N2 Supply 5D4-PG-011 | Nitrogen Generator 2 Plant Facility | C | 0190E009 | 2018-01-10 | 2014-09-09 | PHILAGANAN
0190-062-022 | 55240 | 0190-ENG-IGG-N2A-N2TANK01-PG010301 | PM03 | 301 | 52W Cal IGA_N2 Tank1 5D4_PG-01.03/01 | N2 Nitrogen Tank No. 1 790 Ltr-PG010301 | C | 0190E017 | 2018-01-10 | 2014-09-04 | PHILAGANAN
0190-062-022 | 55240 | 0190-ENG-IGG-N2A-N2TANK02-PG010302 | PM03 | 301 | 52W Cal IGA_N2 Tank2 5D4_PG-01.03/02 | N2 Nitrogen Tank No. 2 790 Ltr-PG010302 | C | 0190E009 | 2018-01-10 | 2014-09-04 | PHILAGANAN
0190-062-022 | 55240 | 0190-ENG-IGG-N2A-N2TANK03-PG010303 | PM03 | 301 | 52W Cal IGA_N2 Tank3 5D4_PG-01.03/03 | N2 Nitrogen Tank No. 3 790 Ltr-PG010303 | C | 0190E017 | 2018-01-10 | 2014-09-04 | PHILAGANAN
0190-062-022 | 55240 | 0190-ENG-IGG-N2A-VERTANK01-PG030301 | PM03 | 301 | 52W Cal N2 Buffer Tnk 5D4-PG-03.03/01 | Air Receiver Vrtcl Tnk 3000 Lt-PG030301 | C | 0190E017 | 2018-01-10 | 2014-09-09 | PHILAGANAN
0190-062-022 | 55240 | 0190-ENG-PPT-FHF-FULPMP08 | PM03 | 301 | 52W Cal FH_Diesel Supply 5D3-PG-03.08 | Cat 3&4 Diesel Supply | C | 0190E009 | 2018-01-10 | 2014-09-04 | PHILAGANAN
0190-062-022 | 55240 | 0190-ENG-SCG-CWE-CONDTK13 | PM03 | 301 | 52W Cal CWWE Steam Cond 5A4_PG-033 | CWW Condensate Tank T 13 | C | 0190E012 | 2018-01-10 | 2014-09-04 | PHILAGANAN
0190-062-022 | 55240 | 0190-ENG-STM-FBB-AFBBLR01-PG017 | PM03 | 301 | 52W Cal Combustion Air Press 5A1_PG-017 | Atmospheric Fluidized Bed Boiler-PG017 | C | 0190E017 | 2018-01-10 | 2014-09-09 | PHILAGANAN
0190-062-022 | 55240 | 0190-ENG-STM-FBB-BURNER01 | PM03 | 301 | 52W Cal AFBB_Strtup Brnr 5A1-PG-03.12/01 | Start-up Burner | B | 0190E012 | 2018-01-10 | 2014-09-04 | PHILAGANAN
0190-062-022 | 55240 | 0190-ENG-STM-FBB-BURNER01 | PM03 | 301 | 52W Cal AFBB_Startup Oil 5A1-PG-03.12/02 | Start-up Burner | B | 0190E012 | 2018-01-10 | 2014-09-04 | PHILAGANAN
0190-062-022 | 55240 | 0190-ENG-STM-FBB-BURNER01 | PM03 | 301 | 52W Cal AFBB_Strtup Brnr 5A1-PG-03.12/03 | Start-up Burner | B | 0190E012 | 2018-01-10 | 2014-09-04 | PHILAGANAN
0190-062-022 | 55240 | 0190-ENG-STM-FBB-BURNER01 | PM03 | 301 | 52W Cal AFBB_Strtup Brnr 5A1-PG-03.12/04 | Start-up Burner | B | 0190E012 | 2018-01-10 | 2014-09-04 | PHILAGANAN
0190-062-022 | 55240 | 0190-ENG-STM-FBB-BURNER02 | PM03 | 301 | 52W Cal AFBB_Load Burner 5A1-PG-02.05/01 | Load Burner | C | 0190E012 | 2018-01-10 | 2014-09-04 | PHILAGANAN
0190-062-022 | 55240 | 0190-ENG-STM-FBB-BURNER02 | PM03 | 301 | 52W Cal AFBB_Load Burner 5A1-PG-02.05/02 | Load Burner | C | 0190E012 | 2018-01-10 | 2014-09-04 | PHILAGANAN
0190-062-022 | 55240 | 0190-ENG-STM-FBB-BURNER02 | PM03 | 301 | 52W Cal AFBB_Load Burner 5A1-PG-02.05/03 | Load Burner | C | 0190E012 | 2018-01-10 | 2014-09-04 | PHILAGANAN
0190-062-022 | 55240 | 0190-ENG-STM-FBB-BURNER02 | PM03 | 301 | 52W Cal AFBB_Load Burner 5A1-PG-02.05/04 | Load Burner | C | 0190E012 | 2018-01-10 | 2014-09-04 | PHILAGANAN
0190-062-022 | 55240 | 0190-ENG-STM-WTF-FWTPMP11 | PM03 | 301 | 52W Cal AFBB_Feed Wtr Pmp1 5A1-PG-06.05 | Boiler FeedWater Pump No 11 - FBB | C | 0190E012 | 2018-01-10 | 2014-09-04 | PHILAGANAN
0190-062-022 | 55240 | 0190-ENG-STM-WTF-FWTPMP11 | PM03 | 301 | 52W Cal AFBB_Feed Wtr Pmp1 5A1-PG-07.05 | Boiler FeedWater Pump No 11 - FBB | C | 0190E012 | 2018-01-10 | 2014-09-04 | PHILAGANAN
0190-062-022 | 55240 | 0190-ENG-STM-WTF-FWTPMP11 | PM03 | 301 | 52W Cal AFBB_Feed Wtr Pmp1 5A1-PG-07.06 | Boiler FeedWater Pump No 11 - FBB | C | 0190E012 | 2018-01-10 | 2014-09-04 | PHILAGANAN
0190-062-022 | 55240 | 0190-ENG-STM-WTF-FWTPMP11 | PM03 | 301 | 52W Cal AFBB_Feed Wtr Pmp1 5A1-PG-07.20 | Boiler FeedWater Pump No 11 - FBB | C | 0190E012 | 2018-01-10 | 2014-09-04 | PHILAGANAN
0190-062-022 | 55240 | 0190-ENG-STM-WTF-FWTPMP12 | PM03 | 301 | 52W Cal AFBB_Feed Wtr Pmp2 5A1-PG-06.11 | Boiler FeedWater Pump No 12 - FBB | C | 0190E012 | 2018-01-10 | 2014-09-04 | PHILAGANAN
0190-062-022 | 55240 | 0190-ENG-STM-WTF-FWTPMP12 | PM03 | 301 | 52W Cal AFBB_Feed Wtr Pmp2 5A1-PG-06.16 | Boiler FeedWater Pump No 12 - FBB | C | 0190E012 | 2018-01-10 | 2014-09-04 | PHILAGANAN
0190-062-022 | 55240 | 0190-ENG-WTR-CW2-C0LPMP07 | PM03 | 301 | 52W Cal CT_Cooling Wtr Pmp7 5E2-PG-070 | Cooling Water Pump No 7 | C | 0190E012 | 2018-01-10 | 2014-09-09 | PHILAGANAN
0190-062-022 | 55240 | 0190-ENG-WTR-CW2-C0MMON | PM03 | 301 | 52W Cal Cooling Tower 5E1_PG-038 | Circuit 2 Common | C | 0190E012 | 2018-01-10 | 2014-09-09 | PHILAGANAN
0190-062-022 | 55240 | 0190-ENG-WTR-RWF-DEWPMP01 | PM03 | 301 | 52W Cal Deepwell Pmp#1 5E5-PG-041 | DeepWell Pump No 1 | C | 0190E012 | 2018-01-10 | 2014-09-09 | PHILAGANAN
0190-062-022 | 55240 | 0190-ENG-WTR-RWF-DEWPMP02 | PM03 | 301 | 52W Cal Deepwell Pmp#2 5E3_PG-082 | DeepWell Pump No 2 | C | 0190E012 | 2018-01-10 | 2014-09-09 | PHILAGANAN
0190-062-021 | 52264 | 0190-ENG-STM-FBB-STMLNE01 | PM03 | 301 | 52W Cal Steam LP Header 5A1-PRV-034 | AFBB Steam Distribution Line | C | 0190E012 | 2017-06-14 | 2014-09-04 | PHILAGANAN
0190-062-021 | 52264 | 0190-ENG-STM-WTF-FWTPMP11 | PM03 | 301 | 52W Cal FBB Boiler FW Pmp 11 5A1-PRV-005 | Boiler FeedWater Pump No 11 - FBB | C | 0190E012 | 2017-06-14 | 2014-09-04 | PHILAGANAN
0190-062-021 | 52264 | 0190-ENG-STM-WTF-FWTPMP12 | PM03 | 301 | 52W Cal FBB Boilr FW Pmp12 5A1-PRV-07.11 | Boiler FeedWater Pump No 12 - FBB | C | 0190E012 | 2017-06-14 | 2014-09-04 | PHILAGANAN
0190-062-021 | 52264 | 0190-ENG-STM-WTF-FWTPMP13 | PM03 | 301 | 52W Cal FBB Boiler FW Pmp 13 5A1-PRV-008 | Boiler FeedWater Pump No.13 FBB | C | 0190E012 | 2017-06-14 | 2014-09-04 | PHILAGANAN
0190-062-021 | 52264 | 0190-MLK-PRO-NH3-COMPSR01 | PM03 | 301 | 52W Cal Rodeo Chiller 1 5C1_PRV-07.08/02 | Milks NH3 Chiller 1 Compressor Assembly | B | 0190E012 | 2017-06-14 | 2014-09-04 | PHILAGANAN
0190-062-021 | 52264 | 0190-MLK-PRO-NH3-COMPSR02 | PM03 | 301 | 52W Cal Rodeo Chiller 2 5C1_PRV-07.08/04 | Milks NH3 Chiller 2 Compressor Assembly | B | 0190E012 | 2017-06-14 | 2014-09-04 | PHILAGANAN
0190-062-021 | 52264 | 0190-MLK-PRO-NH3-OILCOL01 | PM03 | 301 | 52W Cal Rodeo1 Oil Sep 5C1_PRV-07.08/01 | Milks Ammonia Oil Cooler 1 | B | 0190E012 | 2017-06-14 | 2014-09-04 | PHILAGANAN
0190-062-021 | 52264 | 0190-MLK-PRO-NH3-RECTNK01 | PM03 | 301 | 52W Cal NH3 Tank1 5C1-PRV-03.03/01 | Ammonia Receiver/Accumulator Tank 1 | B | 0190E012 | 2017-06-14 | 2014-09-04 | PHILAGANAN
0190-062-021 | 52264 | 0190-MLK-PRO-NH3-RECTNK02 | PM03 | 301 | 52W Cal NH3 Tank 5C1-PRV 03.03/03 | Ammonia Receiver/Accumulator Tank 2 | B | 0190E012 | 2017-06-14 | 2014-09-04 | PHILAGANAN
0190-062-021 | 52264 | 0190-MLK-PRO-NH3-RECTNK02 | PM03 | 301 | 52W Cal NH3 Tank2 5C1-PRV-03.03/02 | Ammonia Receiver/Accumulator Tank 2 | B | 0190E012 | 2017-06-14 | 2014-09-04 | PHILAGANAN
0190-062-021 | 52264 | 0190-MLK-PRO-NH3-RECTNK02 | PM03 | 301 | 52W Cal Rodeo Chiller 2 5C1-PRV-03.03/04 | Ammonia Receiver/Accumulator Tank 2 | B | 0190E012 | 2017-06-14 | 2014-09-04 | PHILAGANAN
0190-062-021 | 52264 | 0190-MLK-PRO-NH3-RECTNK02 | PM03 | 301 | 52W Cal Rodeo Oil Sep1 5C1-PRV-07.08/03 | Ammonia Receiver/Accumulator Tank 2 | B | 0190E012 | 2017-06-14 | 2014-09-04 | PHILAGANAN
0190-062-020 | 51986 | 0190-ENG-SCG-CWE-CONTNK08 | PM03 | 301 | 78W Cal Cond Collctn Tnk 5A4-LIT-19.08 | Cond Collection Tank T 8 | C | 0190E012 | 2017-12-08 | 2014-09-04 | PHILAGANAN
0190-062-020 | 51986 | 0190-ENG-STM-JT1-STMLNE01 | PM03 | 301 | 78W Cal JT Boiler 1 Steam 5A2-FIT-34.15 | JT Boiler No 1 Steam Distribution Line | C | 0190E012 | 2017-12-08 | 2014-09-04 | PHILAGANAN
0190-062-020 | 51986 | 0190-ENG-STM-JT2-STMLNE01 | PM03 | 301 | 78W Cal JT Boiler 2 Steam 5A2-FIT-34.22 | JT Boiler No 2 Steam Distribution Line | B | 0190E012 | 2017-12-08 | 2014-09-04 | PHILAGANAN
0190-062-019 | 58362 | 0190-ENG-WTR-SWF-CLDZPM01 | PM03 | 301 | 13W Cal of Chlorinator 5E3-AIT-051 | SW - Chlorination Dozing Pump 01 | C | 0190E012 | 2017-06-14 | 2014-09-04 | PHILAGANAN
0190-062-018 | 61179 | 0190-ENG-REF-NH3-COWLNE01 | PM03 | 301 | 52W Cal Gram Chillr_Cooling 5C5-PDSH-003 | Ammonia Cooling Water Line | C | 0190E010 | 2017-06-14 | 2014-09-04 | PHILAGANAN
0190-062-017 | 57959 | 0190-ENG-REF-NH3-CHILER01 | PM03 | 301 | 52W Cal Gas Leak Detector 5C5-GLD-04993 | GRAM Package NH3 Chiller 01 | B | 0190E010 | 2017-06-14 | 2014-09-04 | PHILAGANAN
0190-062-017 | 57959 | 0190-ENG-REF-NH3-CHILER01 | PM03 | 301 | 52W Cal Gas Leak Detector 5C5-GLD-04992 | GRAM Package NH3 Chiller 01 | B | 0190E010 | 2017-06-14 | 2014-09-03 | PHILAGANAN
0190-062-017 | 57959 | 0190-MLK-PRO-NH3-COMPSR01 | PM03 | 301 | 52W Cal Gas Leak Detector 5C1-GLD-04991 | Milks NH3 Chiller 1 Compressor Assembly | B | 0190E012 | 2017-06-14 | 2014-09-03 | PHILAGANAN
0190-062-016 | 55241 | 0190-ENG-PPT-FHF-FULPMP14 | PM03 | 301 | 52W Cal FH_AFBB LSFO Tank1 5D3_TG-190 | AFBB LSFO Main Supply Pump | C | 0190E009 | 2017-06-14 | 2014-09-03 | PHILAGANAN
0190-062-016 | 55241 | 0190-ENG-REF-MCQ-CHWLNE01 | PM03 | 301 | 52W Cal Macquay Chilled Wtr 5C4_TG-034 | MACQUAY Chilled Water Line | C | 0190E010 | 2017-06-14 | 2014-09-03 | PHILAGANAN
0190-062-016 | 55241 | 0190-ENG-SCG-CWE-CONDTK13 | PM03 | 301 | 52W Cal Ret Condensate Tank 5A4-TG-009 | CWW Condensate Tank T 13 | C | 0190E012 | 2017-06-14 | 2014-09-03 | PHILAGANAN
0190-062-015 | 51986 | 0190-ENG-PPT-GN1-FULLIN01 | PM03 | 301 | 52W Cal CAT1 Fuel Ret 5D1-FIT-01.07/01 | Fuel And Oil Lines | C | 0190E009 | 2017-06-14 | 2014-09-03 | PHILAGANAN
0190-062-015 | 51986 | 0190-ENG-PPT-GN1-FULLIN01 | PM03 | 301 | 52W Cal CAT1 Fuel Sup 5D1-FIT-01.07/02 | Fuel And Oil Lines | C | 0190E009 | 2017-06-14 | 2014-09-03 | PHILAGANAN
0190-062-015 | 51986 | 0190-ENG-SCG-CWE-CONDTK13 | PM03 | 301 | 52W Cal CWWE Density Meter | CWW Condensate Tank T 13 | C | 0190E012 | 2017-06-14 | 2014-09-03 | PHILAGANAN
0190-062-015 | 51986 | 0190-ENG-WWT-AER-CIRPUM01 | PM03 | 301 | 52W Cal WWTP Circ Pump 5E3-FT-007 | Re-Cir Sub-Pump No 1 to Aeration No 1 | C | 0190E016 | 2017-06-14 | 2014-09-03 | PHILAGANAN
0190-062-015 | 51986 | 0190-ENG-WWT-MBR-CIRPMP01 | PM03 | 301 | 52W Cal MBR_Circ Fd Pmp 5E3_FIT-10.09/01 | Circulation Feed Pump 1 | C | 0190E016 | 2017-06-14 | 2014-09-03 | PHILAGANAN
0190-062-015 | 51986 | 0190-ENG-WWT-MBR-CIRPMP02 | PM03 | 301 | 52W Cal MBR_Circ Fd Pmp 5E3_FIT-10.09/02 | Circulation Feed Pump 2 | C | 0190E016 | 2017-06-14 | 2014-09-03 | PHILAGANAN
0190-062-015 | 51986 | 0190-ENG-WWT-MBR-CIRPMP03 | PM03 | 301 | 52W Cal MBR_Circ Fd Pmp 5E3_FIT-10.09/03 | Circulation Feed Pump 3 | C | 0190E016 | 2017-06-14 | 2014-09-03 | PHILAGANAN
0190-062-014 | 55240 | 0190-ENG-PPT-AUF-SEPRTR02 | PM03 | 301 | 104W Cal LOPX2 Separator 5D1-PG-098 | Lopx 2 Separation System | C | 0190E009 | 2018-01-10 | 2014-09-03 | PHILAGANAN
0190-062-014 | 55240 | 0190-ENG-PPT-FHF-FULPMP09 | PM03 | 301 | 104W Cal FH_CAT/Roasting 5D3_PG-15.02 | Roasting Diesel Transfer Pump | C | 0190E009 | 2018-01-10 | 2014-09-03 | PHILAGANAN
0190-062-014 | 55240 | 0190-ENG-PPT-FHF-FULPMP10 | PM03 | 301 | 104W Cal FH_CAT/Roasting 5D3-PG-13.06 | CAT and roasting Diesel Pump | C | 0190E009 | 2018-01-10 | 2014-09-03 | PHILAGANAN
0190-062-014 | 55240 | 0190-ENG-PPT-FHF-FULPMP10 | PM03 | 301 | 104W Cal FH_CAT/Roasting 5D3-PG-13.09 | CAT and roasting Diesel Pump | C | 0190E009 | 2018-01-10 | 2014-09-03 | PHILAGANAN
0190-062-013 | 55240 | 0190-COF-PRO-AHC-HEATER01 | PM03 | 301 | 52W Cal MAH_Fuel Daytank Fuel 5B4-PG-007 | Air Heater 1 & 2 Fuel Heating Station | C | 0190E010 | 2018-01-10 | 2014-09-03 | PHILAGANAN
0190-062-013 | 55240 | 0190-ENG-REF-CA1-CHWLNE01 | PM03 | 301 | 52W Cal CWDS Chilled H2O 5C4_PG-01.10/02 | Carrier 1 Chilled Water line | C | 0190E010 | 2018-01-10 | 2014-09-03 | PHILAGANAN
0190-062-013 | 55240 | 0190-ENG-REF-CA2-CHWLNE01 | PM03 | 301 | 52W Cal Carrier No.2 5C4_PG-05.11/01 | Carrier 2 Chilled Water line | C | 0190E010 | 2018-01-10 | 2014-09-03 | PHILAGANAN
0190-062-013 | 55240 | 0190-ENG-REF-CA2-CHWLNE01 | PM03 | 301 | 52W Cal Carrier No.2 5C4_PG-05.11/01 | Carrier 2 Chilled Water line | C | 0190E010 | 2018-01-10 | 2014-09-03 | PHILAGANAN
0190-062-013 | 55240 | 0190-ENG-REF-CA2-CHWLNE01 | PM03 | 301 | 52W Cal Carrier No.2 5C4_PG-05.12/01 | Carrier 2 Chilled Water line | C | 0190E010 | 2018-01-10 | 2014-09-03 | PHILAGANAN
0190-062-013 | 55240 | 0190-ENG-REF-CA2-CHWLNE01 | PM03 | 301 | 52W Cal Carrier No.2 5C4_PG-05.12/02 | Carrier 2 Chilled Water line | C | 0190E010 | 2018-01-10 | 2014-09-03 | PHILAGANAN
0190-062-013 | 55240 | 0190-ENG-REF-CA2-CHWLNE01 | PM03 | 301 | 52W Cal Carrier No.2 5C4-PG-010 | Carrier 2 Chilled Water line | C | 0190E010 | 2018-01-10 | 2014-09-03 | PHILAGANAN
0190-062-013 | 55240 | 0190-ENG-STM-RCN-CNDPMP02 | PM03 | 301 | 52W Cal CT-Condensate Pmp # 2 5A4-PG-028 | Condensate Pump No 2 | C | 0190E010 | 2018-01-10 | 2014-09-03 | PHILAGANAN
0190-062-013 | 55240 | 0190-ENG-WWT-DAF-AIRCOM01 | PM03 | 301 | 52W Cal WWTP_Air Comp No.1 5E3_PG-009 | Air Compressor No.1 | C | 0190E016 | 2018-01-10 | 2014-09-03 | PHILAGANAN
0190-062-013 | 55240 | 0190-MLK-PRO-AHC-PRIFAN01-PG01 | PM03 | 301 | 52W Cal Milks PAF C1 5B3_PG-01.36/01 | Pressure Gauge (Outlet Pressure) | C | 0190E017 | 2018-01-10 | 2017-02-28 | PHILAGANAN
0190-062-013 | 55240 | 0190-MLK-PRO-CWS-RECPMP03-PG01 | PM03 | 301 | 52W Cal Milk NH3 Rec Pmp 5C1_PG-05.09/01 | Pressure Gauge (Recirculation Pump3) | C | 0190E010 | 2018-01-10 | 2017-02-28 | PHILAGANAN
0190-062-012 | 52264 | 0190-MLK-PRO-AHB-BURNER01-PRV003 | PM03 | 301 | 52W Cal MAH Fuel In to B1 5B4-PRV-003 | Weishaupt Burner B1-PRV003 | B | 0190E017 | 2017-06-14 | 2014-09-03 | PHILAGANAN
0190-062-012 | 52264 | 0190-MLK-PRO-AHB-BURNER02-PRV005 | PM03 | 301 | 52W Cal MAH Fuel In to B1 5B2-PRV-005 | Weishaupt Burner B2-PRV005 | B | 0190E017 | 2017-06-14 | 2014-09-03 | PHILAGANAN
0190-062-011 | 52264 | 0190-WST-SCG-CWE-COMMON01 | PM03 | 301 | 26W Cal CWW Evap Press 5A4-PRV-22.02 | Colored Water Common | C | 0190E012 | 2017-06-20 | 2014-09-03 | PHILAGANAN
0190-062-010 | 51982 | 0190-ENG-STM-FBB-AFBBLR01 | PM03 | 301 | 52W Cal of 5A1-PT-FH001 | Atmospheric Fluidized Bed Boiler | B | 0190E017 | 2021-06-03 | 2021-03-10 | PHILAGANAN
0190-062-009 | 52264 | 0190-ENG-REF-VAC-CHILER01 | PM03 | 301 | 52W Cal of 5C2-PRV-20.16 | Vapor Absorption Chiller | B | 0190E017 | 2021-10-20 | 2021-03-18 | PHILAGANAN
0190-062-009 | 51985 | 0190-ENG-REF-VAC-STMLNE01 | PM03 | 301 | 52W Cal VAM Stm Sup to HTG 5C2-TCV-06.11 | VAC Steam Line | C | 0190E010 | 2021-10-20 | 2014-09-03 | PHILAGANAN
0190-062-008 | 61179 | 0190-MLK-PRO-NH3-CONDSR01 | PM03 | 301 | 52W Cal of 5C1-PRV-015 | Milks Chiller PHE Condenser 1 | B | 0190E017 | 2021-06-03 | 2021-03-18 | PHILAGANAN
0190-062-007 | 51982 | 0190-ENG-STM-FBB-AFBBLR01 | PM03 | 301 | 52W Cal of 5A1-PT-FH004 | Atmospheric Fluidized Bed Boiler | B | 0190E017 | 2021-06-03 | 2021-03-10 | PHILAGANAN
0190-062-006 | 51985 | 0190-ENG-STM-FBB-AIRPRE01 | PM03 | 301 | 78W Cal of 5A1-TCV-21.02 | Air Preheater Facilities | C | 0190E017 | 2021-06-03 | 2021-03-10 | PHILAGANAN
0190-062-005 | 51985 | 0190-ENG-REF-VAC-STMLNE01 | PM03 | 301 | 52W Cal of 5C2-FCV-06.11 | VAC Steam Line | C | 0190E017 | 2021-06-03 | 2021-03-18 | PHILAGANAN
0190-062-004 | 51986 | 0190-ENG-STM-FBB-STMLNE01 | PM03 | 301 | 52W Cal AFBB Steam Header1 5A1-FIT-01.17 | AFBB Steam Distribution Line | C | 0190E012 | 2021-06-03 | 2014-09-02 | PHILAGANAN
0190-062-003 | 51982 | 0190-MLK-PRO-AHB-PRIFAN04 | PM03 | 301 | 52W Cal of 5B2-PT-01.43/03 | Milks AHB2 PAF2 Assbly (New) | B | 0190E017 | 2021-06-03 | 2021-03-25 | PHILAGANAN
0190-062-002 | 55240 | 0190-ENG-GFO-FFF-ENGINE02-PG020704 | PM03 | 301 | 52W Cal FF Engine2 5E2-PG-02.07/04 | Fire Fighting No 2 Diesel Engine-PG02070 | C | 0190E017 | 2018-04-10 | 2014-09-02 | PHILAGANAN
0190-062-002 | 55240 | 0190-ENG-IGG-N2A-VERTANK01-PG029 | PM03 | 301 | 52W Cal N2 Receiver Tnk 5D4-PG-029 | Air Receiver Vertical Tnk 3000 Ltr-PG029 | C | 0190E017 | 2018-04-10 | 2014-09-02 | PHILAGANAN
0190-062-002 | 55240 | 0190-ENG-PPT-FSF-OILSEP02-PG002 | PM03 | 301 | 52W Cal PPT Fuel Sep 5D1-PG-002 | Oil Separator 2-PG002 | C | 0190E017 | 2018-04-10 | 2014-09-02 | PHILAGANAN
0190-062-002 | 55240 | 0190-ENG-PPT-GN4-ENGINE01-PG0406 | PM03 | 301 | 52W Cal CAT G4 CSV 008 5D1-PG-04.06 | GenSet 04 Engine Unit-PG0406 | C | 0190E017 | 2018-04-10 | 2014-09-02 | PHILAGANAN
0190-062-002 | 55240 | 0190-ENG-SCG-CWE-CREPMP08 | PM03 | 301 | 52W Cal CWWE Clarified 5A4-PG-005 | Clarified CWW Recirculation Pump P 8 | C | 0190E012 | 2018-04-10 | 2014-09-02 | PHILAGANAN
0190-062-002 | 55240 | 0190-ENG-SCG-CWE-STMLNE01 | PM03 | 301 | 52W Cal CWWE Main Steam 5A4_PG-002 | Steam Supply Line To Evaporator | C | 0190E012 | 2018-04-10 | 2014-09-02 | PHILAGANAN
0190-062-002 | 55240 | 0190-ENG-SCG-CWE-TUBHTR01 | PM03 | 301 | 52W Cal CWWE Tubular 5A4-PG-003 | CWW Tubular Heater No 1 B 11 | C | 0190E012 | 2018-04-10 | 2014-09-02 | PHILAGANAN
0190-062-002 | 55240 | 0190-ENG-SCG-CWE-TUBHTR01 | PM03 | 301 | 52W Cal CWWE Tubular 5A4-PG-012 | CWW Tubular Heater No 1 B 11 | C | 0190E012 | 2018-04-10 | 2014-09-02 | PHILAGANAN
0190-062-002 | 55240 | 0190-ENG-STM-FBB-AFBBLR01-PG012 | PM03 | 301 | 52W Cal AFBB High 5A1-PG-012 | Atmospheric Fluidized Bed Boiler-PG012 | C | 0190E017 | 2018-04-10 | 2014-09-02 | PHILAGANAN
0190-062-002 | 55240 | 0190-ENG-STM-FBB-AFBBLR01-PG0130 | PM03 | 301 | 52W Cal AFBB High 5A1-PG-01.30 | Atmospheric Fluidized Bed Boiler-PG0130 | C | 0190E017 | 2018-04-10 | 2014-09-02 | PHILAGANAN
0190-062-002 | 55240 | 0190-ENG-STM-FBB-AFBBLR01-PG042 | PM03 | 301 | 52W Cal AFBB Low 5A1-PG-042 | Atmospheric Fluidized Bed Boiler-PG042 | C | 0190E017 | 2018-04-10 | 2014-09-02 | PHILAGANAN
0190-062-002 | 55240 | 0190-ENG-STM-FBB-STMLNE01 | PM03 | 301 | 52W Cal AFBB Steam 5A1-PG-23.05 | AFBB Steam Distribution Line | C | 0190E012 | 2018-04-10 | 2014-09-02 | PHILAGANAN
0190-062-002 | 55240 | 0190-ENG-STM-JT1-JTBOILR01-PG343001 | PM03 | 301 | 52W Cal JT1 Boiler 5A2-PG-34.30/01 | JT Boiler No 1-PG343001 | C | 0190E017 | 2018-04-10 | 2014-09-02 | PHILAGANAN
0190-062-002 | 55240 | 0190-ENG-STM-JT2-BURNER01 | PM03 | 301 | 52W Cal JT2 Burner 5A2-PG-34.34/01 | JT Boiler 2 Burner | C | 0190E012 | 2018-04-10 | 2014-09-02 | PHILAGANAN
0190-062-002 | 55240 | 0190-ENG-STM-JT2-STMDRM01 | PM03 | 301 | 52W Cal JT2 Steam 5A2-PG-34.17 | JT 2 Boiler Steam Drum | C | 0190E012 | 2018-04-10 | 2014-09-02 | PHILAGANAN
0190-062-002 | 55240 | 0190-ENG-STM-RCN-CNDPMP05 | PM03 | 301 | 52W Cal CTR Pump 5 5E1_PG-036 | Condensate Pump No 5 Bhse No 2 | C | 0190E012 | 2018-04-10 | 2014-09-02 | PHILAGANAN
0190-062-002 | 55240 | 0190-ENG-STM-RCN-CNDPMP07 | PM03 | 301 | 52W Cal AFBB Return Cond 5A4-PG-040 | Condensate Pump No 1 - FBB | C | 0190E012 | 2018-04-10 | 2014-09-02 | PHILAGANAN
0190-062-002 | 55240 | 0190-ENG-WTR-CW2-C0LPMP09 | PM03 | 301 | 52W Cal Cooling Water Pump9 5E2_PG-072 | Cooling Water Pump No 9 | C | 0190E012 | 2018-04-10 | 2014-09-02 | PHILAGANAN
0190-062-002 | 55240 | 0190-ENG-WTR-CW2-TWRBSN01 | PM03 | 301 | 52W Cal Cooling Tower 5E2-PG-026 | Cooling Tower Basin 01 - Circuit 2 | C | 0190E012 | 2018-04-10 | 2014-09-02 | PHILAGANAN
0190-062-002 | 55240 | 0190-ENG-WWT-ACT-EFFPMP01 | PM03 | 301 | 52W Cal WW WC Reuse 5E3-PG-002 | Effluent Transfer Pump 01(near clarifier | C | 0190E016 | 2018-04-10 | 2014-09-02 | PHILAGANAN
0190-062-002 | 55240 | 0190-ENG-WWT-ACT-EFFPMP01 | PM03 | 301 | 52W Cal WW Filter Press1 5E3-PG-004 | Effluent Transfer Pump 01(near clarifier | C | 0190E016 | 2018-04-10 | 2014-09-02 | PHILAGANAN
0190-062-002 | 55240 | 0190-ENG-WWT-ACT-EFFPMP02 | PM03 | 301 | 52W Cal WW Filter Press2 5E3-PG-003 | Effluent Transfer Pump 02(near clarifier | C | 0190E016 | 2018-04-10 | 2014-09-02 | PHILAGANAN
0190-062-002 | 55240 | 0190-ENG-WWT-ACT-EFFPMP02 | PM03 | 301 | 52W Cal WW SC Reuse 5E3-PG-006 | Effluent Transfer Pump 02(near clarifier | C | 0190E016 | 2018-04-10 | 2014-09-02 | PHILAGANAN
0190-062-002 | 55240 | 0190-MLK-PRO-NH3-CHILER01 | PM03 | 301 | 52W Cal Water In PHE 5C1-PG-02.11/02 | Milks Water Chiller Tank | B | 0190E012 | 2018-04-10 | 2014-09-02 | PHILAGANAN
0190-062-002 | 55240 | 0190-MLK-PRO-NH3-RECTNK01 | PM03 | 301 | 52W Cal NH3 Tank Frick 1 5C1-PG-056 | Ammonia Receiver/Accumulator Tank 1 | B | 0190E012 | 2018-04-10 | 2014-09-02 | PHILAGANAN
0190-062-002 | 55240 | 0190-MLK-PRO-NH3-RECTNK02 | PM03 | 301 | 52W Cal NH3 Tank Frick 2 5C5-PG-057 | Ammonia Receiver/Accumulator Tank 2 | B | 0190E012 | 2018-04-10 | 2014-09-02 | PHILAGANAN
0190-062-001 | 61179 | 0190-COF-PRO-AH3-AHCHMB01 | PM03 | 301 | 52W Cal MAC_AC3 Inlet 5D6-AC3IN | Coffee AH3 Combustion Chamber | C | 0190E010 | 2017-06-14 | 2014-09-03 | PHILAGANAN
0190-062-001 | 52264 | 0190-ENG-CAF-AIR-AIRCOM01 | PM03 | 301 | 52W Cal AirComp1 5D5-PRV-AC1 | Air Compressor No 1 GA160 | C | 0190E009 | 2017-06-14 | 2014-09-02 | PHILAGANAN
0190-062-001 | 52264 | 0190-ENG-CAF-AIR-AIRCOM04 | PM03 | 301 | 52W Cal AirCom4 5D5-PRV-04.03/02 | Air Compressor No 4 GA110 | C | 0190E009 | 2017-06-14 | 2014-09-02 | PHILAGANAN
0190-062-001 | 52264 | 0190-ENG-CAF-AIR-AIRCOM04 | PM03 | 301 | 52W Cal QA Steam PRV_QASTM | Air Compressor No 4 GA110 | C | 0190E009 | 2017-06-14 | 2014-09-02 | PHILAGANAN
0190-062-001 | 52264 | 0190-ENG-CAF-AIR-AIRTNK03-PRV1004 | PM03 | 301 | 52W Cal AirReceiving Tank 5D5-PRV-10.04 | Compress Air Receiving Tank No.3-PRV1004 | B | 0190E017 | 2017-06-14 | 2014-09-02 | PHILAGANAN
0190-062-001 | 52264 | 0190-ENG-CAF-AIR-AIRTNK04-PRV1404 | PM03 | 301 | 52W Cal AirReceiving Tank 5D5-PRV-14.04 | Compress Air Receiving Tank No.4-PRV1404 | B | 0190E017 | 2017-06-14 | 2014-09-02 | PHILAGANAN
0190-062-001 | 52264 | 0190-ENG-IGG-N2A-AIRCOM02-PRV1GA2 | PM03 | 301 | 52W Cal IGA AirComp2 5D4-PRV-1GA2 | N2 Air Compressor No. 2-PRV1GA2 | B | 0190E017 | 2017-06-14 | 2014-09-02 | PHILAGANAN
0190-062-001 | 52264 | 0190-ENG-IGG-N2A-N2TANK05-PRVIGA5 | PM03 | 301 | 52W Cal IGA Tank5 5D4-PRV-IGA5 | N2 Nitrogen Tank No. 5 750 Ltr-PRVIGA5 | B | 0190E017 | 2017-06-14 | 2014-09-02 | PHILAGANAN
0190-062-001 | 52264 | 0190-ENG-PPT-AUF-AIRTNK01-PRV0409 | PM03 | 301 | 52W Cal CAT G4 Sup Air 5D1_PRV-04.09 | Lt - 12 Compressed Air Supply-PRV0409 | B | 0190E017 | 2017-06-14 | 2014-09-02 | PHILAGANAN
0190-062-001 | 52264 | 0190-ENG-PPT-AUF-PRSTNK01-PRV121 | PM03 | 301 | 52W Cal RO Water Tank 5D1_PRV-121 | RO Pressure Tank System-PRV-121 | B | 0190E017 | 2017-06-14 | 2014-09-02 | PHILAGANAN
0190-062-001 | 52264 | 0190-ENG-PPT-FSF-FULTNK01-PRV011002 | PM03 | 301 | 52W Cal HFO Sep Unit 5D3-PRV-01.10/02 | Tank No 1 HFO Fuel- Chevron-PRV-01-10/01 | C | 0190E017 | 2017-06-14 | 2014-09-02 | PHILAGANAN
0190-062-001 | 52264 | 0190-ENG-PPT-FSF-HFOTNK01-PRV011001 | PM03 | 301 | 52W Cal HFO Sep Unit 5D3-PRV-01.10/01 | Tank No 5 HFO-PRV011001 | B | 0190E017 | 2017-06-14 | 2014-09-02 | PHILAGANAN
0190-062-001 | 52264 | 0190-ENG-PPT-GN1-ENGINE01-PRV0111 | PM03 | 301 | 52W Cal CAT G1 5D1-PRV-01.11 | GenSet 01 Engine Unit-PRV0111 | B | 0190E017 | 2017-06-14 | 2014-09-02 | PHILAGANAN
0190-062-001 | 52264 | 0190-ENG-SCG-CWE-PREHTR01 | PM03 | 301 | 52W Cal CWW Evap PreHeater 5A4-PRV-21.10 | Pre Heater H05 | C | 0190E012 | 2017-06-14 | 2014-09-02 | PHILAGANAN
0190-062-001 | 52264 | 0190-ENG-STM-JT2-JTBOILR02-PRV3429 | PM03 | 301 | 52W Cal JT Boiler 2 5A2_PRV-34.29/02 | 0190-ENG-STM-JT2-JTBOILR02-PRV | B | 0190E017 | 2017-06-14 | 2014-09-02 | PHILAGANAN
0190-062-001 | 52264 | 0190-WST-CAF-AIR-AIRCOM02 | PM03 | 301 | 52W Cal AirComp2 5D5-PRV-AC2 | Air Compressor No 2 GA160 | C | 0190E009 | 2017-06-14 | 2014-09-02 | PHILAGANAN
0190-062-001 | 52264 | 0190-WST-CAF-AIR-AIRCOM02 | PM03 | 301 | 52W Cal AirComp2 5D5-PRV-AC2IN | Air Compressor No 2 GA160 | C | 0190E009 | 2017-06-14 | 2014-09-02 | PHILAGANAN
0190-062-001 | 52264 | 0190-WST-CAF-AIR-AIRCOM03 | PM03 | 301 | 52W Cal AirCom3 5D5-PRV-03.03/02 | Air Compressor No 3 GA110 | C | 0190E009 | 2017-06-14 | 2014-09-02 | PHILAGANAN
0190-062-001 | 52264 | 0190-WST-CAF-AIR-AIRCOM06 | PM03 | 301 | 52W Cal AirCom6 5D5-PRV-06.03/02 | Air Compressor No 6 GA507 | C | 0190E009 | 2017-06-14 | 2014-09-02 | PHILAGANAN
0190-062-001 | 52264 | 0190-WST-CAF-AIR-AIRCOM07 | PM03 | 301 | 52W Cal AirCom7 5D5-PRV-07.03/02 | Air Compressor No 7 GA507 | C | 0190E009 | 2017-06-14 | 2014-09-02 | PHILAGANAN
0190-062-001 | 52264 | 0190-WST-CAF-AIR-AIRCOM08 | PM03 | 301 | 52W Cal AirCom8 5D5-PRV-08.03/02 | Air Compressor No 8 GA37 | C | 0190E009 | 2017-06-14 | 2014-09-02 | PHILAGANAN
0190-061-779 | 517657 | 0190-QAD-FAC-CMN-DISTAPP | PM03 | 307 | 13W EI Routine Maint - Distilling App | Micro B Barnstead Distilling Apparatus | C | 0190E017 | 2021-01-13 | 2016-12-07 | PHILAGANAN
0190-061-778 | 411101 | 0190-ENG-WWT-PRP-STMDRN01 | PM03 | 301 | 1Y Calibration LLD Turbidity Sensor 2 | Storm Drain Exit Pit (Last Line Defense) | A | 0190E017 | 2020-08-14 | 2013-12-20 | PHILAGANAN
0190-061-777 | 51984 | 0190-MLK-PRO-NH3-COMPSR01 | PM03 | 301 | 12M Calibration Milks NH3 Temp xmitter | Milks NH3 Chiller 1 Compressor Assembly | B | 0190E012 | 2015-09-08 | 2013-06-06 | PHILAGANAN
0190-061-777 | 51984 | 0190-MLK-PRO-NH3-COMPSR02 | PM03 | 301 | 12M Calibration Milks NH3 Temp xmitter | Milks NH3 Chiller 2 Compressor Assembly | B | 0190E012 | 2015-09-08 | 2013-06-06 | PHILAGANAN
0190-061-777 | 51984 | 0190-MLK-PRO-NH3-OILCOL01 | PM03 | 301 | 12M Calibration Milks NH3 Temp xmitter | Milks Ammonia Oil Cooler 1 | B | 0190E012 | 2015-09-08 | 2013-06-06 | PHILAGANAN
0190-061-777 | 51984 | 0190-MLK-PRO-NH3-OILCOL02 | PM03 | 301 | 12M Calibration Milks NH3 Temp xmitter | Milks Ammonia Oil Cooler 2 | B | 0190E012 | 2015-09-08 | 2013-06-07 | PHILAGANAN
0190-061-775 | 55240 | 0190-MLK-PRO-NH3-COMMON01 | PM03 | 301 | 12M Calibration Milks NH3 Pressure Gauge | Milks Ammonia Chiller System Common | B | 0190E012 | 2015-09-08 | 2013-06-03 | PHILAGANAN
0190-061-771 | 52264 | 0190-ENG-STM-FBB-COMMON01 | PM03 | 301 | 52W Cal AFBB Deaerator Stm 5A1-PRV-26.02 | AFBB Common Facilities | C | 0190E012 | 2020-03-20 | 2012-04-17 | PHILAGANAN
0190-061-770 | 52264 | 0190-ENG-REF-NH3-COMPSR01 | PM03 | 301 | 1Y Calibration IS NH3 Discharge PRV's | Chiller Compressor | B | 0190E017 | 2015-09-08 | 2011-12-20 | PHILAGANAN
0190-061-769 | 52264 | 0190-ENG-REF-NH3-ABSTNK01 | PM03 | 301 | 1Y Calibration IS NH3 Chiller PRV's | Ammonia Absorption Tank | C | 0190E010 | 2015-09-08 | 2011-12-20 | PHILAGANAN
0190-061-768 | 52264 | 0190-MLK-PRO-NH3-COMPSR01 | PM03 | 301 | 1Y Calibration MLK NH3 Chiller PRV's | Milks NH3 Chiller 1 Compressor Assembly | B | 0190E017 | 2015-09-08 | 2011-12-20 | PHILAGANAN
0190-061-767 | 52264 | 0190-MLK-PRO-NH3-RECTNK01 | PM03 | 301 | 1Y Calibration Rodeo NH3 PRV's | Ammonia Receiver/Accumulator Tank 1 | B | 0190E010 | 2015-09-08 | 2011-12-20 | PHILAGANAN
0190-061-766 | 52264 | 0190-COF-PRO-AH3-PREHTR03 | PM03 | 301 | 1Y Calibration CAH Fuel Day Tank PRV's | Coffee AH3 Fuel Pre-Heater | C | 0190E010 | 2015-09-08 | 2011-12-20 | PHILAGANAN
0190-061-765 | 52264 | 0190-COF-PRO-AHC-HEATER01 | PM03 | 301 | 1Y Calibration CAH Fuel Heater PRV's | Air Heater 1 & 2 Fuel Heating Station | C | 0190E010 | 2015-09-08 | 2011-12-20 | PHILAGANAN
0190-061-764 | 52264 | 0190-MLK-PRO-AHB-COMMON | PM03 | 301 | 1Y Calibration MAH PRV's | Milks Air Heater B Common | C | 0190E017 | 2015-09-08 | 2011-12-20 | PHILAGANAN
0190-061-763 | 52264 | 0190-ENG-SCG-CWE-PREHTR01 | PM03 | 301 | 1Y Calibration CWWE PRV's | Pre Heater H05 | C | 0190E012 | 2015-09-08 | 2011-12-20 | PHILAGANAN
0190-061-762 | 52264 | 0190-ENG-STM-JT2-JTBOILR02 | PM03 | 301 | 52W Cal JT2 5A2-PRV-34.29/01 | JT Boiler No 2 | A | 0190E012 | 2020-03-20 | 2011-12-20 | PHILAGANAN
0190-061-761 | 52264 | 0190-ENG-STM-JT2-FUELLN01 | PM03 | 301 | 1Y Calibration 4F_PRV-004 | JT Boiler No 2 Fuel Oil Line | C | 0190E012 | 2015-09-08 | 2011-12-20 | PHILAGANAN
0190-061-760 | 52264 | 0190-ENG-STM-JT1-JTBOILR01 | PM03 | 301 | 1Y Calibration JT1 Boiler Tank PRV's | JT Boiler No 1 | A | 0190E012 | 2015-09-08 | 2011-12-20 | PHILAGANAN
0190-061-759 | 52264 | 0190-ENG-STM-JT1-FUELLN01 | PM03 | 301 | 1Y Calibration 4F_PRV-001 | JT Boiler No 1 Fuel Oil Line | C | 0190E012 | 2015-09-08 | 2011-12-20 | PHILAGANAN
0190-061-758 | 52264 | 0190-ENG-STM-WTF-FWTPMP12 | PM03 | 301 | 1Y Calibration 4B_PRV-006 | Boiler FeedWater Pump No 12 - FBB | C | 0190E012 | 2015-09-08 | 2011-12-20 | PHILAGANAN
0190-061-757 | 52264 | 0190-ENG-STM-WTF-FWTPMP11 | PM03 | 301 | 1Y Calibration 4B_PRV-005 | Boiler FeedWater Pump No 11 - FBB | C | 0190E012 | 2015-09-08 | 2011-12-20 | PHILAGANAN
0190-061-756 | 52264 | 0190-ENG-STM-FBB-AFBBLR01 | PM03 | 301 | 1Y Calibration FBB Boiler Tank PRV's | Atmospheric Fluidized Bed Boiler | A | 0190E012 | 2015-09-08 | 2011-12-20 | PHILAGANAN
0190-061-755 | 52264 | 0190-ENG-STM-BHS-FCTY | PM03 | 301 | 52W Cal JT 1 5A2-PRV-34.29/04 | Boiler House Facilities | C | 0190E012 | 2020-03-20 | 2011-12-20 | PHILAGANAN
0190-061-754 | 52264 | 0190-ENG-STM-BHS-FCTY | PM03 | 301 | 52W Cal JT Boiler 1 5A2_PRV-34.29/03 | Boiler House Facilities | C | 0190E010 | 2020-03-20 | 2011-12-20 | PHILAGANAN
0190-061-753 | 52264 | 0190-ENG-STM-WHB-LURGIB01 | PM03 | 301 | 1Y Calibration Lurgi Boiler Tank PRV's | Waste Heat Boiler Lurgi | A | 0190E012 | 2015-09-08 | 2011-12-20 | PHILAGANAN
0190-061-752 | 52264 |  | PM03 | 301 | 1Y Calibration 1B_PRV-001 |  |  | 0190E010 | 2015-09-08 | 2011-12-20 | PHILAGANAN
0190-061-751 | 52264 |  | PM03 | 301 | 1Y Cal Roots Blower 5E3-PRV-30.19/04 |  |  | 0190E012 | 2017-12-08 | 2011-12-20 | PHILAGANAN
0190-061-750 | 52264 | 0190-ENG-WWT-AER-ROTBLW03 | PM03 | 301 | 52W Cal Roots Blower 3 5E3-PRV-30.19/03 | Roots Blower no.3 | C | 0190E012 | 2016-09-30 | 2011-12-20 | PHILAGANAN
0190-061-749 | 52264 | 0190-ENG-WWT-AER-ROTBLW02 | PM03 | 301 | 12M Calibration 4E_PRV-003 | Aeration Tank Blower -Atlas Copco 2 | C | 0190E016 | 2015-09-08 | 2011-12-20 | PHILAGANAN
0190-061-748 | 52264 |  | PM03 | 301 | 52W Cal WWT Dlat Blower 5E3-PRV-30.20 |  |  | 0190E016 | 2020-08-11 | 2011-12-20 | PHILAGANAN
0190-061-747 | 52264 | 0190-ENG-WWT-AER-ROTBLW01 | PM03 | 301 | 12M Calibration 4E_PRV-001 | Roots Blower No 1 | C | 0190E016 | 2015-09-08 | 2011-12-20 | PHILAGANAN
0190-061-746 | 52264 | 0190-ENG-GFO-FFF-FIRPMP01 | PM03 | 301 | 1Y Calibration 4H_PRV_001 | Fire Fighting No 1 Electric Pump | A | 0190E012 | 2015-09-08 | 2011-12-20 | PHILAGANAN
0190-061-745 | 52264 | 0190-WST-PPT-GN5-INSAIR01 | PM03 | 301 | 12M Calibration 3E_PRV_012 | Wartsila Generator Instrument Air | C | 0190E009 | 2015-09-08 | 2010-10-30 | PHILAGANAN
0190-061-744 | 52264 | 0190-WST-PPT-GN5-AIRSTR01 | PM03 | 301 | 1Y CALIBRATION 3E_PRV_011 | Wartsila Generator Starting Air | C | 0190E009 | 2012-07-28 | 2010-10-30 | PHFUTALARA
0190-061-743 | 52264 | 0190-MLK-PRO-AHC-AIRHTR01 | PM03 | 301 | 12M Calibration MAH C PRV's | Milk Air Heater C1 | A | 0190E011 | 2015-09-08 | 2010-10-30 | PHILAGANAN
0190-061-742 | 52264 | 0190-MLK-PRO-AHB-AIRHTR02 | PM03 | 301 | 12M Calibration MAH B2 PRV's | Milk Air Heater B2 | A | 0190E017 | 2015-09-08 | 2010-10-30 | PHILAGANAN
0190-061-741 | 52264 | 0190-MLK-PRO-AHB-AIRHTR01 | PM03 | 301 | 12M Calibration MAHB1 PRV's | Milk Air Heater B1 | A | 0190E011 | 2015-09-08 | 2010-10-30 | PHILAGANAN
0190-061-740 | 52264 | 0190-WST-PPT-GN5-AIRSTR01 | PM03 | 301 | 12M Calibration G5 Start Air Unit PRV | Wartsila Generator Starting Air | C | 0190E009 | 2014-02-05 | 2010-10-30 | PHILAGANAN
0190-061-739 | 52264 | 0190-ENG-IGG-N2A-FCLTY | PM03 | 301 | 1Y CALIBRATION 3G_PRV_010 | Nitrogen Generator 2 Plant Facility | C | 0190E009 | 2013-01-01 | 2010-10-30 | PHFUTALARA
0190-061-738 | 52264 | 0190-ENG-IGG-N2A-FCLTY | PM03 | 301 | 12M Calibration PSA3 PRV's | Nitrogen Generator 2 Plant Facility | C | 0190E009 | 2015-09-08 | 2010-10-30 | PHILAGANAN
0190-061-737 | 52264 | 0190-ENG-IGG-N2A-FCLTY | PM03 | 301 | 12M Calibration 3G_PRV_008 | Nitrogen Generator 2 Plant Facility | C | 0190E009 | 2013-01-10 | 2010-10-30 | PHFUTALARA
0190-061-736 | 52264 | 0190-ENG-IGG-N2A-FCLTY | PM03 | 301 | 12M Calibration PSA2 PRV's | Nitrogen Generator 2 Plant Facility | C | 0190E009 | 2015-09-08 | 2010-10-30 | PHILAGANAN
0190-061-735 | 55240 | 0190-ENG-CAF-AIR-FCLTY | PM03 | 301 | 12M Calibration AirCompressor Gauges | Compress Air Facility | C | 0190E009 | 2015-09-08 | 2013-01-03 | PHILAGANAN
0190-061-735 | 55240 | 0190-ENG-IGG-IGS-FCLTY | PM03 | 301 | 12M Calibration Inert Gas Gauges | Inert Gas Facility | C | 0190E009 | 2015-09-08 | 2010-10-30 | PHILAGANAN
0190-061-734 | 52264 | 0190-ENG-IGG-N2A-FCLTY | PM03 | 301 | 12M Calibration PSA1 PRV's | Nitrogen Generator 2 Plant Facility | C | 0190E009 | 2015-09-08 | 2010-10-30 | PHILAGANAN
0190-061-733 | 52264 | 0190-ENG-IGG-N2A-N2TANK03 | PM03 | 301 | 12M Calibration 3G_PRV_004 | N2 Nitrogen Tank No. 3 790 Ltr | A | 0190E009 | 2015-09-08 | 2010-10-30 | PHILAGANAN
0190-061-732 | 52264 | 0190-ENG-IGG-N2A-N2TANK02 | PM03 | 301 | 12M Calibration 3G_PRV_003 | N2 Nitrogen Tank No. 2 790 Ltr | A | 0190E009 | 2015-09-08 | 2010-10-30 | PHILAGANAN
0190-061-731 | 52264 | 0190-ENG-IGG-N2A-N2TANK01 | PM03 | 301 | 12M Calibration 3G_PRV_002 | N2 Nitrogen Tank No. 1 790 Ltr | A | 0190E009 | 2015-09-08 | 2010-10-30 | PHILAGANAN
0190-061-730 | 52264 | 0190-ENG-IGG-N2A-VERTANK01 | PM03 | 301 | 12M Calibration 3G_PRV_001 | Air Receiver Vertical Tank 3000 Ltr | A | 0190E009 | 2015-09-08 | 2010-10-30 | PHILAGANAN
0190-061-729 | 52264 | 0190-WST-PPT-GN5-EHGBLR01 | PM03 | 301 | 12M Calibration EG Boiler PRV | Wartsila Generator Exh. Gas Boiler | A | 0190E009 | 2015-09-08 | 2010-10-30 | PHILAGANAN
0190-061-728 | 52264 | 0190-ENG-IGG-IGS-FCLTY | PM03 | 301 | 12M Calibration 3F_PRV_025 | Inert Gas Facility | C | 0190E009 | 2015-09-08 | 2010-10-30 | PHILAGANAN
0190-061-727 | 52264 | 0190-ENG-IGG-IGS-CO2TNK01 | PM03 | 301 | 1Y Calibration CO2 Handling Tank 1 | CO2 Tank System No 1 | A | 0190E009 | 2015-09-08 | 2010-10-30 | PHILAGANAN
0190-061-726 | 52264 | 0190-ENG-IGG-IGS-CO2TNK02 | PM03 | 301 | 1Y Calibration CO2 Handling Tank 2 | CO2 Tank System No 2 | A | 0190E009 | 2015-09-08 | 2010-10-30 | PHILAGANAN
0190-061-725 | 52264 | 0190-ENG-IGG-IGS-CO2TNK03 | PM03 | 301 | 12M Calibration CO2 Tank03 PRV's | CO2 Tank System No 3 | A | 0190E009 | 2015-09-08 | 2010-10-30 | PHILAGANAN
0190-061-724 | 52264 | 0190-ENG-PPT-AUF-PRSTNK01 | PM03 | 301 | 12M Calibration 3B_PRV_007 | RO Pressure Tank System | A | 0190E009 | 2015-09-08 | 2010-10-30 | PHILAGANAN
0190-061-723 | 52264 | 0190-ENG-PPT-AUF-AIRTNK01 | PM03 | 301 | 52W Cal CAT Air Rec Tank 5D1-PRV-09.09 | Lt - 12 Compressed Air Supply | A | 0190E009 | 2020-03-20 | 2010-10-30 | PHILAGANAN
0190-061-722 | 52264 | 0190-ENG-PPT-AUF-FULBOS01 | PM03 | 301 | 1Y CALIBRATION 3B_PRV_005 | Fuel Booster Module | C | 0190E009 | 2012-07-28 | 2010-10-30 | PHFUTALARA
0190-061-721 | 52264 | 0190-ENG-PPT-AUF-FULBOS01 | PM03 | 301 | 1Y CALIBRATION 3B_PRV_004 | Fuel Booster Module | C | 0190E009 | 2012-07-28 | 2010-10-30 | PHFUTALARA
0190-061-720 | 52264 | 0190-ENG-PPT-AUF-FULBOS01 | PM03 | 301 | 12M Calibration CAT Booster Module PRV's | Fuel Booster Module | C | 0190E009 | 2015-09-08 | 2010-10-30 | PHILAGANAN
0190-061-719 | 52264 | 0190-WST-PPT-GN5-FULBOS01 | PM03 | 301 | 1Y CALIBRATION 3E_PRV_006 | Wartsila Fuel Booster Module | A | 0190E009 | 2012-07-28 | 2010-10-30 | PHFUTALARA
0190-061-718 | 52264 | 0190-WST-PPT-GN5-FULBOS01 | PM03 | 301 | 1Y CALIBRATION 3E_PRV_005 | Wartsila Fuel Booster Module | A | 0190E009 | 2012-07-28 | 2010-10-30 | PHFUTALARA
0190-061-717 | 52264 | 0190-WST-PPT-GN5-FULBOS01 | PM03 | 301 | 12M Calibration G5 Booster Module PRV's | Wartsila Fuel Booster Module | A | 0190E009 | 2014-02-05 | 2010-10-30 | PHILAGANAN
0190-061-716 | 52264 | 0190-WST-PPT-GN5-OILSEP | PM03 | 301 | 12M Calibration 3E_PRV_003 | Wartsila Lube Oil Separator 01 | C | 0190E009 | 2015-09-08 | 2010-10-30 | PHILAGANAN
0190-061-715 | 52264 | 0190-WST-PPT-GN5-AIRSTR01 | PM03 | 301 | 12M Calibration 3E_PRV_002 | Wartsila Generator Starting Air | C | 0190E009 | 2015-09-08 | 2010-10-30 | PHILAGANAN
0190-061-714 | 52264 | 0190-WST-PPT-GN5-ENGINE001 | PM03 | 301 | 12M Calibration 3E_PRV_001 | Wartsila Generator Engine | A | 0190E009 | 2015-09-08 | 2010-10-30 | PHILAGANAN
0190-061-713 | 52264 | 0190-WST-PPT-GN5-HFOSEP02 | PM03 | 301 | 12M Calibration 3D_PRV_003 | Wartsila Heavy Oil Separator 02 | C | 0190E009 | 2015-09-08 | 2010-10-30 | PHILAGANAN
0190-061-712 | 52264 | 0190-WST-PPT-GN5-HFOSEP01 | PM03 | 301 | 12M Calibration 3D_PRV_002 | Wartsila Heavy Oil Separator 01 | C | 0190E009 | 2015-09-08 | 2010-10-30 | PHILAGANAN
0190-061-711 | 52264 | 0190-WST-PPT-GN5-HYDROP01 | PM03 | 301 | 12M Calibration 3D_PRV_001 | Wartsila Generator Hydrophore System | A | 0190E009 | 2015-09-08 | 2010-10-30 | PHILAGANAN
0190-061-710 | 52264 | 0190-ENG-PPT-FHF-FCLTY | PM03 | 301 | 12M Calibration 3C_PRV_002 | Fuel Handling Facility | C | 0190E009 | 2015-09-08 | 2010-10-30 | PHILAGANAN
0190-061-709 | 52264 | 0190-ENG-PPT-FHF-FCLTY | PM03 | 301 | 12M Calibration 3C_PRV_001 | Fuel Handling Facility | C | 0190E009 | 2015-09-08 | 2010-10-30 | PHILAGANAN
0190-061-708 | 52264 | 0190-ENG-PPT-AUF-SEPRTR02 | PM03 | 301 | 12M Calibration 3B_PRV_002 | Lopx 2 Separation System | C | 0190E009 | 2015-09-08 | 2010-10-30 | PHILAGANAN
0190-061-707 | 52264 | 0190-ENG-PPT-CMN-FCLTY | PM03 | 301 | 12M Calibration 3B_PRV_001 | Power Plant Facilities | C | 0190E009 | 2015-09-08 | 2010-10-30 | PHILAGANAN
0190-061-706 | 52264 | 0190-ENG-IGG-IGS-INETNK03 | PM03 | 301 | 12M Calibration 3A_PRV_003 | IGG Receiver Tank No 3 | A | 0190E009 | 2015-09-08 | 2010-10-30 | PHILAGANAN
0190-061-705 | 52264 | 0190-ENG-CAF-AIR-AIRTNK04 | PM03 | 301 | 12M Calibration 4D_PRV_002 | Compress Air Receiving Tank No.4 - Dry | A | 0190E009 | 2015-09-08 | 2010-10-30 | PHILAGANAN
0190-061-704 | 52264 | 0190-ENG-CAF-AIR-AIRTNK03 | PM03 | 301 | 12M Calibration 4D_PRV_001 | Compress Air Receiving Tank No.3 - Wet | A | 0190E009 | 2015-09-08 | 2010-10-30 | PHILAGANAN
0190-061-703 | 52264 | 0190-ENG-IGG-IGS-INETNK04 | PM03 | 301 | 12M Calibration 3A_PRV_005 | IGG Receiver Tank No 4 | A | 0190E009 | 2015-09-08 | 2010-10-30 | PHILAGANAN
0190-061-702 | 52264 | 0190-ENG-IGG-IGS-INETNK03 | PM03 | 301 | 12M Calibration 3A_PRV_004 | IGG Receiver Tank No 3 | A | 0190E009 | 2015-09-08 | 2010-10-30 | PHILAGANAN
0190-061-701 | 52264 | 0190-ENG-IGG-IGS-INETNK02 | PM03 | 301 | 12M Calibration 3A_PRV_002 | IGG Receiver Tank No 2 | A | 0190E009 | 2015-09-08 | 2010-10-30 | PHILAGANAN
0190-061-700 | 52264 | 0190-ENG-IGG-IGS-INETNK01 | PM03 | 301 | 12M Calibration 3A_PRV_001 | IGG Receiver Tank No 1 | A | 0190E009 | 2015-09-08 | 2010-10-30 | PHILAGANAN
0190-061-639 | 62254 | 0190-MLK-FNP-COM-MLKFPAL01 | PM03 | 301 | 13W Calibration AirWare Oxygen Sensor | Milks Filling & Packing Common All Lines | C | 0190E007 | 2017-12-08 | 2012-02-03 | PHILAGANAN
0190-061-638 | 55240 | 0190-ENG-GFO-FFF-PIPELINE | PM03 | 301 | 1Y PLANNED CALIBRATION OF FIREFIGHTIN | Fire Fighting Pipe Lines | C | 0190E011 | 2015-09-08 | 2010-12-26 | PHILAGANAN
0190-061-637 | 51986 | 0190-ENG-GFO-FFF-PIPELINE | PM03 | 301 | 1Y PLANNED CALIBRATION LP-P 072G | Fire Fighting Pipe Lines | C | 0190E011 | 2015-09-08 | 2010-12-26 | PHILAGANAN
0190-061-636 | 55240 | 0190-ENG-REF-CMN-COMMON01 | PM03 | 301 | 1Y PLANNED CALIBRATION LP-P 060G | Refrigeration Facilities | C | 0190E011 | 2013-01-03 | 2010-12-25 | PHFUTALARA
0190-061-635 | 55241 | 0190-ENG-REF-CMN-COMMON01 | PM03 | 301 | 1Y PLANNED CALIBRATION LP-T 033G | Refrigeration Facilities | C | 0190E011 | 2013-01-03 | 2010-12-25 | PHFUTALARA
0190-061-634 | 55241 | 0190-ENG-REF-CMN-COMMON01 | PM03 | 301 | 1Y PLANNED CALIBRATION CRP_TG-01 | Refrigeration Facilities | C | 0190E011 | 2013-01-03 | 2010-12-25 | PHFUTALARA
0190-061-633 | 51984 | 0190-ENG-REF-CMN-COMMON01 | PM03 | 301 | 1Y PLANNED CALIBRATION CHR_PT-04 | Refrigeration Facilities | C | 0190E011 | 2013-01-03 | 2010-12-25 | PHFUTALARA
0190-061-632 | 51984 | 0190-ENG-REF-CMN-COMMON01 | PM03 | 301 | 1Y PLANNED CALIBRATION CHR_PT-03 | Refrigeration Facilities | C | 0190E011 | 2013-01-03 | 2010-12-25 | PHFUTALARA
0190-061-631 | 51984 | 0190-ENG-REF-CMN-COMMON01 | PM03 | 301 | 1Y PLANNED CALIBRATION CHR_PT-02 | Refrigeration Facilities | C | 0190E011 | 2013-01-03 | 2010-12-25 | PHFUTALARA
0190-061-630 | 55241 | 0190-ENG-REF-CMN-COMMON01 | PM03 | 301 | 1Y PLANNED CALIBRATION CHR_TG-01 | Refrigeration Facilities | C | 0190E011 | 2013-01-03 | 2010-12-25 | PHFUTALARA
0190-061-629 | 51982 | 0190-ENG-REF-CMN-COMMON01 | PM03 | 301 | 1Y PLANNED CALIBRATION CHR_PT-01 | Refrigeration Facilities | C | 0190E011 | 2013-01-03 | 2010-12-25 | PHFUTALARA
0190-061-628 | 55240 | 0190-ENG-REF-REC-REPUMP05 | PM03 | 301 | 1Y PLANNED CALIBRATION CHR_PG-01 | Chilled Water Recirculation Pump No 5 | C | 0190E011 | 2013-01-03 | 2010-12-24 | PHFUTALARA
0190-061-627 | 51982 | 0190-ENG-REF-REC-RETANK01 | PM03 | 301 | 12M Calibration Hot Tank Level Tx | Chilled Water Tank (Hot Tank) | C | 0190E011 | 2015-09-08 | 2010-12-24 | PHILAGANAN
0190-061-626 | 51984 | 0190-ENG-REF-REC-RETANK01 | PM03 | 301 | 12M Calibration Hot Tank Temp Tx | Chilled Water Tank (Hot Tank) | C | 0190E011 | 2015-09-08 | 2010-12-24 | PHILAGANAN
0190-061-625 | 51982 | 0190-ENG-REF-SUP-SUTANK01 | PM03 | 301 | 12M Calibration Cold Tank Pressure Tx | Chilled Water Tank (COLD Tank) | B | 0190E011 | 2015-09-08 | 2010-12-24 | PHILAGANAN
0190-061-624 | 51982 | 0190-ENG-REF-SUP-SUTANK01 | PM03 | 301 | 12M Calibration Cold Tank Level Tx | Chilled Water Tank (COLD Tank) | B | 0190E011 | 2015-09-08 | 2010-12-24 | PHILAGANAN
0190-061-623 | 55240 | 0190-ENG-REF-NH3-CHILER01 | PM03 | 301 | 12M Calibration IS NH3 Pressure Gauges | GRAM Package NH3 Chiller 01 | B | 0190E011 | 2015-09-08 | 2010-12-24 | PHILAGANAN
0190-061-622 | 51982 | 0190-ENG-REF-HAC-BROAD01 | PM03 | 301 | 1Y PLANNED CALIBRATION HAM_PT-01 | Hot Absorption Chiller Broad | B | 0190E011 | 2013-01-03 | 2010-12-24 | PHFUTALARA
0190-061-621 | 51984 | 0190-ENG-REF-HAC-BROAD01 | PM03 | 301 | 1Y PLANNED CALIBRATION HAM_TS-06 | Hot Absorption Chiller Broad | B | 0190E011 | 2013-01-03 | 2010-12-24 | PHFUTALARA
0190-061-620 | 51984 | 0190-ENG-REF-HAC-BROAD01 | PM03 | 301 | 1Y PLANNED CALIBRATION HAM_TS-05 | Hot Absorption Chiller Broad | B | 0190E011 | 2013-01-03 | 2010-12-24 | PHFUTALARA
0190-061-619 | 51984 | 0190-ENG-REF-HAC-BROAD01 | PM03 | 301 | 1Y PLANNED CALIBRATION HAM_TS-04 | Hot Absorption Chiller Broad | B | 0190E011 | 2013-01-03 | 2010-12-24 | PHFUTALARA
0190-061-618 | 51984 | 0190-ENG-REF-HAC-BROAD01 | PM03 | 301 | 1Y PLANNED CALIBRATION HAM_TS-03 | Hot Absorption Chiller Broad | B | 0190E011 | 2013-01-03 | 2010-12-24 | PHFUTALARA
0190-061-617 | 55241 | 0190-ENG-REF-HAC-BROAD01 | PM03 | 301 | 12M Calibration REF Temp Gauges | Hot Absorption Chiller Broad | B | 0190E017 | 2015-09-08 | 2010-12-24 | PHILAGANAN
0190-061-616 | 55240 | 0190-ENG-REF-CMN-COMMON01 | PM03 | 301 | 12M Calibration REF Pressure Gauges | Refrigeration Facilities | C | 0190E017 | 2015-09-08 | 2010-12-24 | PHILAGANAN
0190-061-615 | 55240 | 0190-ENG-REF-HAC-BROAD01 | PM03 | 301 | 12M Calibration HAM Pressure Gauges | Hot Absorption Chiller Broad | B | 0190E011 | 2013-01-03 | 2010-12-24 | PHFUTALARA
0190-061-614 | 55240 | 0190-ENG-REF-VAC-CHILER01 | PM03 | 301 | 1Y PLANNED CALIBRATION VAM_PG-07 | Vapor Absorption Chiller | C | 0190E011 | 2013-01-03 | 2010-12-24 | PHFUTALARA
0190-061-613 | 55248 | 0190-ENG-REF-VAC-EVAPTR01 | PM03 | 301 | 1Y CALIBRATION VAM PG-05 | Chiller PHE Evaporator | C | 0190E011 | 2013-01-03 | 2010-12-24 | PHFUTALARA
0190-061-612 | 51984 | 0190-ENG-REF-VAC-CHILER01 | PM03 | 301 | 1Y PLANNED CALIBRATION VAM_TS-07 | Vapor Absorption Chiller | C | 0190E011 | 2013-01-03 | 2010-12-24 | PHFUTALARA
0190-061-611 | 51984 | 0190-ENG-REF-VAC-HHTGEN01 | PM03 | 301 | 1Y PLANNED CALIBRATION VAM_TS-06 | High Heating Generator | C | 0190E011 | 2013-01-03 | 2010-12-24 | PHFUTALARA
0190-061-610 | 51982 | 0190-ENG-REF-VAC-LHTGEN01 | PM03 | 301 | 12M Calibration VAM Pressure Transmitter | Low Heating Generator | C | 0190E011 | 2015-09-08 | 2010-12-24 | PHILAGANAN
0190-061-609 | 51985 | 0190-ENG-REF-VAC-CHILER01 | PM03 | 301 | 12M Calibration VAM Temp Control Valve | Vapor Absorption Chiller | C | 0190E011 | 2015-09-08 | 2010-12-24 | PHILAGANAN
0190-061-608 | 55063 | 0190-ENG-REF-HAC-BROAD01 | PM03 | 301 | 1Y Calibration HAM Pressure Gauges | Hot Absorption Chiller Broad | B | 0190E011 | 2015-09-08 | 2010-12-24 | PHILAGANAN
0190-061-607 | 51987 | 0190-ENG-REF-NH3-CHILER01 | PM03 | 301 | 12M Calibration IS NH3 pH Sensor | GRAM Package NH3 Chiller 01 | B | 0190E011 | 2020-08-13 | 2010-12-24 | PHILAGANAN
0190-061-606 | 51984 | 0190-ENG-REF-NH3-CHWLNE01 | PM03 | 301 | 12M Calibration IS NH3 Temp Indicators | Ammonia Chilled Water Line | B | 0190E011 | 2015-09-08 | 2010-12-24 | PHILAGANAN
0190-061-605 | 51984 | 0190-ENG-REF-VAC-CHILER01 | PM03 | 301 | 12M Calibration VAM Temperature Elements | Vapor Absorption Chiller | C | 0190E011 | 2015-09-08 | 2010-12-24 | PHILAGANAN
0190-061-604 | 51986 | 0190-ENG-REF-VAC-COWLNE01 | PM03 | 301 | 12M Calibration VAM Flow Transmitter | VAC Cooling Water line | C | 0190E011 | 2015-09-08 | 2010-12-24 | PHILAGANAN
0190-061-603 | 55240 | 0190-ENG-REF-VAC-CHILER01 | PM03 | 301 | 12M Calibration VAM Pressure Gauges | Vapor Absorption Chiller | C | 0190E011 | 2015-09-08 | 2010-12-24 | PHILAGANAN
0190-061-603 | 55241 | 0190-ENG-REF-VAC-COWLNE01 | PM03 | 301 | 12M Calibration VAM Temperature Gauges | VAC Cooling Water line | C | 0190E011 | 2015-09-08 | 2010-12-24 | PHILAGANAN
0190-061-602 | 55241 | 0190-ENG-REF-HAC-BROAD01 | PM03 | 301 | 12M Calibration HAM Temp Gauges | Hot Absorption Chiller Broad | B | 0190E011 | 2015-09-08 | 2010-12-24 | PHILAGANAN
0190-061-601 | 55241 | 0190-ENG-REF-CA2-CHWLNE01 | PM03 | 301 | 12M Calibration Carrier Temp Gauges | Carrier 2 Chilled Water line | C | 0190E011 | 2015-09-08 | 2012-04-26 | PHILAGANAN
0190-061-601 | 55240 | 0190-ENG-REF-CA2-COWLNE01 | PM03 | 301 | 12M Calibration C2Chiller Pressure Gauge | Carrier 2 Cooling Water line | C | 0190E011 | 2015-09-08 | 2010-12-23 | PHILAGANAN
0190-061-600 | 55240 | 0190-ENG-REF-CA1-COWLNE01 | PM03 | 301 | 12M Calibration Carrier1 Pressure Gauges | Carrier 1 Cooling Water line | C | 0190E011 | 2015-09-08 | 2010-12-23 | PHILAGANAN
0190-061-600 | 55241 | 0190-ENG-REF-CA2-CHWLNE01 | PM03 | 301 | 12M Calibration Carrier 1 Temp Gauges | Carrier 2 Chilled Water line | C | 0190E011 | 2015-09-08 | 2012-04-21 | PHILAGANAN
0190-061-579 | 51820 | 0190-ENG-GFO-CEI-FAS01 | PM03 | 301 | 52W Calibraton QAD Testweights | Central EI FAS and Automation | C | 0190E017 | 2020-03-20 | 2012-02-08 | PHILAGANAN
0190-061-578 | 55231 | 0190-COF-GCO-CND-WGHSLO01 | PM03 | 301 | 1Y Calibration GCCD WeighScale 1&2 | GC Weighing Silo | C | 0190E001 | 2020-11-11 | 2012-02-08 | PHILAGANAN
0190-061-577 | 51689 | 0190-QAD-FAC-CMN-COMMON01 | PM03 | 301 | 1Y CALIBRATION OF QAD 107 | Quality Assurance Facilities Common | C | 0190E017 | 2012-04-18 | 2011-06-11 | PHFUTALARA
0190-061-576 | 51689 | 0190-QAD-FAC-CMN-COMMON01 | PM03 | 301 | 1Y CALIBRATION QAD 106 | Quality Assurance Facilities Common | C | 0190E017 | 2012-04-18 | 2010-11-13 | PHFUTALARA
0190-061-575 | 51689 | 0190-QAD-FAC-CMN-COMMON01 | PM03 | 301 | 1Y CALIBRATION QAD 105 | Quality Assurance Facilities Common | C | 0190E017 | 2012-04-18 | 2010-11-13 | PHFUTALARA
0190-061-574 | 51689 | 0190-QAD-FAC-CMN-COMMON01 | PM03 | 301 | 1Y CALIBRATION QAD 104 | Quality Assurance Facilities Common | C | 0190E017 | 2012-04-18 | 2010-11-13 | PHFUTALARA
0190-061-573 | 51689 | 0190-QAD-FAC-CMN-COMMON01 | PM03 | 301 | 1Y PLND CALIBRATION THERMOCOUPLE QAD-103 | Quality Assurance Facilities Common | C | 0190E017 | 2012-04-18 | 2010-11-13 | PHFUTALARA
0190-061-572 | 51689 | 0190-QAD-FAC-CMN-COMMON01 | PM03 | 301 | 1Y CALIBRATION QAD 102 | Quality Assurance Facilities Common | C | 0190E017 | 2012-04-18 | 2010-11-13 | PHFUTALARA
0190-061-571 | 51689 | 0190-QAD-FAC-CMN-COMMON01 | PM03 | 301 | 1Y PLND CALIBRATION THERMOCOUPLE QAD-101 | Quality Assurance Facilities Common | C | 0190E017 | 2012-04-18 | 2010-11-13 | PHFUTALARA
0190-061-570 | 51820 | 0190-QAD-FAC-CMN-COMMON01 | PM03 | 301 | 52W Calibration QAD E1 Test Weights | Quality Assurance Facilities Common | C | 0190E017 | 2020-03-20 | 2010-11-13 | PHILAGANAN
0190-061-569 | 400780 | 0190-ENG-CAF-AIR-AFTCOL02 | PM03 | 305 | 1Y Planned Maintenance CAF Aftercooler 2 | After Cooler 2 | C | 0190E017 | 2015-09-08 | 2010-11-13 | PHILAGANAN
0190-061-569 | 400780 | 0190-ENG-CAF-AIR-AFTCOL03 | PM03 | 305 | 1Y Planned Maintenance CAF Aftercooler 3 | After Cooler 3 | C | 0190E009 | 2015-09-08 | 2013-01-14 | PHILAGANAN
0190-061-569 | 400780 | 0190-ENG-CAF-AIR-AFTCOL04 | PM03 | 305 | 1Y Planned Maintenance CAF Aftercooler 4 | After Cooler 4 | C | 0190E009 | 2021-01-13 | 2013-01-14 | PHILAGANAN
0190-061-569 | 400780 | 0190-ENG-CAF-AIR-AFTCOL05 | PM03 | 305 | 1Y Planned Maintenance CAF Aftercooler 5 | After Cooler 5 | C | 0190E009 | 2021-01-13 | 2013-01-14 | PHILAGANAN
0190-061-569 | 400780 | 0190-ENG-CAF-AIR-AFTCOL06 | PM03 | 305 | 1Y Planned Maintenance CAF Aftercooler 6 | After Cooler 6 | C | 0190E009 | 2021-01-13 | 2013-01-14 | PHILAGANAN
0190-061-569 | 400780 | 0190-ENG-CAF-AIR-AFTCOL07 | PM03 | 305 | 1Y Planned Maintenance CAF Aftercooler 7 | After Cooler 7 | C | 0190E009 | 2021-01-13 | 2013-01-14 | PHILAGANAN
0190-061-568 | 61154 | 0190-ENG-STM-FBB-FRCDFN01 | PM03 | 301 | 1Y Planned Maintenance AFBB FDF | Force Draft Fan Assembly | C | 0190E011 | 2015-09-08 | 2010-11-13 | PHILAGANAN
0190-061-567 | 45632 | 0190-COF-PRO-AH3-PREHTR03 | PM03 | 301 | 12M Calibration CAH Fuel Flow Totalizer | Coffee AH3 Fuel Pre-Heater | C | 0190E017 | 2020-08-14 | 2010-11-13 | PHILAGANAN
0190-061-566 | 61179 | 0190-COF-PRO-AH3-BURNER01 | PM03 | 301 | 12M Calibration CAH Pressure Switches | Coffee AH3 Burner01 | C | 0190E017 | 2015-09-08 | 2010-11-13 | PHILAGANAN
0190-061-566 | 400547 | 0190-COF-PRO-AH3-PREHTR03 | PM03 | 301 | 12M Calibration CAH Temperature Switch | Coffee AH3 Fuel Pre-Heater | C | 0190E011 | 2015-09-08 | 2013-01-01 | PHILAGANAN
0190-061-565 | 51843 | 0190-QAD-FAC-CMN-COMMON01 | PM03 | 301 | 52W Calibration Analytical Balance- May | Quality Assurance Facilities Common | C | 0190E017 | 2017-06-14 | 2010-11-13 | PHILAGANAN
0190-061-564 | 55240 | 0190-MLK-PRO-AHC-AIRHTR01 | PM03 | 301 | 12M Calibration MAH Pressure Gauges | Milk Air Heater C1 | A | 0190E017 | 2015-09-08 | 2010-11-13 | PHILAGANAN
0190-061-564 | 55241 | 0190-MLK-PRO-AHC-AIRHTR01 | PM03 | 301 | 12M Calibration MAH Temperature Gauges | Milk Air Heater C1 | A | 0190E017 | 2015-09-08 | 2013-01-03 | PHILAGANAN
0190-061-563 | 51689 | 0190-ENG-PPT-CMN-FCLTY | PM03 | 301 | 12M Calibration PPT Pressure Gauges | Power Plant Facilities | C | 0190E017 | 2015-09-08 | 2010-11-13 | PHILAGANAN
0190-061-563 | 55241 | 0190-ENG-PPT-CMN-FCLTY | PM03 | 301 | 12M Calibration PPT Temperature Gauges | Power Plant Facilities | C | 0190E009 | 2015-09-08 | 2013-01-03 | PHILAGANAN
0190-061-562 | 55240 | 0190-QAD-FAC-CMN-COMMON01 | PM03 | 301 | 12M Calibration CAH Pressure Gauges | Quality Assurance Facilities Common | C | 0190E017 | 2015-09-08 | 2010-11-13 | PHILAGANAN
0190-061-562 | 55241 | 0190-WST-PRO-AHC-COMMON | PM03 | 301 | 12M Calibration CAH Temperature Gauges | Coffee Air Heater Common | C | 0190E017 | 2015-09-08 | 2013-01-03 | PHILAGANAN
0190-061-561 | 55240 | 0190-ENG-STM-FBB-AFBBLR01 | PM03 | 301 | 12M Calibration AFBB Pressure Gauge | Atmospheric Fluidized Bed Boiler | A | 0190E017 | 2015-10-15 | 2010-11-13 | PHBALALAOS
0190-061-561 | 55241 | 0190-ENG-STM-FBB-AFBBLR01 | PM03 | 301 | 12M Calibration AFBB Temperature Gauge | Atmospheric Fluidized Bed Boiler | A | 0190E011 | 2020-08-14 | 2013-01-03 | PHILAGANAN
0190-061-560 | 64204 | 0190-ENG-PPT-CMN-FCLTY | PM03 | 307 | 1W CDM Checklist Inspection JGD | Power Plant Facilities | C | 0190E009 | 2021-01-13 | 2010-11-13 | PHILAGANAN
0190-061-559 | 64204 | 0190-ENG-PPT-CMN-FCLTY | PM03 | 307 | 1W CDM Checklist Inspection FBL | Power Plant Facilities | C | 0190E009 | 2021-01-13 | 2010-11-13 | PHILAGANAN
0190-061-558 | 64204 | 0190-ENG-PPT-CMN-FCLTY | PM03 | 307 | 1W CDM Checklist Inspection AQR | Power Plant Facilities | C | 0190E009 | 2021-01-13 | 2010-11-13 | PHILAGANAN
0190-061-557 | 64204 | 0190-ENG-PPT-CMN-FCLTY | PM03 | 307 | 1W CDM Checklist Inspection FSB | Power Plant Facilities | C | 0190E009 | 2021-01-13 | 2010-11-13 | PHILAGANAN
0190-061-556 | 64204 | 0190-ENG-PPT-CMN-FCLTY | PM03 | 307 | 1W CDM Checklist Inspection EPS | Power Plant Facilities | C | 0190E009 | 2021-01-13 | 2010-11-13 | PHILAGANAN
0190-061-555 | 64204 | 0190-ENG-PPT-CMN-FCLTY | PM03 | 307 | 1W CDM Checklist Inspection GOU | Power Plant Facilities | C | 0190E009 | 2021-01-13 | 2010-11-13 | PHILAGANAN
0190-061-554 | 64204 | 0190-ENG-PPT-CMN-FCLTY | PM03 | 307 | 1W CDM Checklist Inspection MCC | Power Plant Facilities | C | 0190E009 | 2021-01-13 | 2010-11-13 | PHILAGANAN
0190-061-553 | 64204 | 0190-ENG-PPT-CMN-FCLTY | PM03 | 307 | 1W CDM Checklist Inspection DSA | Power Plant Facilities | C | 0190E009 | 2021-01-13 | 2010-11-13 | PHILAGANAN
0190-061-552 | 45801 | 0190-ENG-PPT-GN1-AIRBRK01 | PM03 | 302 | 26W Thermal Scan G1 Engine LVS Breaker | GenSet 01 Air Circuit Breaker 1 | B | 0190E009 | 2021-01-13 | 2012-05-28 | PHILAGANAN
0190-061-552 | 45801 | 0190-ENG-PPT-GN1-CTRPNL01 | PM03 | 302 | 26W Thermal Scan G1 Engine Control Panel | G1 Control Panel | B | 0190E009 | 2021-01-13 | 2010-11-13 | PHILAGANAN
0190-061-551 | 45801 | 0190-ENG-PPT-GN2-AIRBRK01 | PM03 | 302 | 26W Thermal Scan G2 Engine LVS Breaker | Air Circuit Breaker 1 | B | 0190E009 | 2021-01-13 | 2010-11-13 | PHILAGANAN
0190-061-551 | 45801 | 0190-ENG-PPT-GN2-CTRPNL01 | PM03 | 302 | 26W Thermal Scan G2 Engine Control Panel | G2 Control Panel | B | 0190E009 | 2021-01-13 | 2012-05-28 | PHILAGANAN
0190-061-550 | 51820 | 0190-ENG-GFO-CEI-WRKSHP | PM03 | 301 | 52W Calibration Reference E2 TestWeight | Central EI Workshop | C | 0190E017 | 2017-06-14 | 2010-11-13 | PHILAGANAN
0190-061-549 | 51986 | 0190-ENG-GFO-CEI-WRKSHP | PM03 | 301 | 52W Calibration Reference FlowMeter | Central EI Workshop | C | 0190E017 | 2019-01-10 | 2010-11-13 | PHILAGANAN
0190-061-548 | 55240 | 0190-ENG-GFO-FFF-PIPELINE | PM03 | 301 | 1Y Calibration FF Pressure Gauges-IS | Fire Fighting Pipe Lines | C | 0190E017 | 2015-09-08 | 2010-10-23 | PHILAGANAN
0190-061-547 | 55240 | 0190-ENG-GFO-FFF-PIPELINE | PM03 | 301 | 1Y Calibration FF Pressure Gauges-Coffee | Fire Fighting Pipe Lines | C | 0190E017 | 2015-09-08 | 2010-10-23 | PHILAGANAN
0190-061-546 | 55240 | 0190-ENG-GFO-FFF-PIPELINE | PM03 | 301 | 1Y Calibration FF Pressure Gauges-Milks | Fire Fighting Pipe Lines | C | 0190E017 | 2015-09-08 | 2010-10-23 | PHILAGANAN
0190-061-545 | 61179 | 0190-ENG-GFO-FFF-PIPELINE | PM03 | 301 | 1Y Calibration FF Pressure Switches | Fire Fighting Pipe Lines | C | 0190E017 | 2015-09-08 | 2010-10-23 | PHILAGANAN
0190-061-544 | 51689 | 0190-QAD-FAC-CMN-COMMON01 | PM03 | 301 | 1Y Calibration QAD 047 | Quality Assurance Facilities Common | C | 0190E017 | 2012-07-28 | 2012-03-21 | PHFUTALARA
0190-061-543 | 51689 | 0190-QAD-FAC-CMN-COMMON01 | PM03 | 301 | 1Y Calibration QAD-047 | Quality Assurance Facilities Common | C | 0190E017 | 2012-07-28 | 2011-02-08 | PHFUTALARA
0190-061-542 | 51689 | 0190-QAD-FAC-CMN-COMMON01 | PM03 | 301 | 1Y Calibration QAD-046 | Quality Assurance Facilities Common | C | 0190E017 | 2012-07-28 | 2011-09-05 | PHFUTALARA
0190-061-541 | 51982 | 0190-ENG-STM-JT2-BURNER01 | PM03 | 301 | 1Y Calibration JTB2 Instruments | JT Boiler 2 Burner | C | 0190E017 | 2015-09-08 | 2011-09-05 | PHILAGANAN
0190-061-540 | 51986 | 0190-ENG-IGG-IGS-SUPFLT01 | PM03 | 301 | 12M Calibration N2 Supply Flowmeters | IGG - Supply Line Filter X 2 | A | 0190E017 | 2015-09-08 | 2010-10-11 | PHILAGANAN
0190-061-539 | 51986 | 0190-ENG-STM-JT2-FUELLN01 | PM03 | 301 | 52W Calibration JTB2 5A2-FIR-F002 | JT Boiler No 2 Fuel Oil Line | C | 0190E017 | 2020-03-20 | 2011-10-04 | PHILAGANAN
0190-061-538 | 51982 | 0190-ENG-STM-JT1-JTBOILR01 | PM03 | 301 | 1Y Calibration JTB1 Indicating Xmitters | JT Boiler No 1 | A | 0190E017 | 2015-09-08 | 2011-07-08 | PHILAGANAN
0190-061-537 | 51986 | 0190-ENG-STM-JT1-FUELLN01 | PM03 | 301 | 52W Calibration JTB1 5A2-FIQ-04.14 | JT Boiler No 1 Fuel Oil Line | C | 0190E017 | 2020-03-20 | 2011-07-08 | PHILAGANAN
0190-061-536 | 51982 | 0190-ENG-STM-BHS-NAOHTK02 | PM03 | 301 | 52W Cal NaOH Tank2 5A1-LIT-27.02-02 | NaOH Tank No 2 | C | 0190E017 | 2020-08-11 | 2011-07-08 | PHILAGANAN
0190-061-532 | 51982 | 0190-ENG-STM-BHS-NAOHTK01 | PM03 | 301 | 52W Cal NaOH Tank1 5A1-LIT-27.02-01 | NaOH Tank No 1 | C | 0190E017 | 2020-08-11 | 2011-04-08 | PHILAGANAN
0190-061-531 | 51982 | 0190-ENG-WTR-ROF-WBTNK01 | PM03 | 301 | 1Y Calibration RO Tank Level Indicator | R.O. Water Booster Tank | C | 0190E017 | 2015-09-08 | 2011-04-08 | PHILAGANAN
0190-061-530 | 51982 | 0190-ENG-WWT-MBR-CIRPMP01 | PM03 | 301 | 1Y Calibration MBR Circ FP1 Pressure Tx | Circulation Feed Pump 1 | C | 0190E017 | 2015-09-08 | 2012-10-20 | PHILAGANAN
0190-061-530 | 51982 | 0190-ENG-WWT-MBR-CIRPMP02 | PM03 | 301 | 1Y Calibration MBR Circ FP2 Pressure Tx | Circulation Feed Pump 2 | C | 0190E017 | 2015-09-08 | 2012-10-20 | PHILAGANAN
0190-061-530 | 51982 | 0190-ENG-WWT-MBR-CIRPMP03 | PM03 | 301 | 1Y Calibration MBR Circ FP3 Pressure Tx | Circulation Feed Pump 3 | C | 0190E017 | 2015-09-08 | 2012-10-20 | PHILAGANAN
0190-061-529 | 51986 | 0190-ENG-WWT-MBR-PRMPMP01 | PM03 | 301 | 1Y Calibration MBR Permeate 1 Flowmeter | Permeate Pump Skid 1 | C | 0190E017 | 2015-09-08 | 2011-04-08 | PHILAGANAN
0190-061-529 | 51986 | 0190-ENG-WWT-MBR-PRMPMP02 | PM03 | 301 | 1Y Calibration MBR Permeate2 Flow Meters | Permeate Pump Skid 2 | C | 0190E017 | 2015-09-08 | 2012-10-20 | PHILAGANAN
0190-061-529 | 51986 | 0190-ENG-WWT-MBR-PRMPMP03 | PM03 | 301 | 1Y Calibration MBR Permeate3 Flow Meters | Permeate Pump Skid 3 | C | 0190E017 | 2015-09-08 | 2012-10-20 | PHILAGANAN
0190-061-528 | 51986 | 0190-ENG-WWT-MBR-CIRPMP01 | PM03 | 301 | 1Y Calibration MBR Circ FP1 Flowmeter | Circulation Feed Pump 1 | C | 0190E017 | 2015-09-08 | 2012-10-20 | PHILAGANAN
0190-061-528 | 51986 | 0190-ENG-WWT-MBR-CIRPMP02 | PM03 | 301 | 1Y Calibration MBR Circ FP2Flowmeter | Circulation Feed Pump 2 | C | 0190E017 | 2015-09-08 | 2012-10-20 | PHILAGANAN
0190-061-528 | 51986 | 0190-ENG-WWT-MBR-CIRPMP03 | PM03 | 301 | 1Y Calibration MBR Circ FP3 Flowmeter | Circulation Feed Pump 3 | C | 0190E017 | 2015-09-08 | 2012-10-20 | PHILAGANAN
0190-061-527 | 51986 | 0190-ENG-WWT-MBR-BLWPMP01 | PM03 | 301 | 1Y Calibration MBR Aeration Flowmeter | Aeration Blower Pump Skid | C | 0190E017 | 2015-09-08 | 2010-10-23 | PHILAGANAN
0190-061-526 | 51986 | 0190-ENG-WWT-MBR-BCKPMP01 | PM03 | 301 | 1Y Calibration MBR BackWash Flowmeter | Backwash Pump Skid | C | 0190E017 | 2015-09-08 | 2010-10-23 | PHILAGANAN
0190-061-525 | 64204 | 0190-ENG-PPT-CMN-FCLTY | PM03 | 307 | 1W CDM Checklist Inspection GAC | Power Plant Facilities | C | 0190E009 | 2021-01-13 | 2010-10-23 | PHILAGANAN
0190-061-524 | 62815 | 0190-ENG-PPT-CMN-FCLTY | PM03 | 307 | 1W CDM Checklist Inspection GOU | Power Plant Facilities | C | 0190E009 | 2012-06-11 | 2010-10-23 | PHFUTALARA
0190-061-523 | 51986 | 0190-ENG-SCG-CHW-COMMON01 | PM03 | 301 | 1Y Calibration SCG Flowmeters | Colored Water Handling Facilities Common | C | 0190E011 | 2015-09-08 | 2010-10-23 | PHILAGANAN
0190-061-523 | 51982 | 0190-ENG-SCG-CHW-COMMON01 | PM03 | 301 | 1Y Calibration SCG Level Transmitter | Colored Water Handling Facilities Common | C | 0190E011 | 2015-09-08 | 2012-10-16 | PHILAGANAN
0190-061-522 | 51986 | 0190-ENG-WTR-RWF-DEWPMP03 | PM03 | 301 | 52W Calibration Deepwell3 5F1-FIT-001 | DeepWell Pump No 3 | C | 0190E017 | 2016-05-20 | 2011-03-10 | PHILAGANAN
0190-061-521 | 52012 |  | PM03 | 301 | 1Y Calibration IS Minilab Instrument |  |  | 0190E017 | 2016-05-20 | 2011-03-10 | PHILAGANAN
0190-061-520 | 51986 |  | PM03 | 301 | 1Y Calibration Steam Flowmeters |  |  | 0190E017 | 2015-09-08 | 2011-03-10 | PHILAGANAN
0190-061-519 | 69122 | 0190-ENG-WWT-PRP-STMDRN01 | PM03 | 301 | 1W Calibration LLD Turbidity Sensor | Storm Drain Exit Pit (Last Line Defense) | A | 0190E017 | 2014-11-14 | 2011-03-10 | PHILAGANAN
0190-061-518 | 64847 | 0190-ENG-GFO-CEI-LTGSYS | PM03 | 302 | 52W Inspection Illumination Lvl GES Area | Factory Wide Lighting System | C | 0190E017 | 2021-01-13 | 2011-03-10 | PHILAGANAN
0190-061-517 | 64847 | 0190-ENG-GFO-CEI-LTGSYS | PM03 | 302 | 52W Inspection Illumination Lvl IS Area | Factory Wide Lighting System | C | 0190E017 | 2021-01-13 | 2011-03-10 | PHILAGANAN
0190-061-516 | 64847 | 0190-ENG-GFO-CEI-LTGSYS | PM03 | 302 | 52W Inspection Illumination Lvl MLK FNP | Factory Wide Lighting System | C | 0190E017 | 2021-01-13 | 2011-03-10 | PHILAGANAN
0190-061-515 | 64847 | 0190-ENG-GFO-CEI-LTGSYS | PM03 | 302 | 52W Inspection Illumination Lvl MLK PRO | Factory Wide Lighting System | C | 0190E017 | 2021-01-13 | 2011-03-10 | PHILAGANAN
0190-061-514 | 64847 | 0190-ENG-GFO-CEI-LTGSYS | PM03 | 302 | 52W Inspection Illumination Lvl COF FNP | Factory Wide Lighting System | C | 0190E017 | 2021-01-13 | 2011-03-10 | PHILAGANAN
0190-061-513 | 64847 | 0190-ENG-GFO-CEI-LTGSYS | PM03 | 302 | 52W Inspection Illumination Lvl COF PRO | Factory Wide Lighting System | C | 0190E017 | 2021-01-13 | 2011-03-10 | PHILAGANAN
0190-061-512 | 51843 | 0190-QAD-FAC-CMN-COMMON01 | PM03 | 301 | 52W Calibration QAD Balance-October | Quality Assurance Facilities Common | C | 0190E017 | 2018-03-22 | 2011-03-10 | PHILAGANAN
0190-061-511 | 51689 | 0190-ENG-GFO-CEI-WRKSHP | PM03 | 301 | 52W Calibration EI Instruments- August | Central EI Workshop | C | 0190E017 | 2018-03-22 | 2011-03-10 | PHILAGANAN
0190-061-510 | 51689 | 0190-QAD-FAC-CMN-COMMON01 | PM03 | 301 | 52W Calibration QAD Instruments-December | Quality Assurance Facilities Common | C | 0190E017 | 2018-03-22 | 2011-02-08 | PHILAGANAN
0190-061-509 | 51689 | 0190-QAD-FAC-CMN-COMMON01 | PM03 | 301 | 52W Calibration QAD Instruments-November | Quality Assurance Facilities Common | C | 0190E017 | 2018-03-22 | 2011-02-08 | PHILAGANAN
0190-061-509 | 51843 | 0190-QAD-FAC-CMN-COMMON01 | PM03 | 301 | 52W Calibration QAD Balances-November | Quality Assurance Facilities Common | C | 0190E017 | 2018-03-22 | 2012-07-27 | PHILAGANAN
0190-061-508 | 51689 | 0190-QAD-FAC-CMN-COMMON01 | PM03 | 301 | 52W Calibration QAD Instruments-Oct | Quality Assurance Facilities Common | C | 0190E017 | 2018-03-22 | 2011-02-08 | PHILAGANAN
0190-061-507 | 51689 | 0190-QAD-FAC-CMN-COMMON01 | PM03 | 301 | 52W Calibration QAD Instruments-Sep | Quality Assurance Facilities Common | C | 0190E017 | 2018-03-22 | 2011-02-08 | PHILAGANAN
0190-061-506 | 52012 | 0190-QAD-FAC-CMN-COMMON01 | PM03 | 301 | 52W Calibration QAD Instruments-Aug | Quality Assurance Facilities Common | C | 0190E017 | 2018-03-22 | 2011-02-02 | PHILAGANAN
0190-061-506 | 51843 | 0190-QAD-FAC-CMN-COMMON01 | PM03 | 301 | 52W Calibration QAD Balance-Aug | Quality Assurance Facilities Common | C | 0190E017 | 2018-03-22 | 2012-06-12 | PHILAGANAN
0190-061-505 | 51689 | 0190-QAD-FAC-CMN-COMMON01 | PM03 | 301 | 52W Calibration QAD Instruments-July | Quality Assurance Facilities Common | C | 0190E017 | 2018-03-22 | 2011-02-02 | PHILAGANAN
0190-061-505 | 58534 | 0190-QAD-FAC-CMN-COMMON01 | PM03 | 301 | 52W Calibration QAD O2 Analyzer-July | Quality Assurance Facilities Common | C | 0190E017 | 2018-03-22 | 2012-06-12 | PHILAGANAN
0190-061-504 | 51689 | 0190-QAD-FAC-CMN-COMMON01 | PM03 | 301 | 52W Calibration QAD Instruments-June | Quality Assurance Facilities Common | C | 0190E017 | 2018-03-22 | 2011-02-02 | PHILAGANAN
0190-061-504 | 51843 | 0190-QAD-FAC-CMN-COMMON01 | PM03 | 301 | 52W Calibration QAD Balance-June | Quality Assurance Facilities Common | C | 0190E017 | 2018-03-22 | 2012-06-11 | PHILAGANAN
0190-061-503 | 51689 | 0190-QAD-FAC-CMN-COMMON01 | PM03 | 301 | 52W Calibration QAD Heating Insts- May | Quality Assurance Facilities Common | C | 0190E017 | 2018-03-22 | 2011-02-02 | PHILAGANAN
0190-061-503 | 55063 | 0190-QAD-FAC-CMN-COMMON01 | PM03 | 301 | 52W Calibration QAD Pressure Insts- May | Quality Assurance Facilities Common | C | 0190E017 | 2018-03-22 | 2012-06-08 | PHILAGANAN
0190-061-503 | 51843 | 0190-QAD-FAC-CMN-COMMON01 | PM03 | 301 | 52W Calibration QAD Balance- May | Quality Assurance Facilities Common | C | 0190E017 | 2018-03-22 | 2012-06-08 | PHILAGANAN
0190-061-502 | 51689 | 0190-QAD-FAC-CMN-COMMON01 | PM03 | 301 | 52W Calibration QAD Instruments-April | Quality Assurance Facilities Common | C | 0190E017 | 2017-06-20 | 2010-11-13 | PHILAGANAN
0190-061-501 | 51689 | 0190-QAD-FAC-CMN-COMMON01 | PM03 | 301 | 52W Cal QAD TDC-001 | Quality Assurance Facilities Common | C | 0190E017 | 2017-06-20 | 2010-11-13 | PHILAGANAN
0190-061-501 | 51689 | 0190-QAD-FAC-CMN-COMMON01 | PM03 | 301 | 52W Cal QAD TDC-001 | Quality Assurance Facilities Common | C | 0190E017 | 2017-06-20 | 2012-06-07 | PHILAGANAN
0190-061-501 | 51689 | 0190-QAD-FAC-CMN-COMMON01 | PM03 | 301 | 52W Cal QAD BGHT0913014-003 | Quality Assurance Facilities Common | C | 0190E013 | 2017-06-20 | 2016-03-07 | PHILAGANAN
0190-061-501 | 51689 | 0190-QAD-FAC-CMN-COMMON01 | PM03 | 301 | 52W Cal QAD BGHT0913014-004 | Quality Assurance Facilities Common | C | 0190E013 | 2017-06-20 | 2016-03-07 | PHILAGANAN
0190-061-501 | 51689 | 0190-QAD-FAC-CMN-COMMON01 | PM03 | 301 | 52W Cal QAD BGHT0913014-002 | Quality Assurance Facilities Common | C | 0190E013 | 2017-06-20 | 2016-03-07 | PHILAGANAN
0190-061-501 | 51689 | 0190-QAD-FAC-CMN-COMMON01 | PM03 | 301 | 52W Cal QAD BGHT0913014-003 | Quality Assurance Facilities Common | C | 0190E013 | 2017-06-20 | 2016-03-07 | PHILAGANAN
0190-061-501 | 51689 | 0190-QAD-FAC-CMN-COMMON01 | PM03 | 301 | 52W Cal QAD TH-002 | Quality Assurance Facilities Common | C | 0190E013 | 2017-06-20 | 2016-03-07 | PHILAGANAN
0190-061-501 | 51689 | 0190-QAD-FAC-CMN-COMMON01 | PM03 | 301 | 52W Cal QAD TH-006 | Quality Assurance Facilities Common | C | 0190E017 | 2017-06-20 | 2016-03-07 | PHILAGANAN
0190-061-501 | 51689 | 0190-QAD-FAC-CMN-COMMON01 | PM03 | 301 | 52W Cal QAD 87110711.00 | Quality Assurance Facilities Common | C | 0190E017 | 2017-06-20 | 2016-03-07 | PHILAGANAN
0190-061-501 | 51689 | 0190-QAD-FAC-CMN-COMMON01 | PM03 | 301 | 52W Cal QAD 76091417.00 | Quality Assurance Facilities Common | C | 0190E017 | 2017-06-20 | 2016-03-07 | PHILAGANAN
0190-061-501 | 51689 | 0190-QAD-FAC-CMN-COMMON01 | PM03 | 301 | 52W Cal QAD 3A5_PH-001 | Quality Assurance Facilities Common | C | 0190E017 | 2017-06-20 | 2016-03-07 | PHILAGANAN
0190-061-501 | 51689 | 0190-QAD-FAC-CMN-COMMON01 | PM03 | 301 | 52W Cal QAD 3A5_PH-002 | Quality Assurance Facilities Common | C | 0190E017 | 2017-06-20 | 2016-03-07 | PHILAGANAN
0190-061-501 | 51689 | 0190-QAD-FAC-CMN-COMMON01 | PM03 | 301 | 52W Cal QAD 5F1_PG-008 | Quality Assurance Facilities Common | C | 0190E017 | 2017-06-20 | 2016-03-07 | PHILAGANAN
0190-061-501 | 51689 | 0190-QAD-FAC-CMN-COMMON01 | PM03 | 301 | 52W Cal QAD 5F1_PG-010 [B00] | Quality Assurance Facilities Common | C | 0190E017 | 2017-06-20 | 2016-03-07 | PHILAGANAN
0190-061-501 | 51689 | 0190-QAD-FAC-CMN-COMMON01 | PM03 | 301 | 52W Cal QAD 5F1_PG-011 | Quality Assurance Facilities Common | C | 0190E017 | 2017-06-20 | 2016-03-07 | PHILAGANAN
0190-061-501 | 51689 | 0190-QAD-FAC-CMN-COMMON01 | PM03 | 301 | 52W Cal QAD 5F1_PG-012 | Quality Assurance Facilities Common | C | 0190E017 | 2017-06-20 | 2016-03-07 | PHILAGANAN
0190-061-501 | 51689 | 0190-QAD-FAC-CMN-COMMON01 | PM03 | 301 | 52W Cal QAD 5F1_PG-013 | Quality Assurance Facilities Common | C | 0190E017 | 2017-06-20 | 2016-03-07 | PHILAGANAN
0190-061-501 | 51689 | 0190-QAD-FAC-CMN-COMMON01 | PM03 | 301 | 52W Cal QAD 5F1_PG-007 | Quality Assurance Facilities Common | C | 0190E017 | 2017-06-20 | 2016-03-07 | PHILAGANAN
0190-061-501 | 51689 | 0190-QAD-FAC-CMN-COMMON01 | PM03 | 301 | 52W Cal QAD 5F1_PG-009 | Quality Assurance Facilities Common | C | 0190E017 | 2017-06-20 | 2016-03-07 | PHILAGANAN
0190-061-501 | 51689 | 0190-QAD-FAC-CMN-COMMON01 | PM03 | 301 | 52W Cal QAD 5F1_TG-002 | Quality Assurance Facilities Common | C | 0190E017 | 2017-06-20 | 2016-03-07 | PHILAGANAN
0190-061-501 | 51689 | 0190-QAD-FAC-CMN-COMMON01 | PM03 | 301 | 52W Cal QAD 5F1_TG-001 | Quality Assurance Facilities Common | C | 0190E017 | 2017-06-20 | 2016-03-07 | PHILAGANAN
0190-061-501 | 51689 | 0190-QAD-FAC-CMN-COMMON01 | PM03 | 301 | 52W Cal QAD 5F1_PG-014 | Quality Assurance Facilities Common | C | 0190E017 | 2017-06-20 | 2016-03-07 | PHILAGANAN
0190-061-501 | 51689 | 0190-QAD-FAC-CMN-COMMON01 | PM03 | 301 | 52W Cal QAD 5F1_PG-015 | Quality Assurance Facilities Common | C | 0190E017 | 2017-06-20 | 2016-03-07 | PHILAGANAN
0190-061-501 | 51689 | 0190-QAD-FAC-CMN-COMMON01 | PM03 | 301 | 52W Cal QAD 5F1_TG-005 [B00] | Quality Assurance Facilities Common | C | 0190E017 | 2017-06-20 | 2016-03-07 | PHILAGANAN
0190-061-501 | 51689 | 0190-QAD-FAC-CMN-COMMON01 | PM03 | 301 | 52W Cal QAD 5F1_TG-004 [B00] | Quality Assurance Facilities Common | C | 0190E017 | 2017-06-20 | 2016-03-07 | PHILAGANAN
0190-061-501 | 51689 | 0190-QAD-FAC-CMN-COMMON01 | PM03 | 301 | 52W Cal QAD 40010000305.00 | Quality Assurance Facilities Common | C | 0190E017 | 2017-06-20 | 2016-03-07 | PHILAGANAN
0190-061-501 | 51689 | 0190-QAD-FAC-CMN-COMMON01 | PM03 | 301 | 52W Cal QAD TH-001 | Quality Assurance Facilities Common | C | 0190E017 | 2017-06-20 | 2016-03-07 | PHILAGANAN
0190-061-501 | 51689 | 0190-QAD-FAC-CMN-COMMON01 | PM03 | 301 | 52W Cal QAD 40010019731[B00] | Quality Assurance Facilities Common | C | 0190E017 | 2017-06-20 | 2016-03-07 | PHILAGANAN
0190-061-501 | 51689 | 0190-QAD-FAC-CMN-COMMON01 | PM03 | 301 | 52W Cal QAD HYG07 | Quality Assurance Facilities Common | C | 0190E017 | 2017-06-20 | 2016-03-07 | PHILAGANAN
0190-061-501 | 51689 | 0190-QAD-FAC-CMN-COMMON01 | PM03 | 301 | 52W Cal QAD 40010000278.00 | Quality Assurance Facilities Common | C | 0190E017 | 2017-06-20 | 2016-03-07 | PHILAGANAN
0190-061-501 | 51689 | 0190-QAD-FAC-CMN-COMMON01 | PM03 | 301 | 52W Cal QAD 40010018904.00 | Quality Assurance Facilities Common | C | 0190E017 | 2017-06-20 | 2016-03-07 | PHILAGANAN
0190-061-500 | 51689 | 0190-COF-GCO-LAB-CMMN | PM03 | 301 | 52W Cal GC Temp Ind TR 008 | Green Coffee Cleaning & Drying LAB | C | 0190E017 | 2018-03-22 | 2016-01-04 | PHILAGANAN
0190-061-500 | 51689 | 0190-COF-GCO-LAB-CMMN | PM03 | 301 | 52W Cal GC 40010020507.00 | Green Coffee Cleaning & Drying LAB | C | 0190E017 | 2018-03-22 | 2016-01-04 | PHILAGANAN
0190-061-500 | 51689 | 0190-QAD-FAC-CMN-COMMON01 | PM03 | 301 | 52W Cal QAD HYG01 | Quality Assurance Facilities Common | C | 0190E017 | 2018-03-22 | 2010-11-13 | PHILAGANAN
0190-061-500 | 51689 | 0190-QAD-FAC-CMN-COMMON01 | PM03 | 301 | 52W Cal QAD HYG03 | Quality Assurance Facilities Common | C | 0190E017 | 2018-03-22 | 2016-01-04 | PHILAGANAN
0190-061-500 | 51689 | 0190-QAD-FAC-CMN-COMMON01 | PM03 | 301 | 52W Cal QAD HYG06 | Quality Assurance Facilities Common | C | 0190E017 | 2018-03-22 | 2016-01-04 | PHILAGANAN
0190-061-500 | 51689 | 0190-QAD-FAC-CMN-COMMON01 | PM03 | 301 | 52W Cal QAD HYG05 | Quality Assurance Facilities Common | C | 0190E017 | 2018-03-22 | 2016-01-04 | PHILAGANAN
0190-061-500 | 51689 | 0190-QAD-FAC-CMN-COMMON01 | PM03 | 301 | 52W Cal QAD HYG04 | Quality Assurance Facilities Common | C | 0190E017 | 2018-03-22 | 2016-01-04 | PHILAGANAN
0190-061-500 | 51689 | 0190-QAD-FAC-CMN-COMMON01 | PM03 | 301 | 52W Cal QAD 40010020725.00 | Quality Assurance Facilities Common | C | 0190E017 | 2018-03-22 | 2016-01-04 | PHILAGANAN
0190-061-500 | 51689 | 0190-QAD-FAC-CMN-COMMON01 | PM03 | 301 | 52W Cal QAD 40010021796.00 | Quality Assurance Facilities Common | C | 0190E017 | 2018-03-22 | 2016-01-04 | PHILAGANAN
0190-061-500 | 51689 | 0190-QAD-FAC-CMN-COMMON01 | PM03 | 301 | 52W Cal QAD KS034 | Quality Assurance Facilities Common | C | 0190E017 | 2018-03-22 | 2016-01-04 | PHILAGANAN
0190-061-500 | 51689 | 0190-QAD-FAC-CMN-COMMON01 | PM03 | 301 | 52W Cal QAD TC-034 [C00] | Quality Assurance Facilities Common | C | 0190E017 | 2018-03-22 | 2016-01-04 | PHILAGANAN
0190-061-500 | 51689 | 0190-QAD-FAC-CMN-COMMON01 | PM03 | 301 | 52W Cal QAD 40010021795.00 | Quality Assurance Facilities Common | C | 0190E017 | 2018-03-22 | 2016-01-04 | PHILAGANAN
0190-061-500 | 51689 | 0190-QAD-FAC-CMN-COMMON01 | PM03 | 301 | 52W Cal QAD MK051 | Quality Assurance Facilities Common | C | 0190E017 | 2018-03-22 | 2016-01-04 | PHILAGANAN
0190-061-500 | 51689 | 0190-QAD-FAC-CMN-COMMON01 | PM03 | 301 | 52W Cal QAD 40010019169.00 | Quality Assurance Facilities Common | C | 0190E017 | 2018-03-22 | 2016-01-04 | PHILAGANAN
0190-061-500 | 51689 | 0190-QAD-FAC-CMN-COMMON01 | PM03 | 301 | 52W Cal QAD Test Weights 3-82-01-38 | Quality Assurance Facilities Common | C | 0190E017 | 2018-03-22 | 2016-01-04 | PHILAGANAN
0190-061-500 | 51689 | 0190-QAD-FAC-CMN-COMMON01 | PM03 | 301 | 52W Cal QAD TC-007 | Quality Assurance Facilities Common | C | 0190E017 | 2018-03-22 | 2016-01-04 | PHILAGANAN
0190-061-500 | 51689 | 0190-QAD-FAC-CMN-COMMON01 | PM03 | 301 | 52W Cal QAD TM12 | Quality Assurance Facilities Common | C | 0190E017 | 2018-03-22 | 2016-01-04 | PHILAGANAN
0190-061-500 | 51689 | 0190-QAD-FAC-CMN-COMMON01 | PM03 | 301 | 52W Cal QAD TM13 | Quality Assurance Facilities Common | C | 0190E017 | 2018-03-22 | 2016-01-04 | PHILAGANAN
0190-061-500 | 51689 | 0190-QAD-FAC-CMN-COMMON01 | PM03 | 301 | 52W Cal QAD TM14 | Quality Assurance Facilities Common | C | 0190E017 | 2018-03-22 | 2016-01-04 | PHILAGANAN
0190-061-500 | 51689 | 0190-QAD-FAC-CMN-COMMON01 | PM03 | 301 | 52W Cal QAD 80215128.00 | Quality Assurance Facilities Common | C | 0190E013 | 2018-03-22 | 2016-01-04 | PHILAGANAN
0190-061-500 | 51689 | 0190-QAD-FAC-CMN-COMMON01 | PM03 | 301 | 52W Cal QAD 40010000197.00 | Quality Assurance Facilities Common | C | 0190E013 | 2018-03-22 | 2016-01-04 | PHILAGANAN
0190-061-500 | 51689 | 0190-QAD-FAC-CMN-COMMON01 | PM03 | 301 | 52W Cal QAD 40010020400.00 | Quality Assurance Facilities Common | C | 0190E017 | 2018-03-22 | 2016-01-04 | PHILAGANAN
0190-061-500 | 51689 | 0190-QAD-FAC-CMN-COMMON01 | PM03 | 301 | 52W Cal QAD 5F1-PRV-001 | Quality Assurance Facilities Common | C | 0190E017 | 2018-03-22 | 2016-01-04 | PHILAGANAN
0190-061-463 | 52264 | 0190-WST-CAF-AIR-AIRCOM08 | PM03 | 301 | 12M Calibration PRV AirCom08 | Air Compressor No 8 GA37 | C | 0190E009 | 2015-09-08 | 2012-01-11 | PHILAGANAN
0190-061-462 | 52264 | 0190-WST-CAF-AIR-AIRCOM07 | PM03 | 301 | 12M Calibration PRV AirCom07 | Air Compressor No 7 GA507 | C | 0190E009 | 2015-09-08 | 2012-01-11 | PHILAGANAN
0190-061-461 | 52264 | 0190-WST-CAF-AIR-AIRCOM06 | PM03 | 301 | 12M Calibration PRV AirCom06 | Air Compressor No 6 GA507 | C | 0190E009 | 2015-09-08 | 2012-01-11 | PHILAGANAN
0190-061-460 | 52264 | 0190-ENG-CAF-AIR-AIRCOM05 | PM03 | 301 | 12M Calibration PRV AirCom05 | Air Compressor No 5 ZR132 | C | 0190E009 | 2015-09-08 | 2012-01-11 | PHILAGANAN
0190-061-459 | 52264 | 0190-ENG-CAF-AIR-AIRCOM04 | PM03 | 301 | 12M Calibration PRV AirCom04 | Air Compressor No 4 GA110 | C | 0190E009 | 2015-09-08 | 2012-01-11 | PHILAGANAN
0190-061-458 | 52264 | 0190-WST-CAF-AIR-AIRCOM03 | PM03 | 301 | 12M Calibration PRV AirCom03 | Air Compressor No 3 GA110 | C | 0190E009 | 2015-09-08 | 2012-01-11 | PHILAGANAN
0190-061-457 | 52264 | 0190-WST-CAF-AIR-AIRCOM02 | PM03 | 301 | 12M Calibration PRV AirCom02 | Air Compressor No 2 GA160 | C | 0190E009 | 2015-09-08 | 2012-01-11 | PHILAGANAN
0190-061-456 | 52264 | 0190-ENG-CAF-AIR-AIRCOM01 | PM03 | 301 | 12M Calibration PRV AirCom01 | Air Compressor No 1 GA160 | C | 0190E009 | 2015-09-08 | 2012-01-11 | PHILAGANAN
0190-061-455 | 57974 | 0190-ENG-PPT-AUF-SEPRTR02 | PM03 | 305 | 8000RH Planned Maintenance LOPX02 | Lopx 2 Separation System | C | 0190E009 | 2021-03-19 | 2011-06-04 | PHILAGANAN
0190-061-454 | 57973 | 0190-ENG-PPT-AUF-SEPRTR02 | PM03 | 305 | 4000RH Planned Maintenance LOPX02 | Lopx 2 Separation System | C | 0190E009 | 2021-03-19 | 2011-06-04 | PHILAGANAN
0190-061-453 | 57974 | 0190-ENG-PPT-AUF-SEPRTR01 | PM03 | 305 | 8000RH Planned Maintenance LOPX01 | Lopx 1 Separation System (WHPX) | C | 0190E009 | 2021-03-19 | 2011-06-04 | PHILAGANAN
0190-061-452 | 57973 | 0190-ENG-PPT-AUF-SEPRTR01 | PM03 | 305 | 4000RH Planned Maintenance LOPX01 | Lopx 1 Separation System (WHPX) | C | 0190E009 | 2021-03-19 | 2011-06-04 | PHILAGANAN
0190-061-449 | 51984 | 0190-MLK-PRO-AHB-AIRHTR02 | PM03 | 301 | 12M Calibration MAH B TSH 703 B2 | Milk Air Heater B2 | A | 0190E017 | 2015-09-08 | 2012-07-07 | PHILAGANAN
0190-061-448 | 51984 | 0190-MLK-PRO-AHB-AIRHTR01 | PM03 | 301 | 1Y Calibration MAHB TT 710 B1 | Milk Air Heater B1 | A | 0190E017 | 2015-09-08 | 2012-07-07 | PHILAGANAN
0190-061-448 | 51984 | 0190-MLK-PRO-AHB-AIRHTR02 | PM03 | 301 | 1Y Calibration MAH B TT 710 B2 | Milk Air Heater B2 | A | 0190E017 | 2015-09-08 | 2012-07-07 | PHILAGANAN
0190-061-447 | 51982 | 0190-MLK-PRO-AHC-BURNER01 | PM03 | 301 | 12M Calibration MAHC Pressure Xmitters | Weishaupt Burner C1 | A | 0190E012 | 2015-09-08 | 2012-01-30 | PHILAGANAN
0190-061-446 | 51982 | 0190-MLK-PRO-AHB-BURNER02 | PM03 | 301 | 52W Calibration MAHB2 Pressure Xmitters | Weishaupt Burner B2 | A | 0190E010 | 2016-05-20 | 2012-01-30 | PHILAGANAN
0190-061-445 | 51982 | 0190-COF-PRO-AH3-AHCHMB01 | PM03 | 301 | 1Y CALIBRATION CAH PT 0702/1 | Coffee AH3 Combustion Chamber | C | 0190E017 | 2015-09-08 | 2011-04-29 | PHILAGANAN
0190-061-444 | 51984 | 0190-MLK-PRO-AHC-PRIFAN02 | PM03 | 301 | 6M Calibration MAHC PAF2 TI 99.09 | Milk Air Heater C Primary Air Fan No 2 | C | 0190E011 | 2015-09-08 | 2011-04-13 | PHILAGANAN
0190-061-443 | 51984 | 0190-MLK-PRO-AHC-PRIFAN02 | PM03 | 301 | 6M Calibration MAHC PAF 2 TI 99.08 | Milk Air Heater C Primary Air Fan No 2 | C | 0190E011 | 2015-09-08 | 2011-04-13 | PHILAGANAN
0190-061-442 | 51984 | 0190-MLK-PRO-AHC-PRIFAN01 | PM03 | 301 | 6M Calibration MAHC PAF TT 99.07 | Milk Air Heater C Primary Air Fan No 1 | C | 0190E017 | 2015-09-08 | 2012-04-19 | PHILAGANAN
0190-061-441 | 51984 | 0190-MLK-PRO-AHC-PRIFAN01 | PM03 | 301 | 6M Calibration MAHC PAF TT 99.06 | Milk Air Heater C Primary Air Fan No 1 | C | 0190E017 | 2015-09-08 | 2012-04-19 | PHILAGANAN
0190-061-440 | 51984 | 0190-MLK-PRO-AHC-AIRHTR01 | PM03 | 301 | 1Y Calibration MAHC TT 11014T | Milk Air Heater C1 | A | 0190E017 | 2015-09-08 | 2011-07-25 | PHILAGANAN
0190-061-439 | 55240 | 0190-MLK-PRO-AHC-PRIFAN02 | PM03 | 301 | 1Y CALIBRATION MAHC PAF2 PRESSURE GAUGE | Milk Air Heater C Primary Air Fan No 2 | C | 0190E017 | 2015-07-15 | 2011-06-01 | PHILAGANAN
0190-061-439 | 51982 | 0190-MLK-PRO-AHC-PRIFAN02 | PM03 | 301 | 1Y CALIBRATION MAHC PAF2 PT99.21 | Milk Air Heater C Primary Air Fan No 2 | C | 0190E017 | 2015-07-15 | 2011-06-01 | PHILAGANAN
0190-061-438 | 55240 | 0190-MLK-PRO-AHC-PRIFAN01 | PM03 | 301 | 1Y CALIBRATION MAHC PAF1 PRESSURE GAUGE | Milk Air Heater C Primary Air Fan No 1 | C | 0190E017 | 2015-09-08 | 2011-06-01 | PHILAGANAN
0190-061-438 | 51982 | 0190-MLK-PRO-AHC-PRIFAN01 | PM03 | 301 | 1Y CALIBRATION MAHC PAF1 PT99.20 | Milk Air Heater C Primary Air Fan No 1 | C | 0190E017 | 2015-09-08 | 2011-06-01 | PHILAGANAN
0190-061-437 | 51984 | 0190-MLK-PRO-AHC-AIRHTR01 | PM03 | 301 | 12M Calibration MAHC TT 77.03 | Milk Air Heater C1 | A | 0190E017 | 2015-09-08 | 2011-07-25 | PHILAGANAN
0190-061-436 | 51984 | 0190-MLK-PRO-AHC-AIRHTR01 | PM03 | 301 | 1Y CALIBRATION MAHC TT 11015T | Milk Air Heater C1 | A | 0190E017 | 2015-09-08 | 2011-07-25 | PHILAGANAN
0190-061-435 | 51985 | 0190-MLK-PRO-AHC-PRIFAN01 | PM03 | 301 | 1Y CALIBRATION MAHB PAF2 ZC99.13 | Milk Air Heater C Primary Air Fan No 1 | C | 0190E011 | 2012-09-11 | 2011-04-13 | PHFUTALARA
0190-061-434 | 51982 | 0190-MLK-PRO-AHB-AIRHTR02 | PM03 | 301 | 12M Calibration MAHB1 Pressure Xmitters | Milk Air Heater B2 | A | 0190E017 | 2015-09-08 | 2011-07-25 | PHILAGANAN
0190-061-433 | 51984 | 0190-MLK-PRO-AHB-PRIFAN02 | PM03 | 301 | 1Y Calibration MAHB PAF 2 TT 99.04 | Milk Air Heater B Primary Air Fan No 2 | C | 0190E017 | 2015-09-08 | 2011-04-13 | PHILAGANAN
0190-061-432 | 55240 | 0190-MLK-PRO-AHB-PRIFAN02 | PM03 | 301 | 1Y CALIBRATION MAHB PAF2 PRESSURE GAUGE | Milk Air Heater B Primary Air Fan No 2 | C | 0190E017 | 2015-07-15 | 2011-06-01 | PHILAGANAN
0190-061-431 | 55240 | 0190-MLK-PRO-AHB-PRIFAN01 | PM03 | 301 | 1Y CALIBRATION MAHB PAF1 PRESSURE GAUGE | Milk Air Heater B Primary Air Fan No 1 | C | 0190E017 | 2015-07-15 | 2011-06-01 | PHILAGANAN
0190-061-431 | 51982 | 0190-MLK-PRO-AHB-PRIFAN01 | PM03 | 301 | 1Y CALIBRATION MAHB PAF1 PI 99.18 | Milk Air Heater B Primary Air Fan No 1 | C | 0190E017 | 2015-07-15 | 2011-06-01 | PHILAGANAN
0190-061-429 | 51984 | 0190-MLK-PRO-AHB-AIRHTR02 | PM03 | 301 | 1Y CALIBRATION MAHB2 TT 1 | Milk Air Heater B2 | A | 0190E017 | 2015-09-08 | 2011-06-03 | PHILAGANAN
0190-061-428 | 51984 | 0190-MLK-PRO-AHB-AIRHTR02 | PM03 | 301 | 1Y CALIBRATION MAHB2 TT 5 | Milk Air Heater B2 | A | 0190E017 | 2015-09-08 | 2011-06-03 | PHILAGANAN
0190-061-427 | 51984 | 0190-MLK-PRO-AHB-AIRHTR02 | PM03 | 301 | 1Y CALIBRATION MAHB2 TT 4 | Milk Air Heater B2 | A | 0190E017 | 2015-09-08 | 2011-06-03 | PHILAGANAN
0190-061-426 | 51984 | 0190-MLK-PRO-AHB-AIRHTR02 | PM03 | 301 | 1Y CALIBRATION MAHB2 TT 3 | Milk Air Heater B2 | A | 0190E017 | 2015-09-08 | 2011-06-03 | PHILAGANAN
0190-061-425 | 51985 | 0190-MLK-PRO-AHB-PRIFAN02 | PM03 | 301 | 1Y CALIBRATION MAHB PAF 2 ZC 99.11 | Milk Air Heater B Primary Air Fan No 2 | C | 0190E011 | 2015-09-08 | 2011-04-13 | PHILAGANAN
0190-061-423 | 51984 | 0190-MLK-PRO-AHB-AIRHTR02 | PM03 | 301 | 1Y CALIBRATION MAHB2 TT 99.02 | Milk Air Heater B2 | A | 0190E017 | 2015-09-08 | 2011-07-25 | PHILAGANAN
0190-061-422 | 51984 | 0190-MLK-PRO-AHB-AIRHTR02 | PM03 | 301 | 1Y CALIBRATION MAHB2 TT 11012T | Milk Air Heater B2 | A | 0190E017 | 2015-09-08 | 2011-07-25 | PHILAGANAN
0190-061-421 | 51984 | 0190-MLK-PRO-AHB-AIRHTR01 | PM03 | 301 | 1Y CALIBRATION MAHB1 TT 99.01 | Milk Air Heater B1 | A | 0190E017 | 2015-09-08 | 2011-07-25 | PHILAGANAN
0190-061-420 | 51984 | 0190-MLK-PRO-AHB-PRIFAN02 | PM03 | 301 | 6M Calibration MAHB PAF2 TI 99.04 | Milk Air Heater B Primary Air Fan No 2 | C | 0190E017 | 2015-09-08 | 2011-04-13 | PHILAGANAN
0190-061-419 | 51984 | 0190-MLK-PRO-AHB-PRIFAN02 | PM03 | 301 | M CALIBRATION MAHB PAF 2 TI 99.05 | Milk Air Heater B Primary Air Fan No 2 | C | 0190E011 | 2015-09-08 | 2011-04-13 | PHILAGANAN
0190-061-418 | 51984 | 0190-MLK-PRO-AHB-PRIFAN01 | PM03 | 301 | 1Y CALIBRATION MAHB TT 7T | Milk Air Heater B Primary Air Fan No 1 | C | 0190E010 | 2015-09-08 | 2011-05-04 | PHILAGANAN
0190-061-417 | 51984 | 0190-MLK-PRO-AHB-BURNER02 | PM03 | 301 | 12M Calibration MAH B2 Temp Transmitters | Weishaupt Burner B2 | A | 0190E017 | 2015-09-08 | 2011-07-25 | PHILAGANAN
0190-061-416 | 51984 | 0190-MLK-PRO-AHB-PRIFAN01 | PM03 | 301 | 1Y CALIBRATION MAHB TT 6T | Milk Air Heater B Primary Air Fan No 1 | C | 0190E017 | 2015-09-08 | 2011-05-04 | PHILAGANAN
0190-061-415 | 51984 | 0190-MLK-PRO-AHB-BURNER01 | PM03 | 301 | 12M Calibration MAH B1 Temp Transmitters | Weishaupt Burner B1 | A | 0190E017 | 2015-09-08 | 2011-07-25 | PHILAGANAN
0190-061-414 | 51985 | 0190-COF-PRO-AH3-PRIFAN04 | PM03 | 301 | 1Y CALIBRATION CAH ZT 0624 | Coffee AH3 Primary Air Fan No.2 | C | 0190E017 | 2015-09-08 | 2011-04-29 | PHILAGANAN
0190-061-413 | 51985 | 0190-COF-PRO-AH3-PRIFAN03 | PM03 | 301 | 1Y CALIBRATION CAH ZT 0614 | Coffee AH3 Primary Air Fan No.1 | C | 0190E017 | 2015-09-08 | 2011-04-29 | PHILAGANAN
0190-061-412 | 51984 | 0190-COF-PRO-AH3-AHCHMB01 | PM03 | 301 | 1Y CALIBRATION CAH TT 0744 | Coffee AH3 Combustion Chamber | C | 0190E017 | 2015-09-08 | 2011-04-29 | PHILAGANAN
0190-061-411 | 51984 | 0190-COF-PRO-AH3-AHCHMB01 | PM03 | 301 | 1Y CALIBRATION CAH TT 0710 | Coffee AH3 Combustion Chamber | C | 0190E017 | 2015-09-08 | 2011-04-29 | PHILAGANAN
0190-061-410 | 51982 | 0190-COF-PRO-AH3-AHCHMB01 | PM03 | 301 | 1Y CALIBRATION CAH PT 0704 | Coffee AH3 Combustion Chamber | C | 0190E017 | 2015-09-08 | 2011-04-29 | PHILAGANAN
0190-061-409 | 51982 | 0190-COF-PRO-AH3-PRIFAN04 | PM03 | 301 | 1Y CALIBRATION CAH PT 0627 | Coffee AH3 Primary Air Fan No.2 | C | 0190E017 | 2015-09-08 | 2011-04-29 | PHILAGANAN
0190-061-408 | 51982 | 0190-COF-PRO-AH3-PRIFAN03 | PM03 | 301 | 1Y Calibration CAH PT 0617 | Coffee AH3 Primary Air Fan No.1 | C | 0190E017 | 2015-09-08 | 2011-04-29 | PHILAGANAN
0190-061-407 | 51984 | 0190-COF-PRO-AH3-PRIFAN04 | PM03 | 301 | 1Y CALIBRATION CAH TT 0626 | Coffee AH3 Primary Air Fan No.2 | C | 0190E017 | 2015-09-08 | 2011-04-29 | PHILAGANAN
0190-061-406 | 51984 | 0190-COF-PRO-AH3-PRIFAN04 | PM03 | 301 | 1Y CALIBRATION CAH TT 0625 | Coffee AH3 Primary Air Fan No.2 | C | 0190E017 | 2015-09-08 | 2011-04-29 | PHILAGANAN
0190-061-405 | 51984 | 0190-COF-PRO-AH3-PRIFAN03 | PM03 | 301 | 1Y CALIBRATION CAH TT 0616 | Coffee AH3 Primary Air Fan No.1 | C | 0190E017 | 2015-09-08 | 2011-04-29 | PHILAGANAN
0190-061-404 | 51984 | 0190-COF-PRO-AH3-PRIFAN03 | PM03 | 301 | 1Y CALIBRATION CAH TT 0615 | Coffee AH3 Primary Air Fan No.1 | C | 0190E010 | 2015-09-08 | 2011-04-29 | PHILAGANAN
0190-061-403 | 51982 | 0190-COF-PRO-AHC | PM03 | 301 | 1Y CALIBRATION CAH PT 0706 | Coffee Air Heater Common | X | 0190E015 | 2015-09-08 | 2011-04-29 | PHILAGANAN
0190-061-402 | 51982 | 0190-COF-PRO-AH3-AHCHMB01 | PM03 | 301 | 12M Calibration CAH PDT 0702 | Coffee AH3 Combustion Chamber | C | 0190E017 | 2015-09-08 | 2011-04-29 | PHILAGANAN
0190-061-401 | 51984 | 0190-COF-PRO-AH3-AHCHMB01 | PM03 | 301 | 1Y CALIBRATION CAH TT 0703 | Coffee AH3 Combustion Chamber | C | 0190E017 | 2015-09-08 | 2011-04-29 | PHILAGANAN
0190-061-400 | 51984 | 0190-COF-PRO-AH3-AHCHMB01 | PM03 | 301 | 1Y Calibration CAH TT 0705 | Coffee AH3 Combustion Chamber | C | 0190E017 | 2015-09-08 | 2011-04-29 | PHILAGANAN
0190-061-399 | 51982 | 0190-ENG-STM-BHS-NAOHTK01 | PM03 | 301 | 1Y Calibration CWWE LIT 161 | NaOH Tank No 1 | C | 0190E011 | 2015-09-08 | 2012-08-18 | PHILAGANAN
0190-061-398 | 51982 | 0190-ENG-STM-BHS-NAOHTK02 | PM03 | 301 | 1Y Calibration CWWE LIT 162 | NaOH Tank No 2 | C | 0190E012 | 2015-09-08 | 2012-08-18 | PHILAGANAN
0190-061-397 | 51982 | 0190-ENG-SCG-CWE-RWCTNK09 | PM03 | 301 | 1Y Calibration CWWE LISA 104 | Rinse Water Collection Tank T 9 | C | 0190E012 | 2015-09-08 | 2012-01-13 | PHILAGANAN
0190-061-396 | 51982 | 0190-ENG-SCG-CWE-CREPMP08 | PM03 | 301 | 1Y Calibration CWWE LISA 103 | Clarified CWW Recirculation Pump P 8 | C | 0190E017 | 2015-09-08 | 2012-01-13 | PHILAGANAN
0190-061-395 | 51982 | 0190-ENG-SCG-CHW-CLWTNK07 | PM03 | 301 | 1Y Calibration CWWE LISA 102 | Clarified CWW Tank T 7 | C | 0190E012 | 2015-09-08 | 2012-01-13 | PHILAGANAN
0190-061-394 | 51982 | 0190-ENG-SCG-CHW-UCLTNK06 | PM03 | 301 | 1Y Calibration CWWE LISA 101 | Unclarified CWW Tank T 6 | C | 0190E017 | 2015-09-08 | 2012-01-13 | PHILAGANAN
0190-061-393 | 51984 | 0190-ENG-SCG-CWE-CNDRTK04 | PM03 | 301 | 1Y Calibration CWWE Condensed Water TIC | Surface Condenser Tank SC 04 | C | 0190E011 | 2015-09-08 | 2011-12-20 | PHILAGANAN
0190-061-392 | 51984 | 0190-ENG-SCG-CWE-EFFCTV04 | PM03 | 301 | 1Y Calibration CWWE TIC 132 | 4th Effect Evaporator Vessel | C | 0190E017 | 2015-09-08 | 2011-12-20 | PHILAGANAN
0190-061-391 | 51984 | 0190-ENG-SCG-CWE-EFFCTV03 | PM03 | 301 | 1Y Calibration CWWE TIC 131 | 3rd Effect Evaporator Vessel | C | 0190E011 | 2015-09-08 | 2011-12-20 | PHILAGANAN
0190-061-390 | 51984 | 0190-ENG-SCG-CWE-EFFCTV02 | PM03 | 301 | 1Y Calibration CWWE TIC 13 | 2nd Effect Evaporator Vessel | C | 0190E011 | 2015-09-08 | 2011-12-20 | PHILAGANAN
0190-061-389 | 51984 | 0190-ENG-SCG-CWE-EFFCTV01 | PM03 | 301 | 1Y Calibration CWWE TIC 130 | 1st Effect Evaporator Vessel | C | 0190E011 | 2015-09-08 | 2011-12-20 | PHILAGANAN
0190-061-388 | 51982 | 0190-ENG-SCG-CWE-PREHTR01 | PM03 | 301 | 1Y Calibration CWWE PIC 116 | Pre Heater H05 | C | 0190E011 | 2015-09-08 | 2011-12-20 | PHILAGANAN
0190-061-387 | 51982 | 0190-ENG-SCG-CWE-PREHTR01 | PM03 | 301 | 1Y Calibration CWWE PIC 139 | Pre Heater H05 | C | 0190E011 | 2015-09-08 | 2011-12-20 | PHILAGANAN
0190-061-386 | 51986 | 0190-ENG-SCG-CWE-STMLNE01 | PM03 | 301 | 1Y Calibration CWWE FIT 160 | Steam Supply Line To Evaporator | C | 0190E011 | 2015-09-08 | 2011-12-20 | PHILAGANAN
0190-061-385 | 51982 | 0190-ENG-SCG-CWE-EFFCTV01 | PM03 | 301 | 1Y Calibration CWWE PIC 133 | 1st Effect Evaporator Vessel | C | 0190E011 | 2015-09-08 | 2011-12-20 | PHILAGANAN
0190-061-384 | 51982 | 0190-ENG-SCG-CWE-EFFCTV03 | PM03 | 301 | 1Y Calibration CWWE LIT 144 | 3rd Effect Evaporator Vessel | C | 0190E011 | 2015-09-08 | 2011-12-20 | PHILAGANAN
0190-061-383 | 51986 | 0190-ENG-SCG-CWE-STMLNE01 | PM03 | 301 | 1Y Calibration CWWE LPF 160 | Steam Supply Line To Evaporator | C | 0190E011 | 2015-09-08 | 2011-12-20 | PHILAGANAN
0190-061-382 | 51982 | 0190-ENG-SCG-CWE-NAOHTK11 | PM03 | 301 | 1Y Calibration CWWE LISA 120 | Caustic Tank T 11 | C | 0190E017 | 2015-09-08 | 2011-12-20 | PHILAGANAN
0190-061-381 | 59230 |  | PM03 | 301 | 1Y Calibration Condensate DO 009 |  |  | 0190E017 | 2016-05-20 | 2011-08-22 | PHILAGANAN
0190-061-380 | 51987 |  | PM03 | 301 | 1Y Calibration Condensate pH 014 |  |  | 0190E011 | 2016-05-20 | 2011-08-22 | PHILAGANAN
0190-061-379 | 51982 | 0190-ENG-SCG-CWE-CTNKMX05 | PM03 | 301 | 1Y Calibration CWWE LISA 105 | Concentrate Tank Mixer T 5 | C | 0190E017 | 2015-09-08 | 2011-08-02 | PHILAGANAN
0190-061-377 | 51986 | 0190-WST-PPT-GN5-HRCVRY01 | PM03 | 301 | 12M Calibration PPT Steamline Flowmeters | Wartsila Generator Heat Recovery System | A | 0190E009 | 2015-09-08 | 2011-12-21 | PHILAGANAN
0190-061-376 | 51982 | 0190-WST-PPT-GN5-HRCVRY01 | PM03 | 301 | 1Y Calibration PPT 3I_PT 001 | Wartsila Generator Heat Recovery System | A | 0190E009 | 2015-09-08 | 2011-12-21 | PHILAGANAN
0190-061-375 | 51985 | 0190-ENG-PPT-AUF-STMHTR01 | PM03 | 301 | 1Y Calibration PPT 31_TCV 001 | Steam Heater Supply | A | 0190E009 | 2015-09-08 | 2011-12-21 | PHILAGANAN
0190-061-374 | 51984 | 0190-WST-PPT-GN5-HRCVRY01 | PM03 | 301 | 1Y Calibration G5 Heat Exhanger Instrmnt | Wartsila Generator Heat Recovery System | A | 0190E009 | 2014-02-05 | 2011-12-21 | PHILAGANAN
0190-061-373 | 51984 | 0190-ENG-PPT-AUF-STMHTR01 | PM03 | 301 | 1Y Calibration PPT Steamline Temp Cntrlr | Steam Heater Supply | A | 0190E009 | 2015-09-08 | 2011-12-21 | PHILAGANAN
0190-061-372 | 51984 | 0190-ENG-PPT-AUF-SEPRTR01 | PM03 | 301 | 1Y Calibration HFOSEP1 Temp Transmitters | Lopx 1 Separation System (WHPX) | C | 0190E009 | 2015-09-08 | 2011-12-21 | PHILAGANAN
0190-061-371 | 51984 | 0190-ENG-PPT-AUF-SEPRTR02 | PM03 | 301 | 1Y Calibration HFOSEP2 Temp Transmitters | Lopx 2 Separation System | C | 0190E009 | 2015-09-08 | 2011-12-21 | PHILAGANAN
0190-061-371 | 61179 | 0190-ENG-PPT-AUF-SEPRTR02 | PM03 | 301 | 1Y Calibration 3D_PS 001 | Lopx 2 Separation System | C | 0190E009 | 2015-09-08 | 2011-12-21 | PHILAGANAN
0190-061-370 | 51982 | 0190-WST-PPT-GN5-EHGBLR01 | PM03 | 301 | 12M Calibration SteamDrum Pressure Tx | Wartsila Generator Exh. Gas Boiler | A | 0190E009 | 2014-02-05 | 2011-12-21 | PHILAGANAN
0190-061-370 | 61179 | 0190-WST-PPT-GN5-EHGBLR01 | PM03 | 301 | 12M Calibration EGB Pressure Switch | Wartsila Generator Exh. Gas Boiler | A | 0190E009 | 2014-02-05 | 2011-12-21 | PHILAGANAN
0190-061-369 | 61179 | 0190-WST-PPT-GN5-ENGINE001 | PM03 | 301 | 12M Calibration PPT Charge Air Insts | Wartsila Generator Engine | A | 0190E009 | 2015-07-21 | 2011-12-21 | PHILAGANAN
0190-061-368 | 51986 | 0190-WST-PPT-GN5-EHGBLR01 | PM03 | 301 | 1Y Calibration PPT 3H_FIT 001 | Wartsila Generator Exh. Gas Boiler | A | 0190E009 | 2015-07-21 | 2011-12-21 | PHILAGANAN
0190-061-367 | 51982 | 0190-WST-PPT-GN5-EHGBLR01 | PM03 | 301 | 1Y Calibration PPT 3H_PT 002 | Wartsila Generator Exh. Gas Boiler | A | 0190E009 | 2015-07-21 | 2011-12-21 | PHILAGANAN
0190-061-366 | 61179 | 0190-ENG-PPT-AUF-STMHTR01 | PM03 | 301 | 12M Calibration 3H_PS 002 | Steam Heater Supply | A | 0190E009 | 2015-07-21 | 2011-12-21 | PHILAGANAN
0190-061-365 | 61179 | 0190-ENG-PPT-AUF-PRSTNK01 | PM03 | 301 | 1Y Cal PPT Air Rec Tank 3E-PS 003 | RO Pressure Tank System | A | 0190E009 | 2015-07-21 | 2011-12-21 | PHILAGANAN
0190-061-365 | 61179 | 0190-ENG-PPT-AUF-PRSTNK01 | PM03 | 301 | 1Y Cal PPT Air Rec Tank 5D1-PG-14.04 | RO Pressure Tank System | A | 0190E009 | 2015-07-21 | 2014-08-29 | PHILAGANAN
0190-061-364 | 51982 | 0190-WST-PPT-EBF-FEDWAT01 | PM03 | 301 | 12M Calibration EBF Pressure/Level Tx | Exhaust Boiler Feed Water System | A | 0190E009 | 2015-07-21 | 2011-12-21 | PHILAGANAN
0190-061-363 | 51984 | 0190-ENG-PPT-GN4-ENGINE01 | PM03 | 301 | 1Y Calibration PPT 3HTT_04 | GenSet 04 Engine Unit | B | 0190E009 | 2015-07-21 | 2011-12-21 | PHILAGANAN
0190-061-362 | 51984 | 0190-ENG-PPT-GN3-ENGINE01 | PM03 | 301 | 12M Calibration PPT 3HTT_03 | GenSet 03 Engine Unit | B | 0190E009 | 2015-07-21 | 2011-12-21 | PHILAGANAN
0190-061-361 | 51984 | 0190-ENG-PPT-GN2-ENGINE01 | PM03 | 301 | 12M Calibration PPT 3HTT_02 | GenSet 02 Engine Unit | B | 0190E009 | 2015-07-21 | 2011-12-21 | PHILAGANAN
0190-061-360 | 51984 | 0190-ENG-PPT-GN1-ENGINE01 | PM03 | 301 | 12M Calibration PPT 3H_TT 01 | GenSet 01 Engine Unit | B | 0190E009 | 2015-07-21 | 2011-12-20 | PHILAGANAN
0190-061-359 | 51986 | 0190-WST-PPT-EBF-FEDWAT01 | PM03 | 301 | 12M Calibration PPT 3B_LIT 001 | Exhaust Boiler Feed Water System | A | 0190E009 | 2015-09-08 | 2011-12-20 | PHILAGANAN
0190-061-358 | 51986 | 0190-WST-PPT-EBF-FEDWAT01 | PM03 | 301 | 12M Calibration PPT 3B_FCV001 | Exhaust Boiler Feed Water System | A | 0190E009 | 2015-09-08 | 2011-12-20 | PHILAGANAN
0190-061-351 | 51982 | 0190-ENG-STM-JT1-JTBOILR01 | PM03 | 301 | 1Y Calibration JTB Controllers | JT Boiler No 1 | A | 0190E009 | 2015-09-08 | 2010-12-22 | PHILAGANAN
0190-061-350 | 51986 | 0190-WST-PPT-GN5-EHGBLR01 | PM03 | 301 | 12M Calibration PPT FIC 901 | Wartsila Generator Exh. Gas Boiler | A | 0190E009 | 2015-09-08 | 2010-12-22 | PHILAGANAN
0190-061-310 | 61179 | 0190-ENG-PPT-FHF-FULPMP14 | PM03 | 301 | 12M Calibration FHF 3C_PS07 | AFBB LSFO Main Supply Pump | C | 0190E009 | 2015-07-21 | 2013-01-02 | PHILAGANAN
0190-061-309 | 61179 | 0190-ENG-PPT-FHF-FULPMP01 | PM03 | 301 | 12M Calibration FHF 3C_PS06 | Milk Air Heater LSFO Transfer Pump | C | 0190E009 | 2015-07-21 | 2013-01-02 | PHILAGANAN
0190-061-308 | 61179 | 0190-ENG-PPT-FHF-FULPMP03 | PM03 | 301 | 12M Calibration FHF 3C_PS05 | Coffee Air Heater LSFO Transfer Pump | C | 0190E009 | 2015-07-21 | 2013-01-02 | PHILAGANAN
0190-061-307 | 61179 | 0190-ENG-PPT-FHF-FULPMP05 | PM03 | 301 | 12M Calibration FHF 3C_PS04 | JTBoiler LSFO Transfer Pump | C | 0190E009 | 2015-07-21 | 2011-12-20 | PHILAGANAN
0190-061-306 | 61179 | 0190-ENG-PPT-FHF-FULPMP08 | PM03 | 301 | 12M Calibration FHF 3C_PS03 | Cat 3&4 Diesel Supply | C | 0190E009 | 2015-07-21 | 2011-12-20 | PHILAGANAN
0190-061-305 | 61179 | 0190-ENG-PPT-FHF-FULPMP09 | PM03 | 301 | 12M Calibration FHF 3C_PS02 | Roasting Diesel Transfer Pump | C | 0190E009 | 2015-07-21 | 2011-12-20 | PHILAGANAN
0190-061-304 | 61179 | 0190-ENG-PPT-FHF-FULPMP15 | PM03 | 301 | 12M Calibration FHF 3C_PS01 | Fuel Handling Facility Sludge Pump | C | 0190E009 | 2015-07-21 | 2011-12-20 | PHILAGANAN
0190-061-303 | 51985 | 0190-ENG-STM-WTF-FWTPMP08 | PM03 | 301 | 1Y Calibration JTB2 ZT 902_2 | Boiler FeedWater Pump No 8 JTB102 | C | 0190E011 | 2015-07-21 | 2010-12-22 | PHILAGANAN
0190-061-302 | 51982 | 0190-ENG-STM-JT2-STMLNE01 | PM03 | 301 | 1Y Calibration FT JTB02 | JT Boiler No 2 Steam Distribution Line | B | 0190E011 | 2015-07-21 | 2010-12-22 | PHILAGANAN
0190-061-301 | 51985 | 0190-ENG-STM-JT1-FWTLNE01 | PM03 | 301 | 1Y Calibration JTB1 ZT 902_1 C | JT Boiler No 1 Feedwater Line | C | 0190E011 | 2015-07-21 | 2010-12-22 | PHILAGANAN
0190-061-300 | 51986 | 0190-ENG-STM-JT1-STMLNE01 | PM03 | 301 | 1Y Calibration FT JTB1 | JT Boiler No 1 Steam Distribution Line | C | 0190E011 | 2015-07-21 | 2010-12-22 | PHILAGANAN
0190-061-283 | 51982 | 0190-ENG-STM-WTF-FWTANK02 | PM03 | 301 | 1Y Calibration WHB PIC 9905 K | Feedwater Tank 2 BOSCH ex LURGI | C | 0190E011 | 2015-07-21 | 2010-12-22 | PHILAGANAN
0190-061-282 | 51982 | 0190-ENG-STM-WHB-STMLNE01 | PM03 | 301 | 1Y Calibration WHB PIC 9906 K | WH Boiler Steam Distribution Line | C | 0190E011 | 2015-07-21 | 2010-12-22 | PHILAGANAN
0190-061-280 | 51984 | 0190-ENG-STM-WTF-FWTANK02 | PM03 | 301 | 1Y CALIBRATION LURGI TI 161 | Feedwater Tank 2 BOSCH ex LURGI | C | 0190E017 | 2015-07-21 | 2011-05-26 | PHILAGANAN
0190-061-279 | 51982 | 0190-ENG-STM-WTF-FWTANK02 | PM03 | 301 | 1Y CALIBRATION LP-L 9909 K | Feedwater Tank 2 BOSCH ex LURGI | C | 0190E017 | 2015-07-21 | 2010-12-22 | PHILAGANAN
0190-061-278 | 51984 | 0190-WST-STM-WHB-COMMON01 | PM03 | 301 | 1Y Calibration WHB LIC 9909 K | Waste Heat Boiler Facilities Common | C | 0190E017 | 2015-07-21 | 2010-10-14 | PHILAGANAN
0190-061-277 | 51984 | 0190-ENG-STM-WHB-PCCMBR01 | PM03 | 301 | 1Y CALIBRATION LURGI TT9904 | Post Combustion Chamber | C | 0190E011 | 2015-07-21 | 2011-10-07 | PHILAGANAN
0190-061-276 | 51984 | 0190-ENG-STM-WHB-MHFNCE08 | PM03 | 301 | 1Y PLANNED CALIBRATION LP-T 9903C | Multi Hearth Furnace 8 | C | 0190E011 | 2015-07-21 | 2010-12-22 | PHILAGANAN
0190-061-275 | 51984 | 0190-ENG-STM-WHB-MHFNCE07 | PM03 | 301 | 1Y Calibration WHB TT 128 | Multi Hearth Furnace 7 | C | 0190E017 | 2015-07-21 | 2010-12-22 | PHILAGANAN
0190-061-274 | 51984 | 0190-ENG-STM-WHB-MHFNCE07 | PM03 | 301 | 1Y Calibration WHB TT 127 | Multi Hearth Furnace 7 | C | 0190E017 | 2015-07-21 | 2010-12-22 | PHILAGANAN
0190-061-273 | 51984 | 0190-WST-STM-WHB-MHFNCE06 | PM03 | 301 | 1Y Calibration WHB TT 126 | Multi Hearth Furnace 6 | C | 0190E017 | 2015-07-21 | 2010-12-22 | PHILAGANAN
0190-061-272 | 51984 | 0190-WST-STM-WHB-MHFNCE05 | PM03 | 301 | 1Y PLANNED CALIBRATION LP-T 9902 | Multi Hearth Furnace 5 | C | 0190E011 | 2015-07-21 | 2010-12-22 | PHILAGANAN
0190-061-271 | 51982 | 0190-WST-STM-WHB-COMMON01 | PM03 | 301 | 1Y PLANNED CALIBRATION LP-T 9902 K | Waste Heat Boiler Facilities Common | C | 0190E017 | 2012-05-02 | 2010-12-22 | PHFUTALARA
0190-061-270 | 51984 | 0190-WST-STM-WHB-MHFNCE05 | PM03 | 301 | 1Y Calibration WHB TT 125 | Multi Hearth Furnace 5 | C | 0190E012 | 2015-09-08 | 2010-12-22 | PHILAGANAN
0190-061-269 | 51984 | 0190-WST-STM-WHB-MHFNCE04 | PM03 | 301 | 1Y Calibration WHB TT 124 | Multi Hearth Furnace 4 | C | 0190E017 | 2015-07-21 | 2010-12-22 | PHILAGANAN
0190-061-268 | 51984 | 0190-WST-STM-WHB-COMMON01 | PM03 | 301 | 1Y Calibration AFBB Economizer Temp | Waste Heat Boiler Facilities Common | C | 0190E011 | 2015-07-21 | 2010-12-22 | PHILAGANAN
0190-061-267 | 51984 | 0190-WST-STM-WHB-MHFNCE03 | PM03 | 301 | 1Y Calibration WHB TT 123 | Multi Hearth Furnace 3 | C | 0190E011 | 2015-07-21 | 2010-12-22 | PHILAGANAN
0190-061-266 | 51984 | 0190-WST-STM-WHB-MHFNCE02 | PM03 | 301 | 1Y Calibration WHB TT 122 | Multi Hearth Furnace 2 | C | 0190E011 | 2015-07-21 | 2010-12-22 | PHILAGANAN
0190-061-265 | 51984 | 0190-WST-STM-WHB-MHFNCE01 | PM03 | 301 | 1Y Calibration WHB TT 121 | Multi Hearth Furnace 1 | C | 0190E011 | 2015-07-21 | 2010-12-21 | PHILAGANAN
0190-061-264 | 51982 | 0190-WST-STM-WHB-COMMON01 | PM03 | 301 | 1Y PLANNED CALIBRATION PT 248-LURGI | Waste Heat Boiler Facilities Common | C | 0190E017 | 2015-07-21 | 2010-10-14 | PHILAGANAN
0190-061-263 | 51982 | 0190-WST-STM-WHB-COMMON01 | PM03 | 301 | 1Y Calibration WHB PIC 130R | Waste Heat Boiler Facilities Common | C | 0190E017 | 2015-07-21 | 2010-10-14 | PHILAGANAN
0190-061-262 | 51982 | 0190-WST-STM-WHB-COMMON01 | PM03 | 301 | 1Y Calibration WHB PT 9908 | Waste Heat Boiler Facilities Common | C | 0190E017 | 2015-07-21 | 2010-10-14 | PHILAGANAN
0190-061-261 | 51982 | 0190-ENG-STM-WHB-SCRBER01 | PM03 | 301 | 1Y Calibration WHB PT 9908 K | Wet Scrubber Flue Gas Scrubber | C | 0190E017 | 2015-07-21 | 2010-12-21 | PHILAGANAN
0190-061-259 | 51982 | 0190-ENG-STM-WHB-PCCMBR01 | PM03 | 301 | 1Y Calibration WHB PT 9907 | Post Combustion Chamber | C | 0190E017 | 2015-07-21 | 2010-12-21 | PHILAGANAN
0190-061-258 | 51982 | 0190-ENG-STM-WHB-PCCMBR01 | PM03 | 301 | 1Y Calibration WHB LP-P 9907K | Post Combustion Chamber | C | 0190E017 | 2015-07-21 | 2010-12-21 | PHILAGANAN
0190-061-257 | 51982 | 0190-WST-STM-WHB-COMMON01 | PM03 | 301 | 1Y Calibration WHB PT 9906 | Waste Heat Boiler Facilities Common | C | 0190E017 | 2015-07-21 | 2010-12-21 | PHILAGANAN
0190-061-256 | 51982 | 0190-ENG-STM-WTF-FWTANK02 | PM03 | 301 | 1Y PLANNED CALIBRATION LP-L 9909 | Feedwater Tank 2 BOSCH ex LURGI | C | 0190E011 | 2015-09-08 | 2010-12-22 | PHILAGANAN
0190-061-255 | 51982 | 0190-ENG-STM-WTF-FWTANK02 | PM03 | 301 | 1Y PLANNED CALIBRATION LP-L 9909 K | Feedwater Tank 2 BOSCH ex LURGI | C | 0190E011 | 2015-09-08 | 2010-12-21 | PHILAGANAN
0190-061-254 | 51985 | 0190-ENG-STM-WTF-FWTANK02 | PM03 | 301 | 1Y Calibration WHB LCV 9909 | Feedwater Tank 2 BOSCH ex LURGI | C | 0190E011 | 2015-09-08 | 2010-12-21 | PHILAGANAN
0190-061-253 | 51982 | 0190-WST-STM-WHB-COMMON01 | PM03 | 301 | 1Y Calibration Lurgi LIT 9905 T | Waste Heat Boiler Facilities Common | C | 0190E017 | 2015-09-08 | 2010-12-21 | PHILAGANAN
0190-061-252 | 51982 | 0190-WST-STM-WHB-COMMON01 | PM03 | 305 | 1Y PLANNED CALIBRATION LP-L 9905 K | Waste Heat Boiler Facilities Common | C | 0190E017 | 2021-01-13 | 2010-12-21 | PHILAGANAN
0190-061-251 | 51985 | 0190-WST-STM-WHB-COMMON01 | PM03 | 301 | 1Y PLANNED CALIBRATION I/P CV LIC 9905 | Waste Heat Boiler Facilities Common | C | 0190E017 | 2015-09-08 | 2010-10-14 | PHILAGANAN
0190-061-250 | 51986 | 0190-ENG-STM-WHB-STMLNE01 | PM03 | 301 | 1Y Calibration WHB FIC-054 | WH Boiler Steam Distribution Line | C | 0190E017 | 2015-09-08 | 2010-10-11 | PHILAGANAN
0190-061-172 | 51986 | 0190-ENG-STM-FBB-BURNER02 | PM03 | 301 | 1Y Calibration AFBB FT 24-52-02 | Load Burner | C | 0190E017 | 2015-09-08 | 2010-10-20 | PHILAGANAN
0190-061-171 | 51985 | 0190-ENG-STM-FBB-BURNER01 | PM03 | 301 | 1Y Calibration AFBB ZC 403 | Start-up Burner | B | 0190E017 | 2015-09-08 | 2010-10-20 | PHILAGANAN
0190-061-170 | 51985 | 0190-ENG-STM-FBB-COMMON01 | PM03 | 301 | 1Y Calibration AFBB PCV204 | AFBB Common Facilities | C | 0190E017 | 2015-09-08 | 2010-10-20 | PHILAGANAN
0190-061-169 | 51985 | 0190-ENG-STM-FBB-ECOFAC01 | PM03 | 301 | 1Y Calibration AFBB LCV102 | Economizer Facilities | C | 0190E017 | 2015-09-08 | 2010-10-20 | PHILAGANAN
0190-061-168 | 51985 | 0190-ENG-STM-FBB-COMMON01 | PM03 | 301 | 1Y Calibration AFBB TCV401 | AFBB Common Facilities | C | 0190E017 | 2015-09-08 | 2010-10-20 | PHILAGANAN
0190-061-165 | 51985 | 0190-ENG-STM-FBB-COMMON01 | PM03 | 301 | 1Y Calibration AFBB FCV 24-53-01 | AFBB Common Facilities | C | 0190E017 | 2015-09-08 | 2010-10-20 | PHILAGANAN
0190-061-164 | 51985 | 0190-ENG-STM-FBB-COMMON01 | PM03 | 301 | 1Y Calibration AFBB FCV 22-53-01 | AFBB Common Facilities | C | 0190E017 | 2015-09-08 | 2010-10-20 | PHILAGANAN
0190-061-163 | 51985 | 0190-ENG-STM-FBB-COMMON01 | PM03 | 301 | 1Y Calibration AFBB HCV 650 | AFBB Common Facilities | C | 0190E017 | 2015-09-08 | 2010-10-20 | PHILAGANAN
0190-061-162 | 51985 | 0190-ENG-STM-FBB-COMMON01 | PM03 | 301 | 1Y Calibration AFBB HCV 402 | AFBB Common Facilities | C | 0190E017 | 2015-09-08 | 2010-10-20 | PHILAGANAN
0190-061-161 | 51985 | 0190-ENG-STM-FBB-COMMON01 | PM03 | 301 | 1Y Calibration AFBB FCV 102 | AFBB Common Facilities | C | 0190E017 | 2015-09-08 | 2010-10-20 | PHILAGANAN
0190-061-160 | 55231 | 0190-ENG-SCG-PCH-CGSILO02 | PM03 | 301 | 1Y Calibration AFBB LP-W 628 | Spent Coffee Grounds Silo No 2 (FBB) | C | 0190E011 | 2015-09-08 | 2010-12-22 | PHILAGANAN
0190-061-159 | 51984 | 0190-ENG-STM-FBB-COMMON01 | PM03 | 301 | 1Y Calibration AFBB TT 421D | AFBB Common Facilities | C | 0190E017 | 2015-09-08 | 2010-10-19 | PHILAGANAN
0190-061-158 | 51984 | 0190-ENG-STM-FBB-COMMON01 | PM03 | 301 | 1Y Calibration AFBB TT 421C | AFBB Common Facilities | C | 0190E017 | 2015-09-08 | 2010-10-19 | PHILAGANAN
0190-061-157 | 51984 | 0190-ENG-STM-FBB-COMMON01 | PM03 | 301 | 1Y Calibration AFBB TT 421B | AFBB Common Facilities | C | 0190E017 | 2015-09-08 | 2010-10-19 | PHILAGANAN
0190-061-156 | 51984 | 0190-ENG-STM-FBB-COMMON01 | PM03 | 301 | 1Y Calibration AFBB TT 421A | AFBB Common Facilities | C | 0190E017 | 2015-09-08 | 2010-10-19 | PHILAGANAN
0190-061-155 | 51984 | 0190-ENG-STM-FBB-COMMON01 | PM03 | 301 | 1Y Calibration AFBB TT 405 | AFBB Common Facilities | C | 0190E017 | 2015-09-08 | 2010-10-19 | PHILAGANAN
0190-061-154 | 51984 | 0190-ENG-STM-FBB-FRCDFN01 | PM03 | 301 | 1Y Calibration AFBB TT 401 | Force Draft Fan Assembly | C | 0190E017 | 2015-09-08 | 2010-10-19 | PHILAGANAN
0190-061-153 | 51984 | 0190-ENG-STM-FBB-COMMON01 | PM03 | 301 | 1Y Calibration AFBB TT 400C | AFBB Common Facilities | C | 0190E017 | 2015-09-08 | 2010-10-19 | PHILAGANAN
0190-061-152 | 51984 | 0190-ENG-STM-FBB-COMMON01 | PM03 | 301 | 1Y Calibration AFBB TT 400B | AFBB Common Facilities | C | 0190E017 | 2015-09-08 | 2010-10-19 | PHILAGANAN
0190-061-151 | 51984 | 0190-ENG-STM-FBB-COMMON01 | PM03 | 301 | 1Y Calibration AFBB TT 400A | AFBB Common Facilities | C | 0190E017 | 2015-09-08 | 2010-10-19 | PHILAGANAN
0190-061-150 | 51984 | 0190-ENG-STM-ESP-FCLTY01 | PM03 | 301 | 1Y Calibration AFBB TT310 | ESP Facility | C | 0190E017 | 2015-07-21 | 2010-10-19 | PHILAGANAN
0190-061-149 | 51984 | 0190-ENG-STM-ESP-FCLTY01 | PM03 | 301 | 1Y Calibration AFBB TT308 | ESP Facility | C | 0190E017 | 2015-07-21 | 2010-10-19 | PHILAGANAN
0190-061-148 | 51984 | 0190-ENG-STM-FBB-ECOFAC01 | PM03 | 301 | 1Y Calibration AFBB TT 306 | Economizer Facilities | C | 0190E017 | 2015-07-21 | 2010-10-19 | PHILAGANAN
0190-061-147 | 51984 | 0190-ENG-STM-FBB-ECOFAC01 | PM03 | 301 | 1Y Calibration AFBB TT 304 | Economizer Facilities | C | 0190E017 | 2015-07-21 | 2010-10-19 | PHILAGANAN
0190-061-146 | 51984 | 0190-ENG-STM-FBB-BURNER02 | PM03 | 301 | 1Y Calibration AFBB 5A1-TT-24-72 | Load Burner | C | 0190E017 | 2015-07-21 | 2010-10-19 | PHILAGANAN
0190-061-145 | 51984 | 0190-ENG-STM-FBB-COMMON01 | PM03 | 301 | 1Y Calibration AFBB TT 205 | AFBB Common Facilities | C | 0190E017 | 2015-07-21 | 2010-10-19 | PHILAGANAN
0190-061-144 | 51984 | 0190-ENG-STM-FBB-COMMON01 | PM03 | 301 | 1Y Calibration AFBB TT 203 | AFBB Common Facilities | C | 0190E017 | 2015-07-21 | 2010-10-19 | PHILAGANAN
0190-061-143 | 51984 | 0190-ENG-STM-FBB-COMMON01 | PM03 | 301 | 1Y Calibration AFBB TT 110 | AFBB Common Facilities | C | 0190E017 | 2015-07-21 | 2010-10-19 | PHILAGANAN
0190-061-142 | 51984 | 0190-ENG-STM-FBB-ECOFAC01 | PM03 | 301 | 1Y Calibration AFBB TT 105 | Economizer Facilities | C | 0190E017 | 2015-07-21 | 2010-10-19 | PHILAGANAN
0190-061-141 | 51984 | 0190-ENG-STM-FBB-ECOFAC01 | PM03 | 301 | 1Y Calibration AFBB TT 104 | Economizer Facilities | C | 0190E017 | 2015-07-21 | 2010-10-19 | PHILAGANAN
0190-061-140 | 51984 | 0190-ENG-STM-FBB-ECOFAC01 | PM03 | 301 | 1Y Calibration AFBB TT 103 | Economizer Facilities | C | 0190E017 | 2015-07-21 | 2010-10-19 | PHILAGANAN
0190-061-137 | 51985 | 0190-ENG-STM-FBB-FGRFAN01 | PM03 | 301 | 1Y CALIBRATION AFBB LPZ421 | Flue Gas Recirculation Fan | C | 0190E017 | 2015-07-21 | 2010-10-19 | PHILAGANAN
0190-061-136 | 51982 | 0190-ENG-STM-FBB-COMMON01 | PM03 | 301 | 1Y Calibration AFBB PT 804 | AFBB Common Facilities | C | 0190E017 | 2015-07-21 | 2010-10-19 | PHILAGANAN
0190-061-135 | 51982 | 0190-ENG-STM-FBB-COMMON01 | PM03 | 301 | 1Y Calibration AFBB PT 624 | AFBB Common Facilities | C | 0190E017 | 2015-07-21 | 2010-10-19 | PHILAGANAN
0190-061-134 | 51982 | 0190-ENG-STM-FBB | PM03 | 301 | 1Y Calibration AFBB PT 622 | Fluidized Bed Boiler Facilities | X | 0190E012 | 2015-07-21 | 2010-10-19 | PHILAGANAN
0190-061-133 | 51982 | 0190-ENG-STM-FBB-COMMON01 | PM03 | 301 | 1Y Calibration AFBB PT 455 | AFBB Common Facilities | C | 0190E017 | 2015-07-21 | 2010-10-19 | PHILAGANAN
0190-061-132 | 51982 | 0190-ENG-STM-FBB-COMMON01 | PM03 | 301 | 1Y Calibration AFBB PT 445 | AFBB Common Facilities | C | 0190E017 | 2015-07-21 | 2010-10-19 | PHILAGANAN
0190-061-131 | 51982 | 0190-ENG-STM-FBB-COMMON01 | PM03 | 301 | 1Y Calibration AFBB PT 435 | AFBB Common Facilities | C | 0190E017 | 2015-07-21 | 2010-10-19 | PHILAGANAN
0190-061-130 | 51982 | 0190-ENG-STM-FBB-COMMON01 | PM03 | 301 | 1Y Calibration AFBB PT 425 | AFBB Common Facilities | C | 0190E017 | 2015-07-21 | 2010-10-19 | PHILAGANAN
0190-061-129 | 51982 | 0190-ENG-STM-FBB-COMMON01 | PM03 | 301 | 1Y Calibration AFBB PDT 425 | AFBB Common Facilities | C | 0190E017 | 2015-07-21 | 2010-10-19 | PHILAGANAN
0190-061-128 | 51982 | 0190-ENG-STM-FBB-COMMON01 | PM03 | 301 | 1Y Calibration AFBB PDT 424 | AFBB Common Facilities | C | 0190E017 | 2015-07-21 | 2010-10-19 | PHILAGANAN
0190-061-127 | 51982 | 0190-ENG-PPT-GN2-CTRPNL01 | PM03 | 301 | 1Y Calibration AFBB PT 412 | G2 Control Panel | B | 0190E009 | 2015-07-21 | 2010-10-19 | PHILAGANAN
0190-061-126 | 51982 | 0190-ENG-STM-FBB-COMMON01 | PM03 | 301 | 1Y Calibration AFBB PT 404 | AFBB Common Facilities | C | 0190E017 | 2015-07-21 | 2010-10-19 | PHILAGANAN
0190-061-125 | 51985 | 0190-ENG-STM-FBB-AIRPRE01 | PM03 | 301 | 1Y CALIBRATION AFBB ZT400 | Air Preheater Facilities | C | 0190E017 | 2015-07-21 | 2011-05-26 | PHILAGANAN
0190-061-124 | 51982 | 0190-ENG-STM-FBB-FRCDFN01 | PM03 | 301 | 1Y Calibration AFBB 5A1-PIT-20.02 | Force Draft Fan Assembly | C | 0190E017 | 2015-07-21 | 2010-10-19 | PHILAGANAN
0190-061-123 | 51982 | 0190-ENG-STM-FBB-FGRFAN01 | PM03 | 301 | 1Y Calibration AFBB 5A1-PIT-18.12 | Flue Gas Recirculation Fan | C | 0190E017 | 2015-07-21 | 2010-10-19 | PHILAGANAN
0190-061-122 | 51982 | 0190-ENG-STM-ESP-FCLTY01 | PM03 | 301 | 1Y Calibration AFBB PT 311 | ESP Facility | C | 0190E017 | 2015-07-21 | 2010-10-19 | PHILAGANAN
0190-061-121 | 51982 | 0190-ENG-STM-ESP-FCLTY01 | PM03 | 301 | 1Y Calibration AFBB PT 307 | ESP Facility | C | 0190E017 | 2015-07-21 | 2010-10-19 | PHILAGANAN
0190-061-120 | 51982 | 0190-ENG-STM-FBB-ECOFAC01 | PM03 | 301 | 1Y Calibration AFBB PT 305 | Economizer Facilities | C | 0190E017 | 2015-07-21 | 2010-10-19 | PHILAGANAN
0190-061-119 | 51982 | 0190-ENG-STM-FBB-ECOFAC01 | PM03 | 301 | 1Y Calibration AFBB PT 303 | Economizer Facilities | C | 0190E017 | 2015-07-21 | 2010-10-19 | PHILAGANAN
0190-061-118 | 51982 | 0190-ENG-STM-FBB-COMMON01 | PM03 | 301 | 1Y Calibration AFBB PT 300 | AFBB Common Facilities | C | 0190E017 | 2015-07-21 | 2010-10-19 | PHILAGANAN
0190-061-117 | 51982 | 0190-ENG-STM-FBB-BURNER01 | PM03 | 301 | 1Y Calibration AFBB PT 24-031 | Start-up Burner | B | 0190E017 | 2015-07-21 | 2010-10-19 | PHILAGANAN
0190-061-116 | 51982 | 0190-ENG-STM-FBB-COMMON01 | PM03 | 301 | 1Y Calibration AFBB PT 204 | AFBB Common Facilities | C | 0190E017 | 2015-07-21 | 2010-10-19 | PHILAGANAN
0190-061-115 | 51982 | 0190-ENG-STM-FBB-COMMON01 | PM03 | 301 | 1Y Calibration AFBB PT 201 | AFBB Common Facilities | C | 0190E017 | 2015-07-21 | 2010-10-19 | PHILAGANAN
0190-061-114 | 51982 | 0190-ENG-STM-FBB-COMMON01 | PM03 | 301 | 1Y Calibration AFBB PT 109 | AFBB Common Facilities | C | 0190E017 | 2015-07-21 | 2010-10-19 | PHILAGANAN
0190-061-111 | 51982 | 0190-ENG-STM-FBB-COMMON01 | PM03 | 301 | 1Y Calibration AFBB LT 102 | AFBB Common Facilities | C | 0190E017 | 2015-07-21 | 2010-10-19 | PHILAGANAN
0190-061-110 | 51982 | 0190-ENG-STM-FBB-COMMON01 | PM03 | 301 | 1Y Calibration AFBB 5A1-FIT-01.07 | AFBB Common Facilities | C | 0190E017 | 2015-07-21 | 2010-10-19 | PHILAGANAN
0190-061-109 | 51982 | 0190-ENG-STM-FBB-COMMON01 | PM03 | 301 | 1Y Calibration AFBB FT 411 | AFBB Common Facilities | C | 0190E017 | 2015-07-21 | 2010-10-19 | PHILAGANAN
0190-061-108 | 51982 | 0190-ENG-STM-FBB-COMMON01 | PM03 | 301 | 1Y Calibration AFBB FT 410 | AFBB Common Facilities | C | 0190E017 | 2015-07-21 | 2010-10-19 | PHILAGANAN
0190-061-107 | 51982 | 0190-ENG-STM-FBB-COMMON01 | PM03 | 301 | 1Y Calibration AFBB 5A1-FIT-02.04 | AFBB Common Facilities | C | 0190E017 | 2015-07-21 | 2010-10-19 | PHILAGANAN
0190-061-106 | 51982 | 0190-ENG-STM-FBB-COMMON01 | PM03 | 301 | 1Y Calibration AFBB FT406 | AFBB Common Facilities | C | 0190E017 | 2015-07-21 | 2010-10-01 | PHILAGANAN
0190-061-105 | 51982 | 0190-ENG-STM-FBB-FGRFAN01 | PM03 | 301 | 1Y Calibration AFBB 5A1-FIT-19.06 | Flue Gas Recirculation Fan | C | 0190E017 | 2015-07-21 | 2010-10-01 | PHILAGANAN
0190-061-104 | 51982 | 0190-ENG-STM-FBB-BURNER01 | PM03 | 301 | 1Y Calibration AFBB FT22-52-02 | Start-up Burner | B | 0190E017 | 2015-07-21 | 2010-10-01 | PHILAGANAN
0190-061-103 | 51982 | 0190-ENG-STM-FBB-COMMON01 | PM03 | 301 | 1Y Calibration AFBB FT210 | AFBB Common Facilities | C | 0190E017 | 2015-07-21 | 2010-10-01 | PHILAGANAN
0190-061-102 | 51986 | 0190-ENG-STM-FBB-COMMON01 | PM03 | 301 | 1Y Calibration AFBB 5A1-FIT-23.13 | AFBB Common Facilities | C | 0190E017 | 2015-07-21 | 2010-10-01 | PHILAGANAN
0190-061-101 | 51982 | 0190-ENG-STM-ESP-FCLTY01 | PM03 | 301 | 1Y Calibration AFBB 5A1-FIT-05.03 | ESP Facility | C | 0190E017 | 2015-07-21 | 2010-10-01 | PHILAGANAN
0190-061-100 | 51982 | 0190-ENG-STM-FBB-ECOFAC01 | PM03 | 301 | 1Y Calibration AFBB FT102 | Economizer Facilities | C | 0190E017 | 2015-09-08 | 2010-10-01 | PHILAGANAN
0190-061-049 | 52012 | 0190-ENG-GFO-CEI-LTGSYS | PM03 | 301 | 1Y RECALIBRATION ER_008 | Factory Wide Lighting System | C | 0190E017 | 2015-09-08 | 2011-09-05 | PHILAGANAN
0190-061-048 | 52012 | 0190-ENG-GFO-CEI-LTGSYS | PM03 | 301 | 1Y RECALIBRATION ER_007 | Factory Wide Lighting System | C | 0190E017 | 2015-09-08 | 2011-09-05 | PHILAGANAN
0190-061-047 | 52012 | 0190-ENG-GFO-CEI-LTGSYS | PM03 | 301 | 1Y RECALIBRATION ER_006 | Factory Wide Lighting System | C | 0190E017 | 2015-09-08 | 2011-09-05 | PHILAGANAN
0190-061-046 | 52012 | 0190-ENG-GFO-CEI-WRKSHP | PM03 | 301 | 52W Calibration Yokogawa CA 100 | Central EI Workshop | C | 0190E017 | 2016-11-15 | 2011-09-05 | PHILAGANAN
0190-061-045 | 52012 | 0190-ENG-GFO-CEI-LTGSYS | PM03 | 301 | 52W Calibration Omega CI23A | Factory Wide Lighting System | C | 0190E017 | 2017-06-14 | 2011-09-05 | PHILAGANAN
0190-061-044 | 51820 | 0190-ENG-GFO-CEI-LTGSYS | PM03 | 301 | 52W Calibration TW Nutex (20 kg) | Factory Wide Lighting System | C | 0190E017 | 2017-06-14 | 2011-09-05 | PHILAGANAN
0190-061-043 | 52545 | 0190-ENG-GFO-CEI-WRKSHP | PM03 | 301 | 52W Calibration Beamex MC5P | Central EI Workshop | C | 0190E017 | 2017-06-14 | 2011-09-05 | PHILAGANAN
0190-061-037 | 57959 | 0190-ENG-GFO-CEI-WRKSHP | PM03 | 301 | 13W Calibration Multigas Detector | Central EI Workshop | C | 0190E017 | 2020-08-13 | 2011-06-03 | PHILAGANAN
0190-061-036 | 52545 | 0190-ENG-GFO-CEI-WRKSHP | PM03 | 301 | 52W Calibration Beamex MC5F-MC | Central EI Workshop | C | 0190E017 | 2017-06-14 | 2011-05-05 | PHILAGANAN
0190-061-035 | 51688 | 0190-ENG-GFO-CEI-LTGSYS | PM03 | 301 | 52W RECALIBRATION UCAL400 DRY BLOCK | Factory Wide Lighting System | C | 0190E017 | 2016-12-12 | 2011-05-05 | PHILAGANAN
0190-061-034 | 52545 | 0190-ENG-GFO-CEI-WRKSHP | PM03 | 301 | 52W Cal Beamex MC5 SN# 25518216 | Central EI Workshop | C | 0190E017 | 2020-09-11 | 2011-05-05 | PHILAGANAN
0190-061-034 | 52545 | 0190-ENG-GFO-CEI-WRKSHP | PM03 |  | 52W Cal Beamex MC5 SN# 25513422 | Central EI Workshop | C | 0190E017 | 2020-09-11 | 2015-04-07 | PHILAGANAN
0190-061-033 | 51688 | 0190-ENG-GFO-CEI-WRKSHP | PM03 | 301 | 1Y Cal Jofra Dry Block ER_006 | Central EI Workshop | C | 0190E017 | 2014-09-20 | 2011-05-05 | PHILAGANAN
0190-061-033 | 51688 | 0190-ENG-GFO-CEI-WRKSHP | PM03 | 301 | 1Y Cal Jofra Dry Block ER_007 | Central EI Workshop | C | 0190E017 | 2014-09-20 | 2014-08-29 | PHILAGANAN
0190-061-033 | 51688 | 0190-ENG-GFO-CEI-WRKSHP | PM03 | 301 | 1Y Cal Jofra Dry Block ER_008 | Central EI Workshop | C | 0190E017 | 2014-09-20 | 2014-08-29 | PHILAGANAN
0190-061-032 | 51986 | 0190-ENG-WWT-CMN-FCLTY | PM03 | 301 | 52W CALIBRATION WWTP FT EI-049 | WAste Water Treatment Plant Facility | C | 0190E017 | 2016-05-20 | 2011-04-29 | PHILAGANAN
0190-061-024 | 51820 | 0190-ENG-GFO-CEI-LTGSYS | PM03 | 301 | 1Y CALIBRATION MILK F/P TST WT 23729987 | Factory Wide Lighting System | C | 0190E017 | 2012-06-04 | 2011-07-30 | PHFUTALARA
0190-061-023 | 51820 | 0190-ENG-GFO-CEI-LTGSYS | PM03 | 301 | 1Y CALIBRATION MILK F/P TST WT 23729986 | Factory Wide Lighting System | C | 0190E017 | 2012-06-04 | 2011-07-30 | PHFUTALARA
0190-061-022 | 52012 | 0190-ENG-GFO-CEI-LTGSYS | PM03 | 301 | 52W CALIBRATION YOKOGAWA CA 100 | Factory Wide Lighting System | C | 0190E017 | 2017-06-14 | 2010-10-02 | PHILAGANAN
0190-061-021 | 51820 | 0190-ENG-GFO-CEI-LTGSYS | PM03 | 301 | 3Y Calibration Reference Test Weights | Factory Wide Lighting System | C | 0190E017 | 2017-06-14 | 2011-06-02 | PHILAGANAN
0190-061-020 | 51820 | 0190-ENG-GFO-CEI-LTGSYS | PM03 | 301 | 1Y CALIBRATION MILK F/P TST WT 23629589 | Factory Wide Lighting System | C | 0190E017 | 2012-06-04 | 2011-07-30 | PHFUTALARA
0190-061-019 | 51820 | 0190-ENG-GFO-CEI-LTGSYS | PM03 | 301 | 1Y CALIBRATION MILK F/P TST WT 23829485 | Factory Wide Lighting System | C | 0190E017 | 2012-06-04 | 2011-07-30 | PHFUTALARA
0190-061-018 | 51820 | 0190-ENG-GFO-CEI-LTGSYS | PM03 | 301 | 1Y CALIBRATION MILK F/P TST WT 23629585 | Factory Wide Lighting System | C | 0190E017 | 2012-06-04 | 2011-07-30 | PHFUTALARA
0190-061-017 | 51820 | 0190-ENG-GFO-CEI-LTGSYS | PM03 | 301 | 1Y CALIBRATION MILK F/P TST WT 23629588 | Factory Wide Lighting System | C | 0190E017 | 2012-06-04 | 2011-07-30 | PHFUTALARA
0190-061-016 | 51820 | 0190-ENG-GFO-CEI-LTGSYS | PM03 | 301 | 1Y CALIBRATION MILK F/P TST WT 23829484 | Factory Wide Lighting System | C | 0190E017 | 2012-06-04 | 2011-07-30 | PHFUTALARA
0190-061-015 | 51820 | 0190-ENG-GFO-CEI-LTGSYS | PM03 | 301 | 1Y CALIBRATION MILK F/P TST WT 23629586 | Factory Wide Lighting System | C | 0190E017 | 2012-06-04 | 2011-07-30 | PHFUTALARA
0190-061-014 | 51820 | 0190-ENG-GFO-CEI-LTGSYS | PM03 | 301 | 1Y CALIBRATION MILK F/P TST WT 23629578 | Factory Wide Lighting System | C | 0190E017 | 2012-06-04 | 2011-07-30 | PHFUTALARA
0190-061-013 | 51820 | 0190-ENG-GFO-CEI-LTGSYS | PM03 | 301 | 1Y CALIBRATION MILK F/P TST WT 23129474 | Factory Wide Lighting System | C | 0190E017 | 2012-06-04 | 2011-07-30 | PHFUTALARA
0190-061-012 | 51820 | 0190-ENG-GFO-CEI-LTGSYS | PM03 | 301 | 1Y CALIBRATION MILK F/P TST WT 23129473 | Factory Wide Lighting System | C | 0190E017 | 2020-08-14 | 2011-07-30 | PHILAGANAN
0190-061-011 | 51820 | 0190-ENG-GFO-CEI-WRKSHP | PM03 | 301 | 52W Calibration Milks F/P Test Stone-Aug | Central EI Workshop | C | 0190E017 | 2017-06-14 | 2011-07-30 | PHILAGANAN
0190-061-010 | 51820 | 0190-ENG-GFO-CEI-WRKSHP | PM03 | 301 | 52W Calibration Milks F/P Test Stone-Jul | Central EI Workshop | C | 0190E017 | 2017-06-14 | 2011-07-30 | PHILAGANAN
0190-061-009 | 51820 | 0190-ENG-GFO-CEI-LTGSYS | PM03 | 301 | 52W Calibration Milks F/P Test Stone-Apr | Factory Wide Lighting System | C | 0190E017 | 2017-06-14 | 2011-07-30 | PHILAGANAN
0190-061-008 | 51820 | 0190-ENG-GFO-CEI-WRKSHP | PM03 | 301 | 52W Calibration Milks F/P Test Stone-May | Central EI Workshop | C | 0190E017 | 2017-06-14 | 2011-07-30 | PHILAGANAN
0190-061-007 | 51820 | 0190-ENG-GFO-CEI-LTGSYS | PM03 | 301 | 1Y CALIBRATION MILK F/P TST WT 23129554 | Factory Wide Lighting System | C | 0190E017 | 2012-06-04 | 2011-07-30 | PHFUTALARA
0190-061-006 | 51820 | 0190-ENG-GFO-CEI-LTGSYS | PM03 | 301 | 1Y CALIBRATION MILK F/P TST WT 23129672 | Factory Wide Lighting System | C | 0190E017 | 2012-06-04 | 2011-07-30 | PHFUTALARA
0190-061-005 | 51820 | 0190-ENG-GFO-CEI-LTGSYS | PM03 | 301 | 1Y CALIBRATION MILK F/P TST WT 23129670 | Factory Wide Lighting System | C | 0190E017 | 2012-06-04 | 2011-07-30 | PHFUTALARA
0190-061-004 | 51054 | 0190-ENG-HSF-WSL-PWEIGH02 | PM03 | 301 | 52W Calibration GCCD WI 2 | Green Coffee Pallet Weigher 02 | C | 0190E017 | 2017-06-14 | 2011-02-25 | PHILAGANAN
0190-061-003 | 51054 | 0190-ENG-HSF-WSL-PWEIGH01 | PM03 | 301 | 52W Calibration GCCD WI 1 | Green Coffee Pallet Weigher 01 | C | 0190E017 | 2017-06-14 | 2011-02-25 | PHILAGANAN
0190-061-002 | 52546 | 0190-ENG-GFO-FCT-FCLTY | PM03 | 301 | 1Y CALIBRATION EW-006 | Factory Overhead Facilities | C | 0190E017 | 2015-09-08 | 2011-02-18 | PHILAGANAN
0190-061-001 | 51987 | 0190-ENG-WWT-AER-AERATK07 | PM03 | 301 | 3M Calibration pH 008 WWTP Aertank07 | Aeration Tank No 7 | A | 0190E017 | 2015-04-06 | 2010-10-01 | PHILAGANAN
0190-061-001 | 51987 | 0190-ENG-WWT-CMN-FCLTY | PM03 | 301 | 3M Calibration WWTP pH_012 Meter | WAste Water Treatment Plant Facility | C | 0190E017 | 2015-04-06 | 2012-07-07 | PHILAGANAN
0190-061-001 | 51987 | 0190-ENG-WWT-PRP-DILUTN01 | PM03 | 301 | 3M Calibration pH 006 WWTP DlnTank01 | Dilution No 1 | C | 0190E017 | 2015-04-06 | 2010-10-01 | PHILAGANAN
0190-061-001 | 51987 | 0190-ENG-WWT-PRP-DILUTN02 | PM03 | 301 | 3M Calibration pH 003 WWTP Dlntank02 | Dilution No 2 | C | 0190E017 | 2015-04-06 | 2010-10-01 | PHILAGANAN
0190-061-001 | 51987 | 0190-ENG-WWT-PRP-MIXWST01 | PM03 | 301 | 3M Calibration Milks Waste Pit pH_010 | Mix Waste Pit No 1 (Milks area) | C | 0190E011 | 2015-04-06 | 2013-04-08 | PHILAGANAN
0190-061-000 | 51989 | 0190-ENG-WWT-AER-AERATK01 | PM03 | 301 | 3M Cal WWTP DO Meter 5E3_DO-16.04 | Aeration Tank No 1 | B | 0190E017 | 2018-03-01 | 2010-10-01 | PHBALALAOS
0190-061-000 | 51989 | 0190-ENG-WWT-AER-CLARIF02 | PM03 | 301 | 13WK CALIBRATION DO METER | Clarifier 2 | A | 0190E017 | 2018-03-01 | 2010-10-01 | PHBALALAOS
0190-061-000 | 51989 | 0190-ENG-WWT-PTF-MIXGTK02 | PM03 | 301 | 3M Cal WWTP DO Meter 5E3_DO-24.06 | Mixing Pit No 2 | C | 0190E017 | 2018-03-01 | 2010-10-01 | PHBALALAOS
0190-060-999 | 411399 | 0190-ENG-CAF-AIR-ADR08 | PM03 | 307 | 8W Inspection of Dryer 08 | Air Dryer No 2 - FD610W | B | 0190E009 | 2021-01-13 | 2014-01-09 | PHILAGANAN
0190-060-999 | 411399 | 0190-ENG-CAF-AIR-ADR10 | PM03 | 307 | 8W Inspection of Dryer 07 | Air Dryer No 1 - FD610W | B | 0190E009 | 2021-01-13 | 2014-01-09 | PHILAGANAN
0190-060-999 | 411399 | 0190-ENG-CAF-AIR-AIRCOM01 | PM03 | 307 | 8W Inspection of Compressor 01 | Air Compressor No 1 GA160 | C | 0190E009 | 2021-01-13 | 2014-01-09 | PHILAGANAN
0190-060-999 | 411399 | 0190-ENG-CAF-AIR-AIRCOM021 | PM03 | 307 | 8W Inspection of Compressor 02.1 | Air Compressor No 2.1 ZR160 | C | 0190E009 | 2021-01-13 | 2017-08-09 | PHILAGANAN
0190-060-999 | 411399 | 0190-ENG-CAF-AIR-AIRCOM031 | PM03 | 307 | 8W Inspection of Compressor 03.1 | Air Compressor No 3.1 ZR160 | C | 0190E009 | 2021-01-13 | 2017-08-09 | PHILAGANAN
0190-060-999 | 411399 | 0190-ENG-CAF-AIR-AIRCOM04 | PM03 | 307 | 8W Inspection of Compressor 04 | Air Compressor No 4 GA110 | C | 0190E009 | 2021-01-13 | 2014-01-09 | PHILAGANAN
0190-060-999 | 411399 | 0190-ENG-CAF-AIR-AIRCOM05 | PM03 | 307 | 8W Inspection of Compressor 05 | Air Compressor No 5 ZR132 | C | 0190E009 | 2021-01-13 | 2014-01-09 | PHILAGANAN
0190-060-999 | 411399 | 0190-ENG-CAF-AIR-AIRCOM061 | PM03 | 307 | 8W Inspection of Compressor 06.1 | Air Compressor No 6.1 ZR160 | C | 0190E009 | 2021-01-13 | 2014-01-09 | PHILAGANAN
0190-060-999 | 411399 | 0190-ENG-CAF-AIR-AIRCOM071 | PM03 | 307 | 8W Inspection of Compressor 07.1 | Air Compressor No 7.1 ZR160 | C | 0190E009 | 2021-01-13 | 2014-01-09 | PHILAGANAN
0190-060-999 | 411399 | 0190-ENG-CAF-AIR-AIRCOM10 | PM03 | 307 | 8W Inspection of Compressor 10 | Air Compressor No 10 LT12 | C | 0190E009 | 2021-01-13 | 2014-01-09 | PHILAGANAN
0190-060-999 | 411399 | 0190-ENG-CAF-AIR-LNEFLTR11 | PM03 | 307 | 8W Inspection Line Filter 11 | Line Filter 1 - DD2200+F | B | 0190E009 | 2021-01-13 | 2017-08-09 | PHILAGANAN
0190-060-999 | 411399 | 0190-ENG-CAF-AIR-LNEFLTR12 | PM03 | 307 | 8W Inspection Line Filter 12 | Line Filter 1 - PD2200+F | B | 0190E009 | 2021-01-13 | 2017-08-09 | PHILAGANAN
0190-060-999 | 411399 | 0190-ENG-CAF-AIR-LNEFLTR21 | PM03 | 307 | 8W Inspection Line Filter 21 | Line Filter 2 - DD2200+F | B | 0190E009 | 2021-01-13 | 2017-08-09 | PHILAGANAN
0190-060-999 | 411399 | 0190-ENG-CAF-AIR-LNEFLTR22 | PM03 | 307 | 8W Inspection Line Filter 22 | Line Filter 2 - PD2200+F | B | 0190E009 | 2021-01-13 | 2017-08-09 | PHILAGANAN
0190-060-999 | 411399 | 0190-ENG-IGG-N2A-AIRCOM01 | PM03 | 307 | 8W Inspection of N2 Compressor 01 | N2 Air Compressor No. 1 | A | 0190E009 | 2021-01-13 | 2014-04-30 | PHILAGANAN
0190-060-999 | 411399 | 0190-ENG-IGG-N2A-AIRCOM02 | PM03 | 307 | 8W Inspection of N2 Compressor 02 | N2 Air Compressor No. 2 | A | 0190E009 | 2021-01-13 | 2014-04-30 | PHILAGANAN
0190-060-949 | 45801 | 0190-ENG-PSC-H09-CAPATR09 | PM03 | 302 | 26W Thermal Scan PSC Cap Bank 9 | Capacitor Bank 09 | C | 0190E011 | 2021-11-23 | 2021-11-23 | PHILAGANAN
0190-060-949 | 45801 | 0190-ENG-PSC-H09-LVS09 | PM03 | 302 | 26W Thermal Scan PSC LVS 9 | LVS09, 440VAC, ACB, 3ph, 60Hz, Powerwell | A | 0190E011 | 2021-11-23 | 2021-11-23 | PHILAGANAN
0190-060-949 | 45801 | 0190-ENG-PSC-H09-MVSACBO9 | PM03 | 302 | 26W Thermal Scan PSC H9.2 MVS | MVS Unigear ZS2 Vacuum CB H9.2 | A | 0190E011 | 2021-11-23 | 2021-11-23 | PHILAGANAN
0190-060-949 | 45801 | 0190-ENG-PSC-H09-XFRMER09 | PM03 | 302 | 26W Thermal Scan PSC Transformer 9 | 2.5MVA Power Transformer T9.2 | A | 0190E011 | 2021-11-23 | 2021-11-23 | PHILAGANAN
0190-060-949 | 45801 | 0190-ENG-PSC-H10-CAPATR10 | PM03 | 302 | 26W Thermal Scan PSC Cap Bank 10 | Capacitor Bank 10 | C | 0190E011 | 2021-11-23 | 2021-11-23 | PHILAGANAN
0190-060-949 | 45801 | 0190-ENG-PSC-H10-LVS10 | PM03 | 302 | 26W Thermal Scan PSC LVS 10 | LVS10, 440VAC, ACB, 3ph, 60Hz, Powerwell | A | 0190E011 | 2021-11-23 | 2021-11-23 | PHILAGANAN
0190-060-949 | 45801 | 0190-ENG-PSC-H10-MVSACB10 | PM03 | 302 | 26W Thermal Scan PSC H10.2 MVS | MVS Unigear ZS2 Vacuum CB H10.2 | A | 0190E011 | 2021-11-23 | 2021-11-23 | PHILAGANAN
0190-060-949 | 45801 | 0190-ENG-PSC-H10-XFRMER10 | PM03 | 302 | 26W Thermal Scan PSC Transformer 10 | 2.5MVA Power Transformer T10.2 | A | 0190E011 | 2021-11-23 | 2021-11-23 | PHILAGANAN
0190-060-948 | 427025 | 0190-MLK-PRO-AHB-AIRHTR01 | PM03 | 305 | 5Y Replacement of Transformer for Servo | Milk Air Heater B1 | A | 0190E010 | 2021-01-13 | 2015-08-26 | PHILAGANAN
0190-060-948 | 427025 | 0190-MLK-PRO-AHB-AIRHTR02 | PM03 | 305 | 5Y Replacement of Transformer for Servo | Milk Air Heater B2 | A | 0190E010 | 2021-01-13 | 2015-08-26 | PHILAGANAN
0190-060-948 | 427025 | 0190-MLK-PRO-AHC-AIRHTR01 | PM03 | 305 | 5Y Replacement of Transformer for Servo | Milk Air Heater C1 | A | 0190E010 | 2021-01-13 | 2015-08-26 | PHILAGANAN
0190-060-947 | 425193 | 0190-ENG-PSA-H01-LVS01 | PM03 | 307 | 52W Power Cable Maintenance H0.1 | LVS 01 ACB 440vac 3ph 60hz | A | 0190E011 | 2021-01-13 | 2015-06-25 | PHILAGANAN
0190-060-947 | 425193 | 0190-ENG-PSA-H02-LVS02 | PM03 | 307 | 52W Power Cable Maintenance H0.2 | LVS 02 ACB 440vac 3ph 60hz | A | 0190E011 | 2021-01-13 | 2015-06-25 | PHILAGANAN
0190-060-947 | 425193 | 0190-ENG-PSA-H03-LVS03 | PM03 | 307 | 52W Power Cable Maintenance H0.3 | LVS 03 ACB 440vac 3ph 60hz | A | 0190E011 | 2021-01-13 | 2015-06-25 | PHILAGANAN
0190-060-947 | 425193 | 0190-ENG-PSA-H04-LVS04 | PM03 | 307 | 52W Power Cable Maintenance H0.4 | LVS 04 ACB 440vac 3ph 60hz | A | 0190E011 | 2021-01-13 | 2015-06-25 | PHILAGANAN
0190-060-947 | 425193 | 0190-ENG-PSA-H05-LVS05 | PM03 | 307 | 52W Power Cable Maintenance H0.5 | LVS 05 ACB 440vac 3ph 60hz | A | 0190E011 | 2021-01-13 | 2015-06-25 | PHILAGANAN
0190-060-947 | 425193 | 0190-ENG-PSA-H06-LVS06 | PM03 | 307 | 52W Power Cable Maintenance H0.6 | LVS 06 ACB 440vac 3ph 60hz | A | 0190E011 | 2021-01-13 | 2015-06-25 | PHILAGANAN
0190-060-947 | 425193 | 0190-ENG-PSB-H07-LVS07 | PM03 | 307 | 52W Power Cable Maintenance H0.7 | LVS7, 440VAC, ACB, 3ph, 60Hz, ABB | A | 0190E011 | 2021-01-13 | 2015-06-25 | PHILAGANAN
0190-060-947 | 425193 | 0190-ENG-PSB-H08-LVS08 | PM03 | 307 | 52W Power Cable Maintenance H0.8 | LVS8 440VAC, ACB, 3ph, 60Hz. ABB | A | 0190E011 | 2021-01-13 | 2015-06-25 | PHILAGANAN
0190-060-946 | 417770 | 0190-ENG-GFO-CEI-WRKSHP | PM03 | 307 | 1W Line Inspection and Monitoring - CALA | Central EI Workshop | C | 0190E017 | 2021-01-13 | 2014-08-27 | PHILAGANAN
0190-060-946 | 417770 | 0190-ENG-GFO-CEI-WRKSHP | PM03 | 307 | 1W Line Inspection and Monitoring - HAB | Central EI Workshop | C | 0190E017 | 2021-01-13 | 2014-08-27 | PHILAGANAN
0190-060-946 | 417770 | 0190-ENG-GFO-CEI-WRKSHP | PM03 | 307 | 1W Line Inspection and Monitoring - RAB | Central EI Workshop | C | 0190E017 | 2021-01-13 | 2014-08-27 | PHILAGANAN
0190-060-946 | 417770 | 0190-ENG-GFO-CEI-WRKSHP | PM03 | 307 | 1W Line Inspection and Monitoring - ECD | Central EI Workshop | C | 0190E017 | 2021-01-13 | 2014-08-27 | PHILAGANAN
0190-060-946 | 417770 | 0190-ENG-GFO-CEI-WRKSHP | PM03 | 307 | 1W Line Inspection and Monitoring - DAP | Central EI Workshop | C | 0190E017 | 2021-01-13 | 2014-08-27 | PHILAGANAN
0190-060-946 | 417770 | 0190-ENG-GFO-CEI-WRKSHP | PM03 | 307 | 1W Line Inspection and Monitoring - MLH | Central EI Workshop | C | 0190E017 | 2021-01-13 | 2014-08-27 | PHILAGANAN
0190-060-946 | 417770 | 0190-ENG-GFO-CEI-WRKSHP | PM03 | 307 | 1W Line Inspection and Monitoring - GSS | Central EI Workshop | C | 0190E017 | 2021-01-13 | 2014-08-27 | PHILAGANAN
0190-060-946 | 417770 | 0190-ENG-GFO-CEI-WRKSHP | PM03 | 307 | 1W Line Inspection and Monitoring - DAE | Central EI Workshop | C | 0190E017 | 2021-01-13 | 2014-08-27 | PHILAGANAN
0190-060-946 | 417770 | 0190-ENG-GFO-CEI-WRKSHP | PM03 | 307 | 1W Line Inspection and Monitoring - VTE | Central EI Workshop | C | 0190E017 | 2021-01-13 | 2014-08-27 | PHILAGANAN
0190-060-945 | 417540 | 0190-ENG-PPT-GN8-ENGINE01 | PM03 | 305 | 8000RH Planned Maintenance G8 Engine | Mobile GenSet 02 Engine Unit | B | 0190E009 | 2021-01-13 | 2014-08-20 | PHILAGANAN
0190-060-944 | 417540 | 0190-ENG-PPT-GN7-ENGINE01 | PM03 | 305 | 8000RH Planned Maintenance G7 Engine | Mobile GenSet 01 Engine Unit | B | 0190E009 | 2021-01-13 | 2014-08-20 | PHILAGANAN
0190-060-943 | 417538 | 0190-ENG-PPT-GN8-ENGINE01 | PM03 | 305 | 4000RH Planned Maintenance G8 Engine | Mobile GenSet 02 Engine Unit | B | 0190E009 | 2021-01-13 | 2014-08-20 | PHILAGANAN
0190-060-942 | 417538 | 0190-ENG-PPT-GN7-ENGINE01 | PM03 | 305 | 4000RH Planned Maintenance G7 Engine | Mobile GenSet 01 Engine Unit | B | 0190E009 | 2021-01-13 | 2014-08-20 | PHILAGANAN
0190-060-941 | 417537 | 0190-ENG-PPT-GN8-ENGINE01 | PM03 | 305 | 2000RH Planned Maintenance G8 Engine | Mobile GenSet 02 Engine Unit | B | 0190E009 | 2021-01-13 | 2014-08-20 | PHILAGANAN
0190-060-940 | 417537 | 0190-ENG-PPT-GN7-ENGINE01 | PM03 | 305 | 2000RH Planned Maintenance G7 Engine | Mobile GenSet 01 Engine Unit | B | 0190E009 | 2021-01-13 | 2014-08-20 | PHILAGANAN
0190-060-939 | 417536 | 0190-ENG-PPT-GN8-ENGINE01 | PM03 | 305 | 1000RH Planned Maintenance G8 Engine | Mobile GenSet 02 Engine Unit | B | 0190E009 | 2021-01-13 | 2014-08-20 | PHILAGANAN
0190-060-938 | 417536 | 0190-ENG-PPT-GN7-ENGINE01 | PM03 | 305 | 1000RH Planned Maintenance G7 Engine | Mobile GenSet 01 Engine Unit | B | 0190E009 | 2021-01-13 | 2014-08-20 | PHILAGANAN
0190-060-937 | 417535 | 0190-ENG-PPT-GN8-ENGINE01 | PM03 | 305 | 500RH Planned Maintenance G8 Engine | Mobile GenSet 02 Engine Unit | B | 0190E009 | 2021-04-06 | 2014-08-20 | PHILAGANAN
0190-060-936 | 417535 | 0190-ENG-PPT-GN7-ENGINE01 | PM03 | 305 | 500RH Planned Maintenance G7 Engine | Mobile GenSet 01 Engine Unit | B | 0190E009 | 2021-04-06 | 2014-08-20 | PHILAGANAN
0190-060-935 | 55205 | 0190-MLK-PRO-NH3-MCCPNL01 | PM03 | 305 | 52W Planned Maint Milks NH3 Aux Panel | Milks Chiller Motor Control Panel 1 | B | 0190E012 | 2021-01-13 | 2013-12-26 | PHILAGANAN
0190-060-934 | 55205 | 0190-MLK-PRO-NH3-MCCPNL02 | PM03 | 305 | 52W Planned Maint Milks NH3 Chiller2 Pnl | Milks Chiller Motor Control Panel 2 | C | 0190E005 | 2021-01-13 | 2013-12-26 | PHILAGANAN
0190-060-933 | 55205 | 0190-MLK-PRO-NH3-MCCPNL01 | PM03 | 305 | 52W Planned Maint Milks NH3 Chiller1 Pnl | Milks Chiller Motor Control Panel 1 | B | 0190E012 | 2021-01-13 | 2013-12-26 | PHILAGANAN
0190-060-932 | 55205 | 0190-ENG-CAF-AIR-DISTPNL01 | PM03 | 305 | 52W Planned Maintenance Air Dryer MCC | Compress Air Power Distribution Panel | A | 0190E011 | 2021-01-13 | 2013-12-26 | PHILAGANAN
0190-060-931 | 400480 | 0190-ENG-IGG-N2A-AIRCOM02 | PM03 | 302 | 52W Motor Tightness Check N2 AC02 | N2 Air Compressor No. 2 | A | 0190E009 | 2021-01-13 | 2013-12-26 | PHILAGANAN
0190-060-930 | 400480 | 0190-ENG-IGG-N2A-AIRCOM01 | PM03 | 302 | 52W Motor Tightness Check N2 AC01 | N2 Air Compressor No. 1 | A | 0190E009 | 2021-01-13 | 2013-12-26 | PHILAGANAN
0190-060-929 | 58889 | 0190-WST-PPT-GN5-COLSYS01 | PM03 | 305 | 6M Cleaning G5 Central Cooler PHE | Wartsila Generator Cooling Water System | A | 0190E009 | 2020-12-14 | 2012-07-18 | PHILAGANAN
0190-060-928 | 33151 | 0190-WST-PPT-GN5-OILSEP | PM03 | 305 | 16000RH Planned Maintenance G5 OilSep | Wartsila Lube Oil Separator 01 | C | 0190E009 | 2021-01-13 | 2012-07-18 | PHILAGANAN
0190-060-927 | 64204 | 0190-ENG-PPT-CMN-FCLTY | PM03 | 307 | 1W Machine Checklist - Mejila | Power Plant Facilities | C | 0190E009 | 2021-01-13 | 2012-04-18 | PHILAGANAN
0190-060-927 | 64204 | 0190-ENG-PPT-CMN-FCLTY | PM03 | 307 | 1W Machine Checklist - Canasa | Power Plant Facilities | C | 0190E009 | 2021-01-13 | 2014-01-09 | PHILAGANAN
0190-060-927 | 64204 | 0190-ENG-PPT-CMN-FCLTY | PM03 | 307 | 1W Machine Checklist - Alvaro | Power Plant Facilities | C | 0190E009 | 2021-01-13 | 2014-01-09 | PHILAGANAN
0190-060-927 | 64204 | 0190-ENG-PPT-CMN-FCLTY | PM03 | 307 | 1W Machine Checklist - Cabarles | Power Plant Facilities | C | 0190E009 | 2021-01-13 | 2014-01-09 | PHILAGANAN
0190-060-927 | 64204 | 0190-ENG-PPT-CMN-FCLTY | PM03 | 307 | 1W Machine Checklist - Usaraga | Power Plant Facilities | C | 0190E009 | 2021-01-13 | 2014-01-09 | PHILAGANAN
0190-060-927 | 64204 | 0190-ENG-PPT-CMN-FCLTY | PM03 | 307 | 1W Machine Checklist - Bina | Power Plant Facilities | C | 0190E009 | 2021-01-13 | 2014-01-09 | PHILAGANAN
0190-060-927 | 64204 | 0190-ENG-PPT-CMN-FCLTY | PM03 | 307 | 1W Machine Checklist - Reyes | Power Plant Facilities | C | 0190E009 | 2021-01-13 | 2014-01-09 | PHILAGANAN
0190-060-927 | 64204 | 0190-ENG-PPT-CMN-FCLTY | PM03 | 307 | 1W Machine Checklist - Lindayao | Power Plant Facilities | C | 0190E009 | 2021-01-13 | 2014-01-09 | PHILAGANAN
0190-060-927 | 64204 | 0190-ENG-PPT-CMN-FCLTY | PM03 | 307 | 1W Machine Checklist - Diolanto | Power Plant Facilities | C | 0190E009 | 2021-01-13 | 2014-01-09 | PHILAGANAN
0190-060-926 | 64205 | 0190-ENG-GFO-CEI-WRKSHP | PM03 | 307 | 1W Inspection IS/EI CDM Checklist RAB | Central EI Workshop | C | 0190E011 | 2021-01-13 | 2012-04-09 | PHILAGANAN
0190-060-926 | 64205 | 0190-ENG-GFO-CEI-WRKSHP | PM03 | 307 | 1W Inspection IS/EI CDM Checklist ECD | Central EI Workshop | C | 0190E017 | 2021-01-13 | 2012-04-09 | PHILAGANAN
0190-060-926 | 64205 | 0190-ENG-GFO-CEI-WRKSHP | PM03 | 307 | 1W Inspection IS/EI CDM Checklist HAB | Central EI Workshop | C | 0190E017 | 2021-01-13 | 2012-04-09 | PHILAGANAN
0190-060-926 | 64205 | 0190-ENG-GFO-CEI-WRKSHP | PM03 | 307 | 1W Inspection IS/EI CDM Checklist CALA | Central EI Workshop | C | 0190E017 | 2021-01-13 | 2012-04-09 | PHILAGANAN
0190-060-926 | 64205 | 0190-ENG-GFO-CEI-WRKSHP | PM03 | 307 | 1W Inspection IS/EI CDM Checklist MLH | Central EI Workshop | C | 0190E017 | 2021-01-13 | 2012-04-17 | PHILAGANAN
0190-060-926 | 64205 | 0190-ENG-GFO-CEI-WRKSHP | PM03 | 307 | 1W Inspection IS/EI CDM Checklist DAP | Central EI Workshop | C | 0190E017 | 2021-01-13 | 2012-04-17 | PHILAGANAN
0190-060-926 | 64205 | 0190-ENG-GFO-CEI-WRKSHP | PM03 | 307 | 1W Inspection IS/EI CDM Checklist GSS | Central EI Workshop | C | 0190E017 | 2021-01-13 | 2012-04-17 | PHILAGANAN
0190-060-926 | 64205 | 0190-ENG-GFO-CEI-WRKSHP | PM03 | 307 | 1W Inspection IS/EI CDM Checklist DAE | Central EI Workshop | C | 0190E017 | 2021-01-13 | 2014-08-27 | PHILAGANAN
0190-060-926 | 64205 | 0190-ENG-GFO-CEI-WRKSHP | PM03 | 307 | 1W Inspection IS/EI CDM Checklist VTE | Central EI Workshop | C | 0190E017 | 2021-01-13 | 2014-08-27 | PHILAGANAN
0190-060-925 | 62815 | 0190-ENG-GFO-CEI-WRKSHP | PM03 | 307 | 1W Inspection CDM Checklist-KBA | Central EI Workshop | C | 0190E017 | 2021-01-13 | 2012-03-15 | PHILAGANAN
0190-060-925 | 62815 | 0190-ENG-GFO-CEI-WRKSHP | PM03 | 307 | 1W Inspection CDM Checklist-PRA | Central EI Workshop | C | 0190E017 | 2021-01-13 | 2012-03-15 | PHILAGANAN
0190-060-925 | 62815 | 0190-ENG-GFO-CEI-WRKSHP | PM03 | 307 | 1W Inspection CDM Checklist-JBB | Central EI Workshop | C | 0190E017 | 2021-01-13 | 2012-03-15 | PHILAGANAN
0190-060-924 | 33892 | 0190-ENG-PPT-FHF-FULPMP12 | PM03 | 305 | 2Y Planned Maintenance FHF Transferpmp12 | Spare Wartsila Diesel Transfer Pump | C | 0190E009 | 2021-01-13 | 2012-01-19 | PHILAGANAN
0190-060-923 | 58383 | 0190-ENG-PPT-GN6-GENSET01 | PM03 | 305 | 10Y Planned Maintenance GN6 Alternator | Emergency Generator No.6 Alternator | B | 0190E009 | 2021-01-13 | 2012-01-14 | PHILAGANAN
0190-060-922 | 61827 | 0190-ENG-PPT-GN6-ENGINE01 | PM03 | 307 | 26W Planned Maint G6 Cooling System | Emergency Generator No.6 Engine | B | 0190E009 | 2021-01-13 | 2012-01-04 | PHILAGANAN
0190-060-921 | 49611 | 0190-ENG-IGG-N2A-ADR01 | PM03 | 307 | 13W Inspection N2 Final Filters AD01 | N2 Air Dryer No. 1 | A | 0190E009 | 2021-01-13 | 2011-12-30 | PHILAGANAN
0190-060-921 | 49611 | 0190-ENG-IGG-N2A-ADR02 | PM03 | 307 | 13W Inspection N2 Final Filters AD02 | N2 Air Dryer No. 2 | A | 0190E009 | 2021-01-13 | 2014-06-06 | PHILAGANAN
0190-060-921 | 49611 | 0190-ENG-IGG-N2A-ADR03 | PM03 | 307 | 13W Inspection N2 Final Filters AD03 | N2 Air Dryer No. 3 | A | 0190E009 | 2021-01-13 | 2014-06-06 | PHILAGANAN
0190-060-921 | 49611 | 0190-ENG-IGG-N2A-N2GEN01 | PM03 | 307 | 13W Inspection N2 Final Filters N2Gen01 | N2 Generator No. 1 | A | 0190E009 | 2021-01-13 | 2014-06-06 | PHILAGANAN
0190-060-921 | 49611 | 0190-ENG-IGG-N2A-N2GEN02 | PM03 | 307 | 13W Inspection N2 Final Filters N2Gen02 | N2 Generator No. 2 | A | 0190E009 | 2021-01-13 | 2014-06-06 | PHILAGANAN
0190-060-921 | 49611 | 0190-ENG-IGG-N2A-N2GEN03 | PM03 | 307 | 13W Inspection N2 Final Filters N2Gen03 | N2 Generator No. 3 | A | 0190E009 | 2021-01-13 | 2014-06-06 | PHILAGANAN
0190-060-921 | 49611 | 0190-ENG-IGG-N2A-N2GEN04 | PM03 | 307 | 13W Inspection N2 Final Filters N2Gen04 | N2 Generator No. 4 | A | 0190E009 | 2021-01-13 | 2014-06-06 | PHILAGANAN
0190-060-921 | 49611 | 0190-ENG-IGG-N2A-N2GEN05 | PM03 | 307 | 13W Inspection N2 Final Filters N2Gen05 | N2 Generator No. 5 | A | 0190E009 | 2021-01-13 | 2014-06-06 | PHILAGANAN
0190-060-920 | 61463 | 0190-WST-PPT-GN5-EHGBLR01 | PM03 | 307 | 3Y NDT Exhaust Gas Boiler | Wartsila Generator Exh. Gas Boiler | A | 0190E009 | 2021-01-13 | 2011-12-30 | PHILAGANAN
0190-060-919 | 45670 | 0190-WST-PPT-CTR-PUMP07 | PM03 | 305 | 2Y Planned Maintenance FHF Transferpmp10 | Cooling Tower Pump No.7 Recirculation | A | 0190E009 | 2021-01-13 | 2011-12-29 | PHILAGANAN
0190-060-918 | 33892 | 0190-ENG-PPT-CMN-FCLTY | PM03 | 305 | 2Y Planned Maintenance FHF Transferpmp11 | Power Plant Facilities | C | 0190E009 | 2021-01-13 | 2011-12-29 | PHILAGANAN
0190-060-917 | 55205 | 0190-ENG-WWT-SBR-CTRPNL01 | PM03 | 305 | 52W Planned Maint SBR Control Panel | Actiflo-SBR-Chemical Dosing Control Pnl1 | C | 0190E011 | 2021-01-13 | 2011-12-26 | PHILAGANAN
0190-060-917 | 55205 | 0190-ENG-WWT-SBR-PLCPNL01 | PM03 | 305 | 52W Planned Maint SBR PLC Panel | Actiflo-SBR-Chemical Dosing PLC Panel | C | 0190E011 | 2021-01-13 | 2011-12-26 | PHILAGANAN
0190-060-916 | 55205 | 0190-ENG-WWT-MBR-CTRPNL01 | PM03 | 305 | 52W Planned Maintenance MBR MCC Panel | Membrane Reactor Motor Control Panel | C | 0190E011 | 2021-01-13 | 2011-12-26 | PHILAGANAN
0190-060-916 | 55205 | 0190-ENG-WWT-MBR-PLCPNL01 | PM03 | 305 | 52W Planned Maintenance MBR PLC Panel | Membrane Reactor PLC Panel 01 | C | 0190E011 | 2021-01-13 | 2011-12-26 | PHILAGANAN
0190-060-915 | 50581 | 0190-ENG-GFO-CEI-LTGSYS | PM03 | 305 | 52W Plnd Maintenance StafHaus Ltg Xfmr02 | Factory Wide Lighting System | C | 0190E017 | 2021-01-13 | 2011-12-21 | PHILAGANAN
0190-060-914 | 50581 | 0190-ENG-GFO-CEI-LTGSYS | PM03 | 305 | 52W Plnd Maintenance StafHaus Ltg Xfmr01 | Factory Wide Lighting System | C | 0190E017 | 2021-01-13 | 2011-12-21 | PHILAGANAN
0190-060-913 | 49571 | 0190-COF-PRO-AH3-PRIFAN04 | PM03 | 305 | 52W Planned Maintenance CAH PAF04 | Coffee AH3 Primary Air Fan No.2 | C | 0190E010 | 2021-09-16 | 2011-12-21 | PHILAGANAN
0190-060-912 | 49571 | 0190-COF-PRO-AH3-PRIFAN03 | PM03 | 305 | 52W Planned Maintenance CAH PAF03 | Coffee AH3 Primary Air Fan No.1 | C | 0190E010 | 2021-01-13 | 2011-12-21 | PHILAGANAN
0190-060-911 | 61177 | 0190-WST-PPT-GN5-OILSEP | PM03 | 305 | 8000RH Planned Maintenance G5 OilSeprtr | Wartsila Lube Oil Separator 01 | C | 0190E009 | 2020-12-14 | 2011-12-19 | PHILAGANAN
0190-060-910 | 61148 | 0190-ENG-PPT-GN1-FULLIN01 | PM03 | 307 | 4W Inspection G1 Fuel Lines | Fuel And Oil Lines | C | 0190E009 | 2021-01-13 | 2011-12-15 | PHILAGANAN
0190-060-910 | 61148 | 0190-ENG-PPT-GN2-FULLIN01 | PM03 | 307 | 4W Inspection G2 Fuel Lines | Fuel And Oil Lines | C | 0190E009 | 2021-01-13 | 2011-12-15 | PHILAGANAN
0190-060-910 | 61148 | 0190-ENG-PPT-GN3-FULLIN01 | PM03 | 307 | 4W Inspection G3 Fuel Lines | Fuel And Oil Lines | C | 0190E009 | 2021-01-13 | 2011-12-15 | PHILAGANAN
0190-060-910 | 61148 | 0190-ENG-PPT-GN4-ENGINE01 | PM03 | 307 | 4W Inspection G4 Fuel Line | GenSet 04 Engine Unit | B | 0190E009 | 2021-01-13 | 2012-01-14 | PHILAGANAN
0190-060-909 | 55332 | 0190-ENG-PPT-GN6-CHARGE01 | PM03 | 305 | 156W Replacement GN6 Battery Bank | Emergency Generator No.6 Battery Charger | C | 0190E009 | 2021-01-13 | 2011-12-15 | PHILAGANAN
0190-060-908 | 61154 | 0190-WST-PPT-EBF-SOTBLW01 | PM03 | 305 | 1Y Planned Maintenance EGB SootBlower 3 | Soot Blower 1 And 2 | A | 0190E009 | 2021-01-13 | 2011-12-15 | PHILAGANAN
0190-060-907 | 61154 | 0190-WST-PPT-EBF-SOTBLW01 | PM03 | 305 | 1Y Planned Maintenance EGB SootBlower 2 | Soot Blower 1 And 2 | A | 0190E009 | 2021-01-13 | 2011-12-15 | PHILAGANAN
0190-060-906 | 61154 | 0190-WST-PPT-EBF-SOTBLW01 | PM03 | 307 | 1Y Planned Service EGB Soot Blower 1 | Soot Blower 1 And 2 | A | 0190E009 | 2021-01-13 | 2011-12-15 | PHILAGANAN
0190-060-905 | 61147 | 0190-ENG-PPT-GN1-BUSBAR01 | PM03 | 305 | 52W Inspection G1 Busbar/Cable Line | GenSet 01 440 Vac Bus Bar Lines | B | 0190E009 | 2021-01-13 | 2011-12-15 | PHILAGANAN
0190-060-905 | 61147 | 0190-ENG-PPT-GN2-BUSBAR01 | PM03 | 307 | 52W Inspection G2 Busbar/Cable Line | 440 Vac Bus Bar Lines | B | 0190E009 | 2021-01-13 | 2011-12-15 | PHILAGANAN
0190-060-905 | 61147 | 0190-ENG-PPT-GN3-BUSBAR01 | PM03 | 307 | 52W Inspection G3 Busbar/Cable Lines | 440 Vac Bus Bar Lines | B | 0190E009 | 2021-01-13 | 2011-12-15 | PHILAGANAN
0190-060-905 | 61147 | 0190-ENG-PPT-GN4-CABLIN01 | PM03 | 307 | 52W Inspection G4 Busbar/Cable Lines | 4.16 Kv Cable Lines | B | 0190E009 | 2021-01-13 | 2011-12-15 | PHILAGANAN
0190-060-904 | 61146 | 0190-ENG-PPT-AUF-INJPHE01 | PM03 | 307 | 13W Inspection Injector Tip Cooler 1 | Injector Tip Cooler No 1 | C | 0190E009 | 2021-01-13 | 2011-12-15 | PHILAGANAN
0190-060-904 | 61146 | 0190-ENG-PPT-AUF-INJPHE02 | PM03 | 307 | 13W Inspection Injector Tip Cooler 2 | Injector Tip Cooler No 2 | C | 0190E009 | 2021-01-13 | 2011-12-15 | PHILAGANAN
0190-060-904 | 61146 | 0190-ENG-PPT-GN1-ITCFWDP1 | PM03 | 302 | 13W Inspection ITC Feed Water Pump | ITC Feedwater Pump01-G1 | C | 0190E009 | 2021-01-13 | 2019-11-28 | PHILAGANAN
0190-060-903 | 61145 | 0190-ENG-PPT-GN4-BREKER01 | PM03 | 305 | 156W Planned Maintenance G4 Ckt Breaker | 4.16 Circuit Breaker | B | 0190E011 | 2021-01-14 | 2011-12-15 | PHILAGANAN
0190-060-902 | 61145 | 0190-ENG-PPT-GN3-AIRBRK01 | PM03 | 305 | 156W Planned Maintenance G3 Ckt Breaker | Air Circuit Breaker 1 | B | 0190E011 | 2021-01-14 | 2011-12-15 | PHILAGANAN
0190-060-901 | 61145 | 0190-ENG-PPT-GN2-AIRBRK01 | PM03 | 305 | 156W Planned Maintenance G2 Ckt Breaker | Air Circuit Breaker 1 | B | 0190E009 | 2021-01-14 | 2011-12-15 | PHILAGANAN
0190-060-900 | 61145 | 0190-ENG-PPT-GN1-AIRBRK01 | PM03 | 305 | 156W Planned Maintenance G1 Ckt Breaker | GenSet 01 Air Circuit Breaker 1 | B | 0190E011 | 2021-01-14 | 2011-12-15 | PHILAGANAN
0190-060-899 | 60642 | 0190-WST-PPT-EBF-STDRUM01 | PM03 | 307 | 1Y Inspection Internal Wear EBF Stm Drum | Exhaust Boiler Steam Drum | A | 0190E009 | 2021-01-13 | 2011-11-23 | PHILAGANAN
0190-060-899 | 60642 | 0190-WST-PPT-GN5-EHGBLR01 | PM03 | 307 | 1Y Inspection Internal Wear and Tear EGB | Wartsila Generator Exh. Gas Boiler | A | 0190E009 | 2021-01-13 | 2011-11-23 | PHILAGANAN
0190-060-898 | 60632 | 0190-WST-PPT-GN5-EHGBLR01 | PM03 | 307 | 1M Inspection GN5 EGB Instruments | Wartsila Generator Exh. Gas Boiler | A | 0190E009 | 2021-01-13 | 2011-11-23 | PHILAGANAN
0190-060-897 | 60631 | 0190-WST-PPT-GN5-EHGBLR01 | PM03 | 305 | 6M Manual Water Cleaning EG Boiler | Wartsila Generator Exh. Gas Boiler | A | 0190E009 | 2020-12-14 | 2011-11-23 | PHILAGANAN
0190-060-896 | 60630 | 0190-WST-PPT-GN5-EHGBLR01 | PM03 | 305 | 1W Inspection G5 Exhaust Gas Boiler | Wartsila Generator Exh. Gas Boiler | A | 0190E009 | 2021-01-13 | 2011-11-23 | PHILAGANAN
0190-060-895 | 49571 | 0190-MLK-PRO-AHC-PNLBRD01 | PM03 | 305 | 52W Planned Maintenance MAHC PAF1 | Milk Primary Air Fan Lc PLC MCC | C | 0190E011 | 2021-01-13 | 2011-11-21 | PHILAGANAN
0190-060-895 | 49571 | 0190-MLK-PRO-AHC-PNLBRD01 | PM03 | 305 | 52W Planned Maintenance MAHC PAF2 | Milk Primary Air Fan Lc PLC MCC | C | 0190E011 | 2021-01-13 | 2011-11-21 | PHILAGANAN
0190-060-894 | 49571 | 0190-MLK-PRO-AHB-PNLBRD03 | PM03 | 305 | 52W Planned Maintenance MAHB1 PAF | Milk Primary Air Fan Lb PLC MCC | A | 0190E011 | 2021-01-13 | 2011-11-21 | PHILAGANAN
0190-060-894 | 49571 | 0190-MLK-PRO-AHB-PNLBRD03 | PM03 | 305 | 52W Planned Maintenance MAHB2 PAF | Milk Primary Air Fan Lb PLC MCC | A | 0190E011 | 2021-01-13 | 2011-11-21 | PHILAGANAN
0190-060-893 | 62641 | 0190-ENG-WWT-PRP-STMDRN01 | PM03 | 307 | 4W EI Inspection Last Line of Defense | Storm Drain Exit Pit (Last Line Defense) | A | 0190E011 | 2021-01-13 | 2011-11-21 | PHILAGANAN
0190-060-892 | 60448 | 0190-MLK-PRO-NH3-COMMON01 | PM03 | 305 | 10000RH Plnd Maintenance Milks Chiller | Milks Ammonia Chiller System Common | B | 0190E011 | 2021-01-13 | 2011-11-03 | PHILAGANAN
0190-060-891 | 55241 | 0190-MLK-PRO-NH3-COMMON01 | PM03 | 301 | 52W Calibration Milks NH3 Temp Gauges | Milks Ammonia Chiller System Common | B | 0190E011 | 2016-06-14 | 2011-11-03 | PHILAGANAN
0190-060-890 | 60135 | 0190-ENG-REF-HAC-BROAD01 | PM03 | 305 | 16Y Replacement HAC Chiller Controls | Hot Absorption Chiller Broad | B | 0190E011 | 2021-01-13 | 2011-10-21 | PHILAGANAN
0190-060-889 | 60134 | 0190-ENG-REF-HAC-BROAD01 | PM03 | 305 | 8Y Replacement HAC Chiller Instruments | Hot Absorption Chiller Broad | B | 0190E011 | 2021-01-13 | 2011-10-21 | PHILAGANAN
0190-060-888 | 60132 | 0190-ENG-REF-HAC-BROAD01 | PM03 | 305 | 4Y Replacement Broad Chiller Instruments | Hot Absorption Chiller Broad | B | 0190E011 | 2021-01-13 | 2011-10-21 | PHILAGANAN
0190-060-887 | 60009 | 0190-ENG-REF-HAC-BROAD01 | PM03 | 305 | 2M EI Inspection HAC Chiller | Hot Absorption Chiller Broad | B | 0190E011 | 2021-01-13 | 2011-10-14 | PHILAGANAN
0190-060-886 | 59995 | 0190-ENG-REF-VAC-MCCPNL01 | PM03 | 307 | 3M EI INSPECTION THERMAX CHILLER | VAC Motor Control Center | C | 0190E011 | 2021-01-13 | 2011-10-13 | PHILAGANAN
0190-060-885 | 59894 | 0190-ENG-REF-CA1-MCCPNL01 | PM03 | 307 | 4W Inspection Carrier Chiller 01 | Water Chiller No 1 Electrical panel | C | 0190E011 | 2021-01-13 | 2011-10-12 | PHILAGANAN
0190-060-885 | 59894 | 0190-ENG-REF-CA2-MCCPNL01 | PM03 | 307 | 4W Inspection Carrier Chiller 02 | Water Chiller No 2 Electrical panel | C | 0190E011 | 2021-01-13 | 2011-10-12 | PHILAGANAN
0190-060-884 | 45849 | 0190-MLK-PRO-AHC-AIRHTR01 | PM03 | 302 | 26W Chemical Spraying MAHC MCC Panels | Milk Air Heater C1 | A | 0190E011 | 2021-01-13 | 2011-09-26 | PHILAGANAN
0190-060-883 | 45849 | 0190-MLK-PRO-AHB-AIRHTR02 | PM03 | 302 | 26W Chemical Spraying MAHB2 MCC Panels | Milk Air Heater B2 | A | 0190E011 | 2021-01-13 | 2011-09-26 | PHILAGANAN
0190-060-882 | 45849 | 0190-MLK-PRO-AHB-AIRHTR01 | PM03 | 302 | 26W Chemical Spraying MAHB1 MCC Panels | Milk Air Heater B1 | A | 0190E011 | 2021-01-13 | 2011-09-26 | PHILAGANAN
0190-060-881 | 59454 | 0190-ENG-GFO-CEI-WRELSS01 | PM03 | 307 | 16W Inspection Milks Wireless Telephony | Factory Wireless Telephony System | C | 0190E017 | 2021-01-13 | 2011-09-10 | PHILAGANAN
0190-060-880 | 49638 | 0190-ENG-GFO-CEI-WRKSHP | PM03 | 307 | 13W Inspection Canteen Appliances | Central EI Workshop | C | 0190E017 | 2021-01-13 | 2012-06-27 | PHILAGANAN
0190-060-880 | 49638 | 0190-ENG-GFO-CEI-WRKSHP | PM03 | 307 | 13W Inspection SCanteen Appliances | Central EI Workshop | C | 0190E017 | 2021-01-13 | 2012-06-27 | PHILAGANAN
0190-060-879 | 58362 | 0190-ENG-WTR-SWF-CLDZPM01 | PM03 | 301 | 3M Calibration SWF Dulco Sensor | SW - Chlorination Dozing Pump 01 | C | 0190E017 | 2012-11-30 | 2011-06-29 | PHFUTALARA
0190-060-878 | 58362 | 0190-ENG-WTR-DWF-CLDZPM01 | PM03 | 301 | 3M Calibration DWF Chlorine Sensor | DW Chlorination Dozing Pump 01 | C | 0190E017 | 2015-04-06 | 2011-06-29 | PHILAGANAN
0190-060-878 | 58362 | 0190-ENG-WTR-SWF-CLDZPM01 | PM03 | 301 | 3M Calibration SoftWater Chlorin Sensors | SW - Chlorination Dozing Pump 01 | C | 0190E011 | 2015-04-06 | 2012-04-26 | PHILAGANAN
0190-060-877 | 58263 | 0190-ENG-PPT-CMN-FCLTY | PM03 | 305 | 1Y TS Westfalia Service Maintenance | Power Plant Facilities | C | 0190E009 | 2021-01-13 | 2011-06-22 | PHILAGANAN
0190-060-876 | 49571 | 0190-COF-PRO-AH3-PRIFAN03 | PM03 | 305 | 1Y Planned Maintenance CAH PAF01 | Coffee AH3 Primary Air Fan No.1 | C | 0190E011 | 2021-01-13 | 2012-02-10 | PHILAGANAN
0190-060-876 | 49571 | 0190-COF-PRO-AH3-PRIFAN04 | PM03 | 305 | 1Y Planned Maintenance CAH PAF 02 | Coffee AH3 Primary Air Fan No.2 | C | 0190E011 | 2021-01-13 | 2011-06-20 | PHILAGANAN
0190-060-875 | 61176 | 0190-MLK-PRO-AHC-PRIFAN02 | PM03 | 305 | 4W Planned Maintenance MAHC PAF2 | Milk Air Heater C Primary Air Fan No 2 | C | 0190E017 | 2021-01-13 | 2011-06-20 | PHILAGANAN
0190-060-874 | 61176 | 0190-MLK-PRO-AHC-PRIFAN01 | PM03 | 305 | 4W Planned Maintenance MAHC PAF1 | Milk Air Heater C Primary Air Fan No 1 | C | 0190E011 | 2021-01-13 | 2011-06-20 | PHILAGANAN
0190-060-873 | 61176 | 0190-COF-PRO-AH3-PRIFAN03 | PM03 | 307 | 4W Planned EI Maintenance CAH PAF01 | Coffee AH3 Primary Air Fan No.1 | C | 0190E011 | 2021-03-31 | 2011-06-20 | PHILAGANAN
0190-060-873 | 61176 | 0190-COF-PRO-AH3-PRIFAN04 | PM03 | 307 | 4W Planned EI Maintenance CAH PAF02 | Coffee AH3 Primary Air Fan No.2 | C | 0190E017 | 2021-03-31 | 2011-12-19 | PHILAGANAN
0190-060-872 | 61176 | 0190-MLK-PRO-AHB-PRIFAN02 | PM03 | 305 | 4W Planned Maintenance MAHB PAF02 | Milk Air Heater B Primary Air Fan No 2 | C | 0190E017 | 2021-01-13 | 2011-06-11 | PHILAGANAN
0190-060-871 | 61176 | 0190-MLK-PRO-AHB-PRIFAN01 | PM03 | 305 | 4W Planned Maintenance MAHB PAF01 | Milk Air Heater B Primary Air Fan No 1 | C | 0190E017 | 2021-01-13 | 2011-06-11 | PHILAGANAN
0190-060-870 | 49569 | 0190-MLK-PRO-AHB-FHTSTN01 | PM03 | 307 | 4W Plnd Maintenance MAH Fuel Preheater | Milk Fuel Heating Station | C | 0190E017 | 2021-03-31 | 2011-06-11 | PHILAGANAN
0190-060-869 | 58156 | 0190-COF-PRO-AH3-BURNER01 | PM03 | 301 | 26W Calibration CAH Fuel Ratio | Coffee AH3 Burner01 | C | 0190E017 | 2018-07-11 | 2011-06-11 | PHILAGANAN
0190-060-868 | 51689 | 0190-QAD-FAC-CMN-COMMON01 | PM03 | 301 | 12M Calibration Slab 37 Degree Room | Quality Assurance Facilities Common | C | 0190E017 | 2015-07-21 | 2011-05-14 | PHILAGANAN
0190-060-867 | 51689 | 0190-QAD-FAC-CMN-COMMON01 | PM03 | 301 | 12M Calibration Genlab 37 Degree Room | Quality Assurance Facilities Common | C | 0190E017 | 2015-07-21 | 2011-05-14 | PHILAGANAN
0190-060-866 | 49588 | 0190-ENG-PSA-CMN-FCLTY | PM03 | 305 | 104W Servicing Calibration Substations | Power Substation A Facility | C | 0190E011 | 2021-01-13 | 2011-04-05 | PHILAGANAN
0190-060-865 | 62184 | 0190-ENG-PSA-CMN-FCLTY | PM03 | 305 | 156W Power System Study | Power Substation A Facility | C | 0190E011 | 2021-01-13 | 2011-04-05 | PHILAGANAN
0190-060-864 | 51209 | 0190-ENG-CAF-AIR-ADR05 | PM03 | 302 | 1M VIBRATION ANALYSIS AD06 | Air Dryer No 5 - FD380 | C | 0190E009 | 2021-01-13 | 2011-04-04 | PHILAGANAN
0190-060-863 | 51209 | 0190-ENG-CAF-AIR-ADR05 | PM03 | 302 | 1M VIBRATION ANALYSIS AD05 | Air Dryer No 5 - FD380 | C | 0190E009 | 2021-01-13 | 2011-04-04 | PHILAGANAN
0190-060-862 | 51209 | 0190-ENG-CAF-AIR-ADR04 | PM03 | 302 | 1M VIBRATION ANALYSIS AD04 | Air Dryer No 4 - FD170 | C | 0190E009 | 2021-01-13 | 2011-04-04 | PHILAGANAN
0190-060-861 | 51209 | 0190-ENG-CAF-AIR-ADR03 | PM03 | 302 | 1M VIBRATION ANALYSIS AD03 | Air Dryer No 3 - FD380 | C | 0190E009 | 2021-01-13 | 2011-04-04 | PHILAGANAN
0190-060-860 | 51209 | 0190-WST-CAF-AIR-ADR02 | PM03 | 302 | 1M VIBRATION ANALYSIS AD02 | Air Dryer No 2 | A | 0190E009 | 2011-08-04 | 2011-04-04 | PHFUTALARA
0190-060-859 | 51209 | 0190-WST-CAF-AIR-ADR01 | PM03 | 302 | 1M VIBRATION ANALYSIS AD01 | Air Dryer No 1 | A | 0190E009 | 2011-08-04 | 2011-04-04 | PHFUTALARA
0190-060-858 | 45801 | 0190-ENG-CAF-AIR-ADR03 | PM03 | 302 | 26W Thermal Scan Compress Air Dryer 3 | Air Dryer No 3 - FD380 | C | 0190E009 | 2021-01-13 | 2013-06-24 | PHILAGANAN
0190-060-858 | 45801 | 0190-ENG-CAF-AIR-ADR04 | PM03 | 302 | 26W Thermal Scan Compress Air Dryer 4 | Air Dryer No 4 - FD170 | C | 0190E009 | 2021-01-13 | 2013-06-24 | PHILAGANAN
0190-060-858 | 45801 | 0190-ENG-CAF-AIR-ADR05 | PM03 | 302 | 26W Thermal Scan Compress Air Dryer 5 | Air Dryer No 5 - FD380 | C | 0190E009 | 2021-01-13 | 2013-06-24 | PHILAGANAN
0190-060-858 | 45801 | 0190-ENG-CAF-AIR-ADR08 | PM03 | 302 | 26W Thermal Scan Compress Air Dryer 8 | Air Dryer No 2 - FD610W | B | 0190E009 | 2021-01-13 | 2013-06-24 | PHILAGANAN
0190-060-858 | 45801 | 0190-ENG-CAF-AIR-ADR09 | PM03 | 302 | 26W Thermal Scan Compress Air Dryer 9 | Air Dryer No 9 - FD700 | B | 0190E009 | 2021-01-13 | 2013-06-24 | PHILAGANAN
0190-060-858 | 45801 | 0190-ENG-CAF-AIR-ADR10 | PM03 | 302 | 26W Thermal Scan Compress Air Dryer 7 | Air Dryer No 1 - FD610W | B | 0190E009 | 2021-01-13 | 2013-06-24 | PHILAGANAN
0190-060-858 | 45801 | 0190-ENG-CAF-AIR-AIRCOM01 | PM03 | 302 | 26W Thermal Scan Compress AirCom 01 | Air Compressor No 1 GA160 | C | 0190E009 | 2021-01-13 | 2013-06-24 | PHILAGANAN
0190-060-858 | 45801 | 0190-ENG-CAF-AIR-AIRCOM021 | PM03 | 302 | 26W Thermal Scan Compress AirCom 02 | Air Compressor No 2.1 ZR160 | C | 0190E017 | 2021-01-13 | 2013-06-24 | PHILAGANAN
0190-060-858 | 45801 | 0190-ENG-CAF-AIR-AIRCOM031 | PM03 | 302 | 26W Thermal Scan Compress AirCom 03 | Air Compressor No 3.1 ZR160 | C | 0190E017 | 2021-01-13 | 2013-06-24 | PHILAGANAN
0190-060-858 | 45801 | 0190-ENG-CAF-AIR-AIRCOM04 | PM03 | 302 | 26W Themal Scan Compress AirCom 04 | Air Compressor No 4 GA110 | C | 0190E009 | 2021-01-13 | 2013-06-24 | PHILAGANAN
0190-060-858 | 45801 | 0190-ENG-CAF-AIR-AIRCOM05 | PM03 | 302 | 26W Thermal Scan Compress AirCom 05 | Air Compressor No 5 ZR132 | C | 0190E009 | 2021-01-13 | 2013-06-24 | PHILAGANAN
0190-060-858 | 45801 | 0190-ENG-CAF-AIR-AIRCOM061 | PM03 | 302 | 26W Thermal Scan Compress AirCom 06 | Air Compressor No 6.1 ZR160 | C | 0190E017 | 2021-01-13 | 2013-06-24 | PHILAGANAN
0190-060-858 | 45801 | 0190-ENG-CAF-AIR-AIRCOM071 | PM03 | 302 | 26W Thermal Scan Compress AirCom 07 | Air Compressor No 7.1 ZR160 | C | 0190E017 | 2021-01-13 | 2013-06-24 | PHILAGANAN
0190-060-858 | 45801 | 0190-ENG-CAF-AIR-DISTPNL01 | PM03 | 302 | 26W Thermal Scan Air Com Distribtion Pnl | Compress Air Power Distribution Panel | A | 0190E009 | 2021-01-13 | 2011-05-16 | PHILAGANAN
0190-060-858 | 45801 | 0190-ENG-CAF-AIR-LTGPNL01 | PM03 | 302 | 26W Thermal Scan Air Com Lighting Panel | Compressor Area Lighting Panel | C | 0190E017 | 2021-01-13 | 2011-12-08 | PHILAGANAN
0190-060-858 | 45801 | 0190-ENG-IGG-N2A-AIRCOM01 | PM03 | 302 | 26W Thermal Scan N2 AirCom 01 | N2 Air Compressor No. 1 | A | 0190E009 | 2021-01-13 | 2013-06-24 | PHILAGANAN
0190-060-858 | 45801 | 0190-ENG-IGG-N2A-AIRCOM02 | PM03 | 302 | 26W Thermal Scan N2 AirCom 02 | N2 Air Compressor No. 2 | A | 0190E009 | 2021-01-13 | 2013-06-24 | PHILAGANAN
0190-060-858 | 45801 | 0190-ENG-IGG-N2A-DISTPNL01 | PM03 | 302 | 26W Thermal Scan N2 Distribution Panel | N2 Generator Power Distribution Panel | C | 0190E009 | 2021-01-13 | 2011-03-23 | PHILAGANAN
0190-060-857 | 56637 | 0190-ENG-CAF-AIR-ADR09 | PM03 | 305 | 4000RH Planned Maintenance AirDyer09 | Air Dryer No 9 - FD700 | B | 0190E009 | 2021-01-13 | 2011-03-12 | PHILAGANAN
0190-060-856 | 56637 | 0190-ENG-CAF-AIR-ADR05 | PM03 | 305 | 4000RH Planned Maintenance AirDyer05 | Air Dryer No 5 - FD380 | C | 0190E009 | 2021-01-13 | 2011-03-12 | PHILAGANAN
0190-060-855 | 56637 | 0190-ENG-CAF-AIR-ADR04 | PM03 | 305 | 4000RH Planned Maintenance AirDyer04 | Air Dryer No 4 - FD170 | C | 0190E009 | 2021-01-13 | 2011-03-12 | PHILAGANAN
0190-060-854 | 56637 | 0190-ENG-CAF-AIR-ADR03 | PM03 | 305 | 4000RH Planned Maintenance AirDyer03 | Air Dryer No 3 - FD380 | C | 0190E009 | 2021-01-13 | 2011-03-12 | PHILAGANAN
0190-060-853 | 56637 | 0190-ENG-CAF-AIR-ADR08 | PM03 | 305 | 4000RH Planned Maintenance AirDyer08 | Air Dryer No 2 - FD610W | B | 0190E009 | 2021-01-13 | 2011-03-12 | PHILAGANAN
0190-060-852 | 56637 | 0190-ENG-CAF-AIR-ADR10 | PM03 | 305 | 4000RH Planned Maintenance AirDyer07 | Air Dryer No 1 - FD610W | B | 0190E009 | 2021-01-13 | 2011-03-12 | PHILAGANAN
0190-060-851 | 56677 | 0190-ENG-PPT-LPS-COMMON01 | PM03 | 307 | 4W Cleaning LPS Substation | 69kV Local Power Substation Facility | C | 0190E011 | 2021-03-31 | 2011-03-11 | PHILAGANAN
0190-060-850 | 34196 | 0190-ENG-PPT-AUF-SEPRTR04 | PM03 | 302 | 6W Vibration Analysis SU300 | Su 300 Separation System | B | 0190E009 | 2021-01-13 | 2011-03-02 | PHILAGANAN
0190-060-849 | 34196 | 0190-ENG-PPT-AUF-SEPRTR01 | PM03 | 302 | 6W Vibration Analysis LOPX02 | Lopx 1 Separation System (WHPX) | C | 0190E009 | 2021-01-14 | 2011-03-02 | PHILAGANAN
0190-060-848 | 34196 | 0190-ENG-PPT-AUF-SEPRTR01 | PM03 | 302 | 6W Vibration Analysis LOPX01 | Lopx 1 Separation System (WHPX) | C | 0190E009 | 2021-01-14 | 2011-03-02 | PHILAGANAN
0190-060-847 | 56498 | 0190-ENG-PPT-AUF-VOKFLTR2 | PM03 | 307 | 26W Planned Maintenance Vokes Filter02 | Vokes Filter 2 | C | 0190E009 | 2021-01-13 | 2011-03-02 | PHILAGANAN
0190-060-846 | 56498 | 0190-ENG-PPT-AUF-VOKFLTR1 | PM03 | 307 | 26W Planned Maintenance Vokes Filter01 | Vokes Filter 1 | C | 0190E009 | 2021-01-13 | 2011-03-02 | PHILAGANAN
0190-060-845 | 56157 | 0190-ENG-IGG-N2A-FCLTY | PM03 | 307 | 52W TS Atlas Copco Comp N2 Facility | Nitrogen Generator 2 Plant Facility | C | 0190E009 | 2021-01-13 | 2011-02-10 | PHILAGANAN
0190-060-844 | 56208 | 0190-ENG-CAF-AIR-AIRCOM01 | PM03 | 305 | 156W Planned Replcmnt HoseAssy AirCom01 | Air Compressor No 1 GA160 | C | 0190E009 | 2021-01-13 | 2011-02-08 | PHILAGANAN
0190-060-843 | 56157 | 0190-ENG-CAF-AIR-FCLTY | PM03 | 307 | 52W TS Atlas Copco Service Maintenance | Compress Air Facility | C | 0190E009 | 2021-01-13 | 2011-02-08 | PHILAGANAN
0190-060-842 | 55239 | 0190-WST-PPT-GN5-ENGINE001 | PM03 | 305 | 6M Planned Maintenance G5 Ventlation Sys | Wartsila Generator Engine | A | 0190E009 | 2020-12-14 | 2010-12-23 | PHILAGANAN
0190-060-841 | 55205 | 0190-ENG-WWT-AUX-ELCPNL03 | PM03 | 305 | 52W Planned EI Maintenance E45 Waste Pit | Ext.45 Area Waste Pit Panel | A | 0190E011 | 2021-01-13 | 2010-12-21 | PHILAGANAN
0190-060-840 | 55205 | 0190-ENG-WWT-AUX-ELCPNL02 | PM03 | 305 | 52W Planned EI Maint Lurgi Wste Pit | Lurgi Area Waste Pit Electrical Panel | A | 0190E011 | 2021-01-13 | 2010-12-21 | PHILAGANAN
0190-060-839 | 55205 | 0190-ENG-WWT-AUX-ELCPNL01 | PM03 | 305 | 52W Planned EI Maint Milk Waste Pit | Milks Area Waste Pit Electrical Panel | A | 0190E011 | 2021-01-13 | 2010-12-21 | PHILAGANAN
0190-060-838 | 55205 | 0190-ENG-SCG-CHW-CWTPIT01 | PM03 | 305 | 52W Planned E&A Service Colored Pit Pump | Coloured Water Pit | C | 0190E017 | 2021-01-13 | 2010-12-21 | PHILAGANAN
0190-060-837 | 55205 | 0190-ENG-SCG-COE-COMMON01 | PM03 | 305 | 52W Planned EI Maintenance COE Facility | Coffee Oil Extraction Facilities Common | C | 0190E011 | 2021-01-13 | 2010-12-21 | PHILAGANAN
0190-060-836 | 55205 | 0190-ENG-SCG-CHW-COMMON01 | PM03 | 305 | 52W Planned E&A Service Decanter Fcility | Colored Water Handling Facilities Common | C | 0190E011 | 2021-01-13 | 2010-12-21 | PHILAGANAN
0190-060-835 | 55205 | 0190-ENG-SCG-CWE-ELECRM01 | PM03 | 305 | 52W Planned EI Maintenance CWWE Facility | CWWE Electrical Room | B | 0190E011 | 2021-01-13 | 2010-12-21 | PHILAGANAN
0190-060-834 | 55205 | 0190-ENG-WTR-DWF-COMMON01 | PM03 | 305 | 52W Planned E&A Service DrinkWater Pumps | Drinking Water Facilities Common | C | 0190E011 | 2021-01-13 | 2010-12-21 | PHILAGANAN
0190-060-833 | 55205 | 0190-ENG-WTR-RWF-COMMON01 | PM03 | 305 | 52W Planned E&A Service Raw Water Pumps | Raw Water Common Facilities | C | 0190E011 | 2021-01-13 | 2010-12-21 | PHILAGANAN
0190-060-832 | 55205 | 0190-ENG-WTR-RWF-DEWPMP03 | PM03 | 305 | 52W Planned E&A Service Deepwell Pump03 | DeepWell Pump No 3 | C | 0190E011 | 2021-01-13 | 2010-12-21 | PHILAGANAN
0190-060-831 | 55205 | 0190-ENG-WTR-RWF-DEWPMP02 | PM03 | 305 | 52W Planned E&A Service Deepwell Pump02 | DeepWell Pump No 2 | C | 0190E011 | 2021-01-13 | 2010-12-21 | PHILAGANAN
0190-060-830 | 55205 | 0190-ENG-WTR-RWF-DEWPMP01 | PM03 | 305 | 52W Planned E&A Service Deepwell Pump01 | DeepWell Pump No 1 | C | 0190E011 | 2021-01-13 | 2010-12-21 | PHILAGANAN
0190-060-829 | 51209 | 0190-WST-PPT-GN5-FULBOS01-BSTRPUMP_1 | PM03 | 302 | 1M Vibration Analysis G5 FulBos Bstrpmp1 | G5 Fuel Booster Module Booster Pump_1 | B | 0190E009 | 2021-01-13 | 2012-11-19 | PHILAGANAN
0190-060-829 | 51209 | 0190-WST-PPT-GN5-FULBOS01-BSTRPUMP_2 | PM03 | 302 | 1M Vibration Analysis G5 FulBos Bstrpmp2 | G5 Fuel Booster Module Booster Pump_2 | A | 0190E009 | 2021-01-13 | 2012-11-19 | PHILAGANAN
0190-060-829 | 51209 | 0190-WST-PPT-GN5-FULBOS01-FEEDPUMP_1 | PM03 | 302 | 1M Vibration Analysis G5 FulBos Fedpmp1 | Wartsila Fuel Booster Module FeedPump_1 | B | 0190E009 | 2021-01-13 | 2011-02-25 | PHILAGANAN
0190-060-829 | 51209 | 0190-WST-PPT-GN5-FULBOS01-FEEDPUMP_2 | PM03 | 302 | 1M Vibration Analysis G5 FulBos Fedpmp2 | Wartsila Fuel Booster Module FeedPump_2 | B | 0190E009 | 2021-01-13 | 2012-11-19 | PHILAGANAN
0190-060-829 | 34196 | 0190-WST-PPT-GN5-HFOSEP01 | PM03 | 302 | 1M Vibration Analysis G5 HFO Separator01 | Wartsila Heavy Oil Separator 01 | C | 0190E009 | 2021-01-13 | 2010-12-22 | PHILAGANAN
0190-060-829 | 34196 | 0190-WST-PPT-GN5-HFOSEP02 | PM03 | 302 | 1M Vibration Analysis G5 HFO Separator02 | Wartsila Heavy Oil Separator 02 | C | 0190E009 | 2021-01-13 | 2010-12-22 | PHILAGANAN
0190-060-829 | 34196 | 0190-WST-PPT-GN5-OILSEP | PM03 | 302 | 1M Vibration Analysis G5 Oil Separator | Wartsila Lube Oil Separator 01 | C | 0190E009 | 2021-01-13 | 2010-12-22 | PHILAGANAN
0190-060-828 | 55205 | 0190-ENG-WWT-AUX-MTRCTR01 | PM03 | 305 | 52W Planned EI Maintenance WWTP Facility | WWTP Motor Control Center | C | 0190E011 | 2021-01-13 | 2010-12-20 | PHILAGANAN
0190-060-827 | 59893 | 0190-ENG-REF-NH3-MCCPNL01 | PM03 | 305 | 52W Planned EI Maintenance NH3 Chiller | NH3 Chiller Motor Control Center | B | 0190E011 | 2021-01-13 | 2010-12-20 | PHILAGANAN
0190-060-826 | 60005 | 0190-ENG-REF-HAC-BROAD01 | PM03 | 305 | 1Y Planned EI Maintenance HAC Chiller | Hot Absorption Chiller Broad | B | 0190E011 | 2021-01-13 | 2010-12-20 | PHILAGANAN
0190-060-825 | 59904 | 0190-ENG-REF-CA1-MCCPNL01 | PM03 | 305 | 52W Planned EI Maintenance CA1 Chiller | Water Chiller No 1 Electrical panel | C | 0190E011 | 2021-01-13 | 2010-12-20 | PHILAGANAN
0190-060-824 | 59904 | 0190-ENG-REF-CA2-MCCPNL01 | PM03 | 305 | 52W Planned EI Maintenance CA2 Chiller | Water Chiller No 2 Electrical panel | C | 0190E011 | 2021-01-13 | 2010-12-20 | PHILAGANAN
0190-060-823 | 55205 | 0190-ENG-CAF-AIR-DISTPNL01 | PM03 | 305 | 52W Planned EI Maintenance Com Air MCC | Compress Air Power Distribution Panel | A | 0190E011 | 2021-01-13 | 2010-12-20 | PHILAGANAN
0190-060-822 | 55205 | 0190-ENG-IGG-N2A-DISTPNL01 | PM03 | 305 | 52W Planned Maintenance N2 Facility MCC | N2 Generator Power Distribution Panel | C | 0190E011 | 2021-01-13 | 2010-12-20 | PHILAGANAN
0190-060-821 | 34162 | 0190-ENG-PPT-GPS-XFORMER01 | PM03 | 307 | 4W Inspection PPT Transformer T1 | 34.5 Kv/440vac Transformer T1.1 | B | 0190E009 | 2021-01-13 | 2011-04-02 | PHILAGANAN
0190-060-821 | 34162 | 0190-ENG-PPT-GPS-XFORMER02 | PM03 | 307 | 4W Inspection PPT Transformer T2/3 | 34.5 Kv/440vac Transformer T2/3.1 | B | 0190E009 | 2021-01-13 | 2011-04-02 | PHILAGANAN
0190-060-821 | 34162 | 0190-ENG-PPT-GPS-XFORMER03 | PM03 | 307 | 4W Inspection PPT Transformer T4 | 34.5 Kv/4.16kv Transformer T4.1 | B | 0190E009 | 2021-01-13 | 2011-04-02 | PHILAGANAN
0190-060-821 | 34162 | 0190-ENG-PPT-GPS-XFORMER05 | PM03 | 307 | 4W Inspection PPT Transformer T5 | 10MVA, Power Xformer, 13.8kV/34.5kV T5.1 | C | 0190E009 | 2021-01-13 | 2011-04-02 | PHILAGANAN
0190-060-821 | 34162 | 0190-ENG-PPT-GPS-XFORMER06 | PM03 | 307 | 4W Inspection PPT Transformer T6 | 1250KV,34.5/480 3ph, Auxilliary Xformer | A | 0190E009 | 2021-01-13 | 2010-12-20 | PHILAGANAN
0190-060-821 | 34162 | 0190-ENG-PPT-GPS-XFORMER07 | PM03 | 307 | 4W Inspection PPT Transformer T7 | 2.5MVA Power Transformer T7.1 | B | 0190E009 | 2021-01-13 | 2021-01-06 | PHILAGANAN
0190-060-821 | 34162 | 0190-ENG-PPT-GPS-XFORMER08 | PM03 | 307 | 4W Inspection PPT Transformer T8 | 2.5MVA Power Transformer T8.1 | B | 0190E009 | 2021-01-13 | 2021-01-06 | PHILAGANAN
0190-060-820 | 51623 | 0190-ENG-IGG-N2A-DISTPNL01 | PM03 | 307 | 13W Planned Service N2 Facility MCC | N2 Generator Power Distribution Panel | C | 0190E011 | 2021-03-31 | 2010-12-20 | PHILAGANAN
0190-060-819 | 58652 | 0190-ENG-PPT-CTR-FAN01 | PM03 | 307 | 16W Inspection Cooling Tower Fan01 | Cooling Tower Fan No. 1 | C | 0190E009 | 2021-01-13 | 2010-12-18 | PHILAGANAN
0190-060-819 | 58652 | 0190-ENG-PPT-CTR-FAN02 | PM03 | 307 | 16W Inspection Cooling Tower Fan02 | Cooling Tower Fan No. 2 | C | 0190E009 | 2021-01-13 | 2010-12-18 | PHILAGANAN
0190-060-819 | 58652 | 0190-ENG-PPT-CTR-FAN03 | PM03 | 307 | 16W Inspection Cooling Tower Fan03 | Cooling Tower Fan No. 3 | C | 0190E009 | 2021-01-13 | 2010-12-18 | PHILAGANAN
0190-060-819 | 58652 | 0190-ENG-PPT-CTR-FAN04 | PM03 | 307 | 16W Inspection Cooling Tower Fan04 | Cooling Tower Fan No. 4 | C | 0190E009 | 2021-01-13 | 2010-12-18 | PHILAGANAN
0190-060-819 | 58652 | 0190-ENG-PPT-CTR-FAN05 | PM03 | 307 | 16W Inspection Cooling Tower Fan05 | Cooling Tower Fan No. 5 | C | 0190E009 | 2021-01-13 | 2010-12-18 | PHILAGANAN
0190-060-819 | 58652 | 0190-ENG-PPT-CTR-FAN06 | PM03 | 307 | 16W Inspection Cooling Tower Fan06 | Cooling Tower Fan No. 6 | C | 0190E009 | 2021-01-13 | 2010-12-18 | PHILAGANAN
0190-060-819 | 58652 | 0190-ENG-PPT-CTR-FAN07 | PM03 | 307 | 16W Inspection Cooling Tower Fan07 | Cooling Tower Fan No. 7 | C | 0190E009 | 2021-01-13 | 2010-12-18 | PHILAGANAN
0190-060-818 | 55190 | 0190-ENG-PPT-FHF-FCLTY | PM03 | 305 | 1W Cleaning FHF Pump Strainers | Fuel Handling Facility | C | 0190E009 | 2021-01-13 | 2010-12-18 | PHILAGANAN
0190-060-817 | 55188 | 0190-ENG-PPT-CTR-MCCPNL01 | PM03 | 305 | 52W Planned EI Maintenance PPT MCC Panel | Power Plant Cooling Tower MCC Panel | A | 0190E011 | 2021-01-13 | 2010-12-18 | PHILAGANAN
0190-060-816 | 55186 | 0190-ENG-WTR-CW2-C0MMON | PM03 | 305 | 52W Planned Maintenance Cooling Twr Ckt2 | Circuit 2 Common | C | 0190E011 | 2021-01-13 | 2010-12-18 | PHILAGANAN
0190-060-815 | 55184 | 0190-WST-PPT-GN5-EHGBLR01 | PM03 | 305 | 1Y EI Maintenance PPT EG Boiler | Wartsila Generator Exh. Gas Boiler | A | 0190E009 | 2021-01-13 | 2010-12-18 | PHILAGANAN
0190-060-814 | 55183 | 0190-ENG-PPT-CTR-FCLTY | PM03 | 305 | 52W Planned Maint PPT Cooling Tower | Power Plant Cooling Tower Facilities | C | 0190E009 | 2021-01-13 | 2010-12-18 | PHILAGANAN
0190-060-813 | 55180 | 0190-ENG-SCG-BIO-FACILITY | PM03 | 305 | 52W Planned EI Maint Biomass Faclty | Biomas Facility | X | 0190E011 | 2021-01-13 | 2010-12-17 | PHILAGANAN
0190-060-812 | 62270 | 0190-WST-STM-WHB-COMMON01 | PM03 | 305 | 1Y Planned Maintenance WH Boiler | Waste Heat Boiler Facilities Common | C | 0190E011 | 2021-01-13 | 2010-12-17 | PHILAGANAN
0190-060-811 | 52024 | 0190-ENG-GFO-CEI-WRKSHP | PM03 | 301 | 4W Calibration Storestock Instruments | Central EI Workshop | C | 0190E017 | 2015-11-03 | 2010-10-05 | PHILAGANAN
0190-060-810 | 51623 | 0190-ENG-STM-JT1-ELCTPN01 | PM03 | 305 | 3M PLND SRVCE MANTENANCE CTL PNL JTB01 | Electrical Panel | C | 0190E011 | 2011-05-06 | 2010-09-26 | PHFUTALARA
0190-060-810 | 51623 | 0190-ENG-STM-JT2-ELCTPN01 | PM03 | 305 | 3M PLANNED SERVICE MCC PANEL JTBOILER | Electrical Panel | A | 0190E011 | 2011-05-06 | 2010-09-26 | PHFUTALARA
0190-060-810 | 51623 | 0190-ENG-STM-JT2-PWRPNL01 | PM03 | 305 | 3M PLANNED SERVICE MCC PANEL JTBOILER | JT Boiler Power Distribution Panel | C | 0190E011 | 2011-05-06 | 2010-09-26 | PHFUTALARA
0190-060-809 | 51623 | 0190-ENG-WWT-AUX-MTRCTR01 | PM03 | 305 | 3M PLANNED SERVICE MCC PANELS-WWTP | WWTP Motor Control Center | C | 0190E011 | 2021-01-13 | 2010-09-11 | PHILAGANAN
0190-060-808 | 45801 | 0190-ENG-WTR-RWF-COMMON01 | PM03 | 302 | 26W Thermal Scan DeepWell Electrc Panels | Raw Water Common Facilities | C | 0190E011 | 2021-01-13 | 2010-09-11 | PHILAGANAN
0190-060-807 | 51623 | 0190-ENG-PPT-CTR-PUMP04 | PM03 | 305 | 104W Planned Maintenance PPT CTR Pump04 | Cooling Tower Pump No.4 Broad | C | 0190E011 | 2021-03-19 | 2010-09-11 | PHILAGANAN
0190-060-806 | 51623 | 0190-ENG-SCG-CWE | PM03 | 305 | 3M PLANNED SERVICE MCC PANEL -CWWE | Colored Waste Water Evaporator | X | 0190E011 | 2021-01-13 | 2010-09-11 | PHILAGANAN
0190-060-806 | 51623 | 0190-WST-SCG-CWE-COMMON01 | PM03 | 305 | 3M PLANNED SERVICE PLC PNL-CWWE | Colored Water Common | C | 0190E011 | 2021-01-13 | 2010-09-26 | PHILAGANAN
0190-060-806 | 51623 | 0190-WST-SCG-CWE-COMMON01 | PM03 | 305 | 3M PLANNED SERVICE RIO PANEL-CWWE | Colored Water Common | C | 0190E011 | 2021-01-13 | 2010-09-26 | PHILAGANAN
0190-060-806 | 51623 | 0190-WST-SCG-CWE-COMMON01 | PM03 | 305 | 3M PLANNED SERVICE PE PANEL-CWWE | Colored Water Common | C | 0190E011 | 2021-01-13 | 2010-09-26 | PHILAGANAN
0190-060-805 | 51623 | 0190-ENG-STM-WHB-BURNER01 | PM03 | 305 | 3M Maintenance WHB Burner Panel | SAACKE Burner | C | 0190E011 | 2012-08-23 | 2010-09-24 | PHFUTALARA
0190-060-805 | 51623 | 0190-ENG-STM-WHB-ELCTPN01 | PM03 | 305 | 3M Maintenance WHB Electrical Panel | Electrical Panel | A | 0190E011 | 2012-08-23 | 2010-09-11 | PHFUTALARA
0190-060-805 | 51623 | 0190-ENG-STM-WHB-MCCDRV01 | PM03 | 305 | 3M Maintenance WHB MCC Drive | Lurgi Drive MCC Panel | C | 0190E011 | 2021-01-13 | 2010-09-24 | PHILAGANAN
0190-060-805 | 51623 | 0190-ENG-STM-WHB-MCCPRL01 | PM03 | 305 | 3M Maintenance WHB Peripheral Panel | Lurgi Pheriperal Control Panel | C | 0190E011 | 2021-01-13 | 2010-09-24 | PHILAGANAN
0190-060-805 | 51623 | 0190-WST-STM-WHB-COMMON01 | PM03 | 305 | 3M Maintenance WHB PLC Panel | Waste Heat Boiler Facilities Common | C | 0190E011 | 2021-01-13 | 2010-09-24 | PHILAGANAN
0190-060-805 | 51623 | 0190-WST-STM-WHB-COMMON01 | PM03 | 305 | 3M Maintenance WHB Dosing Screw Panel | Waste Heat Boiler Facilities Common | C | 0190E011 | 2021-01-13 | 2010-09-24 | PHILAGANAN
0190-060-805 | 51623 | 0190-WST-STM-WHB-COMMON01 | PM03 | 305 | 3M Maintenance WHB Auxillary Panel | Waste Heat Boiler Facilities Common | C | 0190E011 | 2021-01-13 | 2010-09-24 | PHILAGANAN
0190-060-805 | 51623 | 0190-WST-STM-WHB-COMMON01 | PM03 | 305 | 3M Maintenance WHB Welding Panel | Waste Heat Boiler Facilities Common | C | 0190E011 | 2021-01-13 | 2010-09-24 | PHILAGANAN
0190-060-805 | 51623 | 0190-WST-STM-WHB-COMMON01 | PM03 | 305 | 3M Maintenance WHB Lighting Panel | Waste Heat Boiler Facilities Common | C | 0190E011 | 2021-01-13 | 2010-09-24 | PHILAGANAN
0190-060-805 | 51623 | 0190-WST-STM-WHB-COMMON01 | PM03 | 305 | 3M Maintenance WHB 380V Distbn Panel | Waste Heat Boiler Facilities Common | C | 0190E011 | 2021-01-13 | 2010-09-24 | PHILAGANAN
0190-060-804 | 51623 | 0190-ENG-STM-FBB-BURNER01 | PM03 | 305 | 3M PLANNED SERVICE AFBB SRT UP BNR CTRL | Start-up Burner | B | 0190E011 | 2011-05-04 | 2010-09-11 | PHFUTALARA
0190-060-804 | 51623 | 0190-ENG-STM-FBB-BURNER02 | PM03 | 305 | 3M PLANNED SERVICE AFBB LOAD BURNER CTRL | Load Burner | C | 0190E011 | 2011-05-04 | 2010-09-11 | PHFUTALARA
0190-060-804 | 51623 | 0190-ENG-STM-FBB-COMMON01 | PM03 | 305 | 3M PLANNED SERVICE AFBB PLC CTRL PNL 02 | AFBB Common Facilities | C | 0190E011 | 2011-05-04 | 2010-09-11 | PHFUTALARA
0190-060-804 | 51623 | 0190-ENG-STM-FBB-COMMON01 | PM03 | 305 | 3M PLANNED SERVICE AFBB REMOTE I/O PNL | AFBB Common Facilities | C | 0190E011 | 2011-05-04 | 2010-09-11 | PHFUTALARA
0190-060-804 | 51623 | 0190-ENG-STM-FBB-COMMON01 | PM03 | 305 | 3M PLANNED SERVICE AFBB REMOTE I/O PNL 2 | AFBB Common Facilities | C | 0190E011 | 2011-05-04 | 2010-09-11 | PHFUTALARA
0190-060-804 | 51623 | 0190-ENG-STM-FBB-COMMON01 | PM03 | 305 | 3M PLANNED SERVICE AFBB REMOTE I/O PNL 3 | AFBB Common Facilities | C | 0190E011 | 2011-05-04 | 2010-09-11 | PHFUTALARA
0190-060-804 | 51623 | 0190-ENG-STM-FBB-COMMON01 | PM03 | 305 | 3M PLANNED SERVICE AFBB REMOTE I/O PNL 4 | AFBB Common Facilities | C | 0190E011 | 2011-05-04 | 2010-09-11 | PHFUTALARA
0190-060-804 | 51623 | 0190-ENG-STM-FBB-COMMON01 | PM03 | 305 | 3M PLANNED SERVICE AFBB MCC 1 THERMAX | AFBB Common Facilities | C | 0190E011 | 2011-05-04 | 2010-09-11 | PHFUTALARA
0190-060-804 | 51623 | 0190-ENG-STM-FBB-COMMON01 | PM03 | 305 | 3M PLANNED SERVICE AFBB MCC2 THERMAX | AFBB Common Facilities | C | 0190E011 | 2011-05-04 | 2010-09-11 | PHFUTALARA
0190-060-804 | 51623 | 0190-ENG-STM-FBB-COMMON01 | PM03 | 305 | 3M PLANNED SERVICE AFBB MCC3 THERMAX | AFBB Common Facilities | C | 0190E011 | 2011-05-04 | 2010-09-11 | PHFUTALARA
0190-060-804 | 51623 | 0190-ENG-STM-FBB-COMMON01 | PM03 | 305 | 3M PLANNED SERVICE AFBB PLC CTRL PANEL 1 | AFBB Common Facilities | C | 0190E011 | 2011-05-04 | 2010-09-11 | PHFUTALARA
0190-060-803 | 33527 | 0190-ENG-PPT-FHF-MCC01 | PM03 | 305 | 3M SERVICE FHF MCC PANELS | Motor Control Center 01 | B | 0190E011 | 2021-01-13 | 2010-09-07 | PHILAGANAN
0190-060-802 | 45801 | 0190-ENG-PPT-GN6-EMETFR01 | PM03 | 302 | 26W Thermal Scan Detroit Ltg Xformer | Emergency Lighting Transformer | B | 0190E017 | 2021-01-13 | 2010-04-30 | PHILAGANAN
0190-060-802 | 45801 | 0190-ENG-PPT-GN6-LIGTRP01 | PM03 | 302 | 26W Thermal Scan Detroit Ltg Panel | Emergency Lighting Panel | C | 0190E017 | 2021-01-13 | 2011-12-10 | PHILAGANAN
0190-060-802 | 45801 | 0190-ENG-PPT-GN6-POWPNL01 | PM03 | 302 | 26W Thermal Scan Detroit Switch Gear | Emergency Generator No.6 Switchgear | B | 0190E017 | 2021-01-13 | 2011-12-10 | PHILAGANAN
0190-060-802 | 45801 | 0190-ENG-PPT-GN6-POWSWT01 | PM03 | 302 | 26W Thermal Scan Detroit Trnsfr Swcth | 440 Vac Power Transfer Switch | A | 0190E017 | 2021-01-13 | 2011-12-10 | PHILAGANAN
0190-060-801 | 49599 | 0190-ENG-PPT-LPS-AVR01 | PM03 | 307 | 1M INSPECTION LPS AVR 01 | 34.5 Kv Automatic Voltage Regulator 01 | A | 0190E011 | 2021-01-13 | 2010-11-27 | PHILAGANAN
0190-060-801 | 49548 | 0190-ENG-PPT-LPS-BREKER01 | PM03 | 307 | 1M INSPECTION LPS BREAKER01 | 69 Kv Circuit Breaker | A | 0190E011 | 2021-01-13 | 2011-04-10 | PHILAGANAN
0190-060-801 | 34141 | 0190-ENG-PPT-LPS-BREKER02 | PM03 | 307 | 1M INSPECTION LPS BREAKER02 | 34.5 Kv Circuit Breaker | A | 0190E011 | 2021-01-13 | 2011-04-10 | PHILAGANAN
0190-060-801 | 49539 | 0190-ENG-PPT-LPS-DISCON01 | PM03 | 307 | 1M INSPECTION LPS DSCNCT SWITCH | 69 Kv Disconnect Switch | A | 0190E011 | 2021-01-13 | 2011-04-10 | PHILAGANAN
0190-060-801 | 49540 | 0190-ENG-PPT-LPS-POWSYS01 | PM03 | 307 | 1M INSPECTION LPS PWRMTR SYSTEM | Power Monitor System | C | 0190E011 | 2021-01-13 | 2011-04-12 | PHILAGANAN
0190-060-801 | 49541 | 0190-ENG-PPT-LPS-STCSPT01 | PM03 | 307 | 1M INSPECTION LPS STRUCTURE SUPPORT | 69 Kv Structural Support | A | 0190E011 | 2021-01-13 | 2011-04-12 | PHILAGANAN
0190-060-801 | 49548 | 0190-ENG-PPT-LPS-SWGPNL01 | PM03 | 307 | 1M INSPECTION LPS HVS PANEL | HV Switch Gear Panel | A | 0190E011 | 2021-01-13 | 2011-04-10 | PHILAGANAN
0190-060-801 | 49603 | 0190-ENG-PPT-LPS-VACTFR01 | PM03 | 307 | 1M INSPECTION LPS 34.5/220 TRANSFORMER | 34.5 Kv/220 Vac Single Tranformer | C | 0190E011 | 2021-01-13 | 2011-04-12 | PHILAGANAN
0190-060-801 | 49603 | 0190-ENG-PPT-LPS-XFRMER01 | PM03 | 307 | 1M INSPECTION LPS TRANSFORMER | 69/34.5 Kv Transformer | A | 0190E011 | 2021-01-13 | 2011-04-12 | PHILAGANAN
0190-060-800 | 62396 | 0190-ENG-SCG-BIO-CTLPNL01 | PM03 | 307 | 4W Cleaning Biomass Electrical Room | Conveyor Control Panel 01 | B | 0190E011 | 2021-03-31 | 2010-11-27 | PHILAGANAN
0190-060-800 | 62396 | 0190-ENG-SCG-CWE-ELECRM01 | PM03 | 307 | 4W Cleaning CWWE Electrical Room | CWWE Electrical Room | B | 0190E011 | 2021-03-31 | 2010-11-27 | PHILAGANAN
0190-060-800 | 62396 | 0190-ENG-STM-FBB-AFBBLR01 | PM03 | 307 | 4W Cleaning AFBB Electrical Room | Atmospheric Fluidized Bed Boiler | A | 0190E011 | 2021-03-31 | 2010-11-27 | PHILAGANAN
0190-060-799 | 51718 | 0190-WST-PPT-FSF-DIETNK02 | PM03 | 305 | 1Y PLANNED SERVICE DIESEL NO 6 TANK | Tank No 6 Diesel | B | 0190E009 | 2021-01-13 | 2011-05-14 | PHILAGANAN
0190-060-798 | 57845 | 0190-WST-PPT-FSF-DIETNK02 | PM03 | 307 | 3M INSPECTION DIESEL NO 6 TANK | Tank No 6 Diesel | B | 0190E009 | 2021-01-13 | 2011-05-14 | PHILAGANAN
0190-060-797 | 51616 | 0190-WST-PPT-FSF-DIETNK01 | PM03 | 305 | 1Y PLANNED SERVICE DIESEL NO 4 TANK | Tank No 4 Diesel | B | 0190E009 | 2021-01-13 | 2011-05-14 | PHILAGANAN
0190-060-796 | 57845 | 0190-WST-PPT-FSF-DIETNK01 | PM03 | 307 | 3M INSPECTION DIESEL NO 4 TANK | Tank No 4 Diesel | B | 0190E009 | 2021-01-13 | 2011-05-14 | PHILAGANAN
0190-060-795 | 51718 | 0190-ENG-PPT-FSF-HFOTNK01 | PM03 | 305 | 1Y PLANNED SERVICE BUFFER DAY TANK | Tank No 5 HFO | B | 0190E009 | 2021-01-13 | 2011-05-14 | PHILAGANAN
0190-060-794 | 57845 | 0190-ENG-PPT-FSF-HFOTNK01 | PM03 | 307 | 13W Inspection Buffer Day Tank-Fuel/Oil | Tank No 5 HFO | B | 0190E009 | 2021-01-13 | 2011-05-14 | PHILAGANAN
0190-060-793 | 51718 | 0190-ENG-PPT-FSF-HFOTNK02 | PM03 | 305 | 1Y PLANNED SERVICE BUNKER DAY TANK | Tank No 3 Purified HFO | B | 0190E009 | 2021-01-13 | 2011-05-14 | PHILAGANAN
0190-060-792 | 49574 | 0190-ENG-PPT-FSF-HFOTNK02 | PM03 | 307 | 13W Inspection Bunker Day Tank-HFO | Tank No 3 Purified HFO | B | 0190E009 | 2021-01-13 | 2011-05-14 | PHILAGANAN
0190-060-791 | 51616 | 0190-ENG-PPT-FSF-HFOTNK02 | PM03 | 307 | 13W Planned Service Bunker Day Tank | Tank No 3 Purified HFO | B | 0190E009 | 2021-03-31 | 2011-05-14 | PHILAGANAN
0190-060-790 | 51720 | 0190-ENG-PPT-FSF-OILTNK01 | PM03 | 305 | 1Y PLANNED SERVICE LUBE OIL TANK | Argina Oil Tank | C | 0190E009 | 2021-01-13 | 2011-05-14 | PHILAGANAN
0190-060-789 | 57845 | 0190-ENG-PPT-FSF-OILTNK01 | PM03 | 307 | 3M INSPECTION LUBE OIL TANK | Argina Oil Tank | C | 0190E009 | 2021-01-13 | 2011-05-14 | PHILAGANAN
0190-060-788 | 51718 | 0190-ENG-PPT-FSF-FULTNK02 | PM03 | 305 | 1Y PLANNED SERVICE HFO TANK2 | Tank No 2 HFO Fuel-Nestle | A | 0190E009 | 2021-01-13 | 2011-05-14 | PHILAGANAN
0190-060-787 | 57845 | 0190-ENG-PPT-FSF-FULTNK02 | PM03 | 307 | 13W Inspection HFO Tank2 | Tank No 2 HFO Fuel-Nestle | A | 0190E009 | 2021-01-13 | 2011-05-14 | PHILAGANAN
0190-060-786 | 51718 | 0190-ENG-PPT-FSF-FULTNK01 | PM03 | 305 | 1Y PLANNED SERVICE HFO TANK1 | Tank No 1 HFO Fuel- Chevron | A | 0190E009 | 2021-01-13 | 2011-05-14 | PHILAGANAN
0190-060-785 | 49572 | 0190-ENG-PPT-FSF-FULTNK01 | PM03 | 307 | 3M INSPECTION HFO TANK1 | Tank No 1 HFO Fuel- Chevron | A | 0190E009 | 2021-01-13 | 2011-05-14 | PHILAGANAN
0190-060-784 | 63779 | 0190-ENG-GFO-CEI-WRKSHP | PM03 | 305 | 1W Inspection External PEE | Central EI Workshop | C | 0190E011 | 2021-01-13 | 2011-05-11 | PHILAGANAN
0190-060-783 | 102 | 0190-MLK-PRO-AHB-AIRHTR01 | PM03 | 305 | 1Y Planned Maintenance Milks AH B1 | Milk Air Heater B1 | A | 0190E011 | 2021-01-13 | 2011-05-11 | PHILAGANAN
0190-060-782 | 57272 | 0190-ENG-PPT-LPS-COMMON01 | PM03 | 307 | 4W Inspection 69KV Substation | 69kV Local Power Substation Facility | C | 0190E011 | 2021-01-13 | 2011-05-10 | PHILAGANAN
0190-060-782 | 49553 | 0190-ENG-PPT-LPS-OILSEP01 | PM03 | 307 | 4W Inspection 69KV Oil Separator Pit | Oil Separator / Drainage System | B | 0190E011 | 2021-01-13 | 2011-12-10 | PHILAGANAN
0190-060-782 | 61060 | 0190-ENG-PPT-LPS-SUPLIN01 | PM03 | 307 | 4W Inspection 69KV Substation Supply Lin | 34.5 Kv Main Supply Line | A | 0190E011 | 2021-01-13 | 2011-12-10 | PHILAGANAN
0190-060-781 | 49568 | 0190-ENG-PPT-CTR-FCLTY | PM03 | 307 | 6W Cleaning and Inspection Cooling Tower | Power Plant Cooling Tower Facilities | C | 0190E009 | 2021-01-13 | 2011-05-03 | PHILAGANAN
0190-060-780 | 49567 | 0190-WST-PPT-GN5-ENGINE001 | PM03 | 305 | 1M Planned Maintenance G5 Charge Air | Wartsila Generator Engine | A | 0190E009 | 2021-01-13 | 2011-05-02 | PHILAGANAN
0190-060-779 | 60446 | 0190-MLK-PRO-NH3-COMMON01 | PM03 | 305 | 5000RH EI Plnd Maintenance Milks Chiller | Milks Ammonia Chiller System Common | B | 0190E011 | 2021-01-13 | 2011-04-30 | PHILAGANAN
0190-060-778 | 45705 | 0190-MLK-PRO-NH3-MCCPNL01 | PM03 | 307 | 4W Inspection Milks NH3 Chiller MCC 1 | Milks Chiller Motor Control Panel 1 | B | 0190E011 | 2021-01-13 | 2011-04-30 | PHILAGANAN
0190-060-778 | 45705 | 0190-MLK-PRO-NH3-MCCPNL02 | PM03 | 307 | 4W Inspection Milks NH3 Chiller MCC 2 | Milks Chiller Motor Control Panel 2 | C | 0190E005 | 2021-01-13 | 2014-06-25 | PHILAGANAN
0190-060-777 | 49578 | 0190-ENG-PPT-GPS-BREKER01 | PM03 | 307 | 26W Inspection and Cleaning PPT H0.1 MVS | Medium Voltage Switchgear, SF6, H0.1 | A | 0190E009 | 2021-01-13 | 2011-04-29 | PHILAGANAN
0190-060-777 | 49578 | 0190-ENG-PPT-GPS-BREKER02 | PM03 | 307 | 26W Inspection and Cleaning PPT H1.1 MVS | Medium Voltage Switchgear, SF6, H1.1 | B | 0190E009 | 2021-01-13 | 2011-04-29 | PHILAGANAN
0190-060-777 | 49578 | 0190-ENG-PPT-GPS-BREKER03 | PM03 | 307 | 26W Inspection and Cleaning PPT H2/3 MVS | Medium Voltage Switchgear, SF6, H2/3.1 | B | 0190E009 | 2021-03-31 | 2011-04-29 | PHILAGANAN
0190-060-777 | 49578 | 0190-ENG-PPT-GPS-BREKER04 | PM03 | 307 | 26W Inspection and Cleaning PPT H4.1 MVS | Medium Voltage Switchgear, SF6, H4.1 | B | 0190E009 | 2021-01-13 | 2011-04-29 | PHILAGANAN
0190-060-777 | 49578 | 0190-ENG-PPT-GPS-BREKER05 | PM03 | 307 | 26W Inspection and Cleaning PPT H5.1 MVS | Medium Voltage Switchgear, SF6, H5.1 | B | 0190E011 | 2021-01-13 | 2011-04-29 | PHILAGANAN
0190-060-777 | 49578 | 0190-ENG-PPT-GPS-BREKER06 | PM03 | 307 | 26W Inspection and Cleaning PPT H6.1 MVS | Medium Voltage Switchgear, Aux, H6.1 | A | 0190E009 | 2021-01-13 | 2011-04-29 | PHILAGANAN
0190-060-776 | 49553 | 0190-ENG-PPT-FSF-OILSEP01 | PM03 | 302 | 4W Inspection Oil Separator01 | Oil Separator 1 | B | 0190E009 | 2021-01-13 | 2011-04-19 | PHILAGANAN
0190-060-776 | 49553 | 0190-ENG-PPT-FSF-OILSEP02 | PM03 | 302 | 4W Inspection Oil Separator02 | Oil Separator 2 | B | 0190E009 | 2021-01-13 | 2011-04-19 | PHILAGANAN
0190-060-776 | 49553 | 0190-ENG-PPT-FSF-OILSEP03 | PM03 | 302 | 4W Inspection Oil Separator03 | Oil Separator 3 | B | 0190E009 | 2021-01-13 | 2011-04-19 | PHILAGANAN
0190-060-775 | 49638 | 0190-ENG-GFO-CEI-WRKSHP | PM03 | 307 | 26W Inspection Engineering/IS PEE | Central EI Workshop | C | 0190E017 | 2021-01-13 | 2011-04-16 | PHILAGANAN
0190-060-774 | 68095 | 0190-ENG-CAF-AIR-DISTPNL01 | PM03 | 307 | 13W Cleaning Air Compressor MCC Panel | Compress Air Power Distribution Panel | A | 0190E009 | 2021-03-31 | 2011-04-16 | PHILAGANAN
0190-060-773 | 49554 | 0190-ENG-PSB-H08-MVSZS208 | PM03 | 305 | 10Y Planned Maintenance PSB MVS H8.2 | MVS Unigear ZS2 Vacuum CB H8.2 | A | 0190E011 | 2021-01-13 | 2011-04-10 | PHILAGANAN
0190-060-772 | 49554 | 0190-ENG-PSB-H08-LVS08 | PM03 | 305 | 10Y Planned Maintenance PSB LVS8.2 | LVS8 440VAC, ACB, 3ph, 60Hz. ABB | A | 0190E011 | 2021-01-13 | 2011-04-10 | PHILAGANAN
0190-060-771 | 49554 | 0190-WST-PSB-H07-MVSSF607 | PM03 | 305 | 10Y Planned Maintenance PSB MVS H7.2 | MVS Sulphur Hexaflouride CB Sf6 H7.2 | A | 0190E011 | 2021-01-13 | 2011-04-10 | PHILAGANAN
0190-060-770 | 49554 | 0190-ENG-PSB-H07-LVS07 | PM03 | 305 | 10Y Planned Maintenance PSB LVS7.2 | LVS7, 440VAC, ACB, 3ph, 60Hz, ABB | A | 0190E011 | 2021-01-13 | 2011-04-10 | PHILAGANAN
0190-060-769 | 49554 | 0190-ENG-PSA-H06-MVSSF607 | PM03 | 305 | 10Y Planned Maintenance PSA MVS H6.2A | MVS Sulphur Hexaflouride CB Sf6 H6.2a | B | 0190E011 | 2021-01-13 | 2011-04-10 | PHILAGANAN
0190-060-768 | 49554 | 0190-ENG-PSA-H06-MVSSF606 | PM03 | 305 | 10Y Planned Maintenance PSA MVS H6.2 | MVS Sulphur Hexaflouride CB Sf6 H6.2 | A | 0190E011 | 2021-01-13 | 2011-04-10 | PHILAGANAN
0190-060-767 | 49554 | 0190-ENG-PSA-H06-LVS06 | PM03 | 305 | 10Y Planned Maintenance PSA LVS06 | LVS 06 ACB 440vac 3ph 60hz | A | 0190E011 | 2021-01-13 | 2011-04-10 | PHILAGANAN
0190-060-766 | 49554 | 0190-ENG-PSA-H05-MVSSF602 | PM03 | 305 | 10Y Planned Maintenance PSA MVS H5.2 | MVS Sulphur Hexaflouride CB SF6 H5.2 | C | 0190E011 | 2021-01-13 | 2011-04-10 | PHILAGANAN
0190-060-765 | 49554 | 0190-ENG-PSA-H05-MVSSF601 | PM03 | 305 | 10Y Planned Maintenance PSA MVS H5.2A | MVS Sulphur Hexaflouride CB Sf6 H5.2a | A | 0190E011 | 2021-01-13 | 2011-04-10 | PHILAGANAN
0190-060-764 | 49554 | 0190-ENG-PSA-H05-LVS05 | PM03 | 305 | 10Y Planned Maintenance PSA LVS05 | LVS 05 ACB 440vac 3ph 60hz | A | 0190E011 | 2021-01-13 | 2011-04-10 | PHILAGANAN
0190-060-763 | 49554 | 0190-ENG-PSA-H04-MVSACB04 | PM03 | 305 | 10Y Planned Maintenance PSA MVS H4.2 | MVS Air Circuit Breaker H4.2 | A | 0190E011 | 2021-01-13 | 2011-04-10 | PHILAGANAN
0190-060-762 | 49554 | 0190-ENG-PSA-H04-LVS04 | PM03 | 305 | 10Y Planned Maintenance PSA LVS04 | LVS 04 ACB 440vac 3ph 60hz | A | 0190E011 | 2021-01-13 | 2011-04-10 | PHILAGANAN
0190-060-761 | 49554 | 0190-ENG-PSA-H03-MVSSF603 | PM03 | 305 | 10Y Planned Maintenance PSA MVS H3.2 | MVS Sulphur Hexaflouride CB Sf6 H3.2 | A | 0190E011 | 2021-01-13 | 2011-04-10 | PHILAGANAN
0190-060-760 | 49554 | 0190-ENG-PSA-H03-LVS03 | PM03 | 305 | 10Y Planned Maintenance PSA LVS03 | LVS 03 ACB 440vac 3ph 60hz | A | 0190E011 | 2021-01-13 | 2011-04-10 | PHILAGANAN
0190-060-759 | 49554 | 0190-ENG-PSA-H02-OILBRK02 | PM03 | 305 | 10Y Planned Maintenance PSA MVS H2.2 | MVS Oil Circuit Breaker H2.2 | A | 0190E011 | 2021-01-13 | 2011-04-10 | PHILAGANAN
0190-060-758 | 49554 | 0190-ENG-PSA-H02-LVS02 | PM03 | 305 | 10Y Planned Maintenance PSA LVS02 | LVS 02 ACB 440vac 3ph 60hz | A | 0190E011 | 2021-01-13 | 2011-04-10 | PHILAGANAN
0190-060-757 | 49554 | 0190-WST-PSA-H01-OILBRK03 | PM03 | 305 | 10Y SERVICING REHABILITATION PSA MVS H2. | MVS Oil Ckt Breaker H1.2 Breaker | A | 0190E011 | 2011-07-18 | 2011-04-10 | PHFUTALARA
0190-060-756 | 49554 | 0190-ENG-PSA-H01-OILBRK02 | PM03 | 305 | 10Y Planned Maintenance PSA MVS H1.2 | MVS Vacuum Circuit Breaker H1.2 | A | 0190E011 | 2021-01-13 | 2011-04-10 | PHILAGANAN
0190-060-755 | 49554 | 0190-ENG-PSA-H01-LVS01 | PM03 | 305 | 10Y Planned Maintenance PSA LVS01 | LVS 01 ACB 440vac 3ph 60hz | A | 0190E011 | 2021-01-13 | 2011-04-10 | PHILAGANAN
0190-060-754 | 49554 | 0190-ENG-PSA-H00-MVSSF601 | PM03 | 305 | 10Y Planned Maintenance PSA MVS H0.2 | MVS Main Vacuum CB H0.2 - Cepalco | A | 0190E011 | 2021-01-13 | 2011-04-10 | PHILAGANAN
0190-060-753 | 49554 | 0190-ENG-PPT-LPS-DISCON01 | PM03 | 305 | 10Y Planned Maintenance LPS Dscnct Swtch | 69 Kv Disconnect Switch | A | 0190E011 | 2021-01-13 | 2011-04-10 | PHILAGANAN
0190-060-752 | 49554 | 0190-ENG-PPT-LPS-BREKER02 | PM03 | 305 | 10Y Planned Maintenance LPS MVS | 34.5 Kv Circuit Breaker | A | 0190E011 | 2021-01-13 | 2011-04-10 | PHILAGANAN
0190-060-751 | 49554 | 0190-ENG-PPT-LPS-BREKER01 | PM03 | 305 | 10Y Planned Maintenance LPS HVS | 69 Kv Circuit Breaker | A | 0190E011 | 2021-01-13 | 2011-04-10 | PHILAGANAN
0190-060-750 | 49554 | 0190-ENG-PPT-LPS-AVR01 | PM03 | 305 | 10Y Planned Maintenance LPS AVR | 34.5 Kv Automatic Voltage Regulator 01 | A | 0190E011 | 2021-01-13 | 2011-04-10 | PHILAGANAN
0190-060-749 | 49554 | 0190-ENG-PPT-GPS-BREKER06 | PM03 | 305 | 10Y Planned Maintenance GPS MVS H6.1 | Medium Voltage Switchgear, Aux, H6.1 | A | 0190E011 | 2021-01-13 | 2011-04-10 | PHILAGANAN
0190-060-748 | 49554 | 0190-ENG-PPT-GPS-BREKER05 | PM03 | 305 | 10Y Planned Maintenance GPS MVS H5.1 | Medium Voltage Switchgear, SF6, H5.1 | B | 0190E011 | 2021-01-13 | 2011-04-10 | PHILAGANAN
0190-060-747 | 49554 | 0190-ENG-PPT-GPS-BREKER04 | PM03 | 305 | 10Y Planned Maintenance GPS MVS H4.1 | Medium Voltage Switchgear, SF6, H4.1 | B | 0190E011 | 2021-01-13 | 2011-04-10 | PHILAGANAN
0190-060-746 | 49554 | 0190-ENG-PPT-GPS-BREKER03 | PM03 | 305 | 10Y Planned Maintenance GPS MVS H2/3 | Medium Voltage Switchgear, SF6, H2/3.1 | B | 0190E011 | 2021-01-13 | 2011-04-10 | PHILAGANAN
0190-060-745 | 49554 | 0190-ENG-PPT-GPS-BREKER02 | PM03 | 305 | 10Y Planned Maintenance GPS MVS H2.1 | Medium Voltage Switchgear, SF6, H1.1 | B | 0190E011 | 2021-01-13 | 2011-04-10 | PHILAGANAN
0190-060-744 | 49554 | 0190-ENG-PPT-GPS-BREKER01 | PM03 | 305 | 10Y Planned Maintenance GPS MVS H0.1 | Medium Voltage Switchgear, SF6, H0.1 | A | 0190E011 | 2021-01-13 | 2011-04-10 | PHILAGANAN
0190-060-743 | 49601 | 0190-ENG-PPT-GN6-ENGINE01 | PM03 | 307 | 13W Inspection Detroit Genset & Auxi | Emergency Generator No.6 Engine | B | 0190E009 | 2021-01-13 | 2011-03-27 | PHILAGANAN
0190-060-742 | 62396 | 0190-ENG-GFO-CEI-TLPHNY01 | PM03 | 307 | 8W Cleaning Communication Room | Factory Telephony System | C | 0190E017 | 2021-01-13 | 2011-03-26 | PHILAGANAN
0190-060-741 | 400649 | 0190-ENG-PPT-GN1-ENGINE01 | PM03 | 304 | 1Y Renewal Permit to Operate Cat G1 | GenSet 01 Engine Unit | B | 0190E011 | 2021-06-03 | 2011-03-26 | PHILAGANAN
0190-060-741 | 400649 | 0190-ENG-PPT-GN2-ENGINE01 | PM03 | 304 | 1Y Renewal Permit to Operate Cat G2 | GenSet 02 Engine Unit | B | 0190E011 | 2021-06-03 | 2011-03-26 | PHILAGANAN
0190-060-741 | 400649 | 0190-ENG-PPT-GN3-ENGINE01 | PM03 | 304 | 1Y Renewal Permit to Operate Cat G3 | GenSet 03 Engine Unit | B | 0190E009 | 2021-06-03 | 2012-02-04 | PHILAGANAN
0190-060-741 | 400649 | 0190-ENG-PPT-GN4-ENGINE01 | PM03 | 304 | 1Y Renewal Permit to Operate Cat G4 | GenSet 04 Engine Unit | B | 0190E009 | 2021-06-03 | 2012-02-04 | PHILAGANAN
0190-060-741 | 400649 | 0190-ENG-PPT-GN6-ENGINE01 | PM03 | 304 | 1Y Renewal Permit to Operate GN6 | Emergency Generator No.6 Engine | B | 0190E009 | 2021-06-03 | 2013-01-08 | PHILAGANAN
0190-060-741 | 400649 | 0190-ENG-PPT-GN7-ENGINE01 | PM03 | 304 | 1Y Renewal Permit to Operate GN7 | Mobile GenSet 01 Engine Unit | B | 0190E009 | 2021-06-03 | 2014-09-01 | PHILAGANAN
0190-060-741 | 400649 | 0190-ENG-PPT-GN8-ENGINE01 | PM03 | 304 | 1Y Renewal Permit to Operate GN8 | Mobile GenSet 02 Engine Unit | B | 0190E009 | 2021-06-03 | 2014-09-01 | PHILAGANAN
0190-060-740 | 56451 | 0190-ENG-PPT-CMN-FCLTY | PM03 | 304 | 52W Renewal Permit Operate Pressure Vsl | Power Plant Facilities | C | 0190E009 | 2021-06-03 | 2011-02-22 | PHILAGANAN
0190-060-739 | 56450 | 0190-ENG-CAF-AIR-FCLTY | PM03 | 305 | 52W TS AirDryer Refrigeration System | Compress Air Facility | C | 0190E009 | 2021-01-13 | 2011-02-22 | PHILAGANAN
0190-060-738 | 55179 | 0190-ADM-FAC-BLG-COMMON02-UPS01 | PM03 | 307 | 13W Planned Service UPS- SHE | SHE Office UPS 01 | C | 0190E017 | 2021-08-10 | 2017-10-12 | PHILAGANAN
0190-060-738 | 55179 | 0190-ADM-FAC-BLG-ELECRM01-UPS01 | PM03 | 307 | 13W Planned Service UPS- Admin Data | Admin Data Center UPS 01 | C | 0190E017 | 2021-08-10 | 2017-10-12 | PHILAGANAN
0190-060-738 | 55179 | 0190-ADM-FAC-BLG-ELECRM01-UPS02 | PM03 | 307 | 13W Planned Service UPS- Admin Comm | Admin Comm Room UPS 02 | C | 0190E017 | 2021-08-10 | 2017-10-12 | PHILAGANAN
0190-060-738 | 55179 | 0190-ADM-FAC-BLG-ELECRM02-UPS01 | PM03 | 307 | 13W Planned Service UPS- Guard House | Main Guard House UPS 01 | C | 0190E017 | 2021-08-10 | 2017-10-12 | PHILAGANAN
0190-060-738 | 55179 | 0190-ADM-FAC-BLG-ELECRM05-UPS01 | PM03 | 307 | 13W Planned Service UPS- Training Center | Admin Training Center UPS 01 | C | 0190E017 | 2021-08-10 | 2017-10-12 | PHILAGANAN
0190-060-738 | 55179 | 0190-ADM-FAC-BLG-ELECRM05-UPS02 | PM03 | 307 | 13W Planned Service UPS- Training Center | Admin Training Center UPS 02 | C | 0190E017 | 2021-08-10 | 2017-10-12 | PHILAGANAN
0190-060-738 | 55179 | 0190-ADM-FAC-BLG-ELECRM06-UPS01 | PM03 | 307 | 13W Planned Service UPS- QAD | Q.A. Lab EI Room UPS 01 | C | 0190E017 | 2021-08-10 | 2017-10-12 | PHILAGANAN
0190-060-738 | 55179 | 0190-ENG-GFO-CEI-FAS01-UPS01 | PM03 | 307 | 13W Planned Service UPS- FAS | FAS UPS 01 | C | 0190E017 | 2021-08-10 | 2017-10-12 | PHILAGANAN
0190-060-738 | 55179 | 0190-ENG-HSF-CMN-COMMON-UPS01 | PM03 | 307 | 13W Planned Service UPS- FSC | FSC Office UPS01 | C | 0190E017 | 2021-08-10 | 2017-10-12 | PHILAGANAN
0190-060-738 | 55179 | 0190-ENG-PPT-AUF-POWPNL01-UPS01 | PM03 | 307 | 13W Planned Service UPS- PPT | Power Plant UPS 01 | C | 0190E017 | 2021-08-10 | 2017-10-12 | PHILAGANAN
0190-060-738 | 55179 | 0190-ENG-PPT-LPS-POWSYS01-UPS01 | PM03 | 307 | 13W Planned Service UPS- 69kV | 69kV UPS 6000VA 01 | C | 0190E017 | 2021-08-10 | 2010-12-17 | PHILAGANAN
0190-060-738 | 55179 | 0190-ENG-PPT-LPS-POWSYS01-UPS02 | PM03 | 307 | 13W Planned Service UPS- 69kV | 69kV UPS 2000VA 02 | C | 0190E017 | 2021-08-10 | 2017-10-12 | PHILAGANAN
0190-060-738 | 55179 | 0190-ENG-PSA-AUX-UPS01 | PM03 | 307 | 13W Planned Service UPS- Subs A | SubsA UPS 01 6000VA | C | 0190E017 | 2021-08-10 | 2017-10-12 | PHILAGANAN
0190-060-738 | 55179 | 0190-ENG-PSA-AUX-UPS02 | PM03 | 307 | 13W Planned Service UPS- Subs A | SubsA UPS 02 6000VA | A | 0190E017 | 2021-08-10 | 2017-10-12 | PHILAGANAN
0190-060-738 | 55179 | 0190-ENG-PSA-AUX-UPS03 | PM03 | 307 | 13W Planned Service UPS- Subs A | SubsA UPS 03 10000VA | C | 0190E017 | 2021-08-10 | 2017-10-12 | PHILAGANAN
0190-060-738 | 55179 | 0190-ENG-PSA-AUX-UPS04 | PM03 | 307 | 13W Planned Service UPS- Subs A | SubsA UPS 04 6000VA | C | 0190E017 | 2021-08-10 | 2017-10-12 | PHILAGANAN
0190-060-738 | 55179 | 0190-ENG-PSB-AUX-UPS01 | PM03 | 307 | 13W Planned Service UPS- Subs B | SubsB UPS 01 2000VA | A | 0190E017 | 2021-08-10 | 2017-10-12 | PHILAGANAN
0190-060-738 | 55179 | 0190-ENG-PSB-AUX-UPS02 | PM03 | 307 | 13W Planned Service UPS- Subs B | SubsB UPS 02 6000VA | C | 0190E017 | 2021-08-10 | 2017-10-12 | PHILAGANAN
0190-060-738 | 55179 | 0190-ENG-PSB-AUX-UPS03 | PM03 | 307 | 13W Planned Service UPS- Subs B | SubsB UPS 03 10000VA | C | 0190E017 | 2021-08-10 | 2017-10-12 | PHILAGANAN
0190-060-738 | 55179 | 0190-ENG-PSB-AUX-UPSTFR01 | PM03 | 307 | 13W Planned Service UPS- Subs B | UPS Transformer | A | 0190E017 | 2021-08-10 | 2017-10-12 | PHILAGANAN
0190-060-738 | 55179 | 0190-ENG-REF-CA1-MCCPNL01-UPS01 | PM03 | 307 | 13W Planned Service UPS- I/S OBH | I\S OBH UPS 01 | C | 0190E017 | 2021-08-10 | 2017-10-12 | PHILAGANAN
0190-060-738 | 55179 | 0190-ENG-STM-FBB-PLCPNL01-UPS01 | PM03 | 307 | 13W Planned Service UPS- I/S Lurgi | I/S Lurge 2nd floor UPS | C | 0190E017 | 2021-08-10 | 2017-10-12 | PHILAGANAN
0190-060-738 | 55179 | 0190-ENG-STM-FBB-PLCPNL01-UPS02 | PM03 | 307 | 13W Planned Service UPS- I/S Lurgi | New I/S Lurge 3rd flr (CWWE) UPS02 | C | 0190E017 | 2021-08-10 | 2017-10-12 | PHILAGANAN
0190-060-738 | 55179 | 0190-ENG-STM-FBB-PLCPNL01-UPS03 | PM03 | 307 | 13W Planned Service UPS- I/S Lurgi | I/S Lurge 3rd flr (CWWE) UPS03 | C | 0190E017 | 2021-08-10 | 2017-10-12 | PHILAGANAN
0190-060-738 | 55179 | 0190-ENG-STM-FBB-PLCPNL01-UPS04 | PM03 | 307 | 13W Planned Service UPS- AFBB | AFBB UPS 04 | C | 0190E017 | 2021-08-10 | 2017-10-12 | PHILAGANAN
0190-060-738 | 55179 | 0190-ENG-WWT-AUX-PLCPNL01-UPS01 | PM03 | 307 | 13W Planned Service UPS- WWTP | Waste Water UPS 01 | C | 0190E017 | 2021-08-10 | 2017-10-12 | PHILAGANAN
0190-060-738 | 55179 | 0190-QAD-FAC-CMN-COMMON01-UPS01 | PM03 | 307 | 13W Planned Service UPS- QAD | QA UPS 01 1000VA | C | 0190E017 | 2021-08-10 | 2017-10-12 | PHILAGANAN
0190-060-738 | 55179 | 0190-QAD-FAC-CMN-COMMON01-UPS02 | PM03 | 307 | 13W Planned Service UPS- QAD | QA UPS 02 1000VA | C | 0190E017 | 2021-08-10 | 2017-10-12 | PHILAGANAN
0190-060-738 | 55179 | 0190-QAD-FAC-CMN-COMMON01-UPS03 | PM03 | 307 | 13W Planned Service UPS- QAD | QA UPS 03 3000VA | C | 0190E017 | 2021-08-10 | 2017-10-12 | PHILAGANAN
0190-060-738 | 55179 | 0190-QAD-FAC-CMN-COMMON01-UPS04 | PM03 | 307 | 13W Planned Service UPS- QAD | QA UPS 04 3000VA | C | 0190E017 | 2021-08-10 | 2017-10-12 | PHILAGANAN
0190-060-737 | 55177 | 0190-ENG-PSB-AUX-TIEBUS01 | PM03 | 305 | 52W Planned Maint PSB Tie In Bus | Tie-In Bus System | B | 0190E011 | 2021-01-14 | 2010-12-17 | PHILAGANAN
0190-060-736 | 55063 | 0190-ENG-PPT-FHF-FCLTY | PM03 | 301 | 12M Calibration FHF Pressure Gauges | Fuel Handling Facility | C | 0190E009 | 2015-04-06 | 2010-12-11 | PHILAGANAN
0190-060-735 | 51801 | 0190-ENG-PPT-FSF-DFDTNK01 | PM03 | 307 | 104W NDT/LEAK TEST DIESEL DAY TANK | Diesel Day Tank | A | 0190E009 | 2021-01-13 | 2010-09-23 | PHILAGANAN
0190-060-735 | 51801 | 0190-ENG-PPT-FSF-FLSTNK01 | PM03 | 307 | 104W NDT/LEAK TEST DIESEL FLUSHTANK | Diesel Flushing Tank | A | 0190E009 | 2021-01-13 | 2010-09-23 | PHILAGANAN
0190-060-735 | 51801 | 0190-ENG-PPT-FSF-FULTNK01 | PM03 | 307 | 104W NDT/ CRACK TEST HFO TANK1 | Tank No 1 HFO Fuel- Chevron | A | 0190E009 | 2021-01-13 | 2010-09-23 | PHILAGANAN
0190-060-735 | 51801 | 0190-ENG-PPT-FSF-FULTNK02 | PM03 | 307 | 104W NDT/CRACK TEST HFO TANK2 | Tank No 2 HFO Fuel-Nestle | A | 0190E009 | 2021-01-13 | 2010-09-23 | PHILAGANAN
0190-060-735 | 51801 | 0190-ENG-PPT-FSF-HFOTNK01 | PM03 | 307 | 104W NDT/LEAK TEST BUFFER DAY TANK | Tank No 5 HFO | B | 0190E009 | 2021-01-13 | 2011-05-13 | PHILAGANAN
0190-060-735 | 51801 | 0190-ENG-PPT-FSF-HFOTNK02 | PM03 | 307 | 104W NDT/LEAK TEST BUNKER DAYTANK | Tank No 3 Purified HFO | B | 0190E009 | 2021-01-13 | 2011-05-13 | PHILAGANAN
0190-060-735 | 51801 | 0190-ENG-PPT-FSF-MIXTNK01 | PM03 | 307 | 104W NDT/LEAK TEST DSL CLAR TANK | Mixed Tank | C | 0190E009 | 2021-01-13 | 2010-09-23 | PHILAGANAN
0190-060-735 | 51801 | 0190-ENG-PPT-FSF-OILTNK01 | PM03 | 307 | 104W NDT/LEAK TEST LUBE OIL TANK | Argina Oil Tank | C | 0190E009 | 2021-01-13 | 2011-05-13 | PHILAGANAN
0190-060-735 | 51801 | 0190-ENG-PPT-FSF-OILTNK02 | PM03 | 307 | 104W NDT/ CRACK TEST USED OIL TANK | Used Oil Tank | B | 0190E009 | 2021-01-13 | 2010-09-23 | PHILAGANAN
0190-060-735 | 51801 | 0190-ENG-PPT-FSF-SLUTNK01 | PM03 | 307 | 104W NDT/ CRACK TEST SLUDGE TANK | Sludge Tank | B | 0190E009 | 2021-01-13 | 2010-09-23 | PHILAGANAN
0190-060-734 | 51723 | 0190-ENG-PPT-FSF-TNKFRM01 | PM03 | 302 | 52W Plnd Bndwall Test Fuel StnTank Farms | Tank Farm 1 | C | 0190E009 | 2021-01-13 | 2010-09-16 | PHILAGANAN
0190-060-734 | 51723 | 0190-ENG-PPT-FSF-TNKFRM02 | PM03 | 302 | 52W Plnd Bondwall Tst Fuel Hndling Tanks | Tank Farm 2 | C | 0190E009 | 2021-01-13 | 2010-09-16 | PHILAGANAN
0190-060-733 | 49575 | 0190-ENG-PPT-FSF-SLUTNK01 | PM03 | 307 | 13W Inspection Sludge Tank | Sludge Tank | B | 0190E009 | 2021-01-13 | 2010-09-16 | PHILAGANAN
0190-060-732 | 51659 | 0190-ENG-GFO-CEI-WRKSHP | PM03 | 301 | 13W Calibration PERA CO Detector | Central EI Workshop | C | 0190E001 | 2016-12-27 | 2010-09-09 | PHILAGANAN
0190-060-731 | 423354 | 0190-ENG-GFO-CEI-FAS01 | PM03 | 305 | 52W Biometric Device Maintenance | Central EI FAS and Automation | C | 0190E017 | 2021-01-13 | 2015-04-07 | PHILAGANAN
0190-060-730 | 51658 | 0190-ENG-GFO-CEI-FAS01 | PM03 | 307 | 13W Inspection Coffee CO Sensor | Central EI FAS and Automation | C | 0190E001 | 2021-01-13 | 2010-09-09 | PHILAGANAN
0190-060-729 | 51621 | 0190-ENG-GFO-FCT-FCLTY | PM03 | 307 | 13W Planned Maint Biometrics System | Factory Overhead Facilities | C | 0190E017 | 2021-03-31 | 2010-09-07 | PHILAGANAN
0190-060-728 | 50639 | 0190-ENG-PSB-LTG-DISPNL01 | PM03 | 305 | 52W Planned Maintenance PSB MLDP01 | Lighting Main Distribution Panel 01 | A | 0190E011 | 2021-01-13 | 2010-06-30 | PHILAGANAN
0190-060-727 | 50639 | 0190-ENG-PSA-LTG-DISPNL04 | PM03 | 305 | 52W Planned Maintenance MLDP03 | Main Lighting Distribution Panel 03 | A | 0190E009 | 2021-01-13 | 2010-06-30 | PHILAGANAN
0190-060-726 | 50639 | 0190-ENG-PSA-LTG-DISPNL03 | PM03 | 305 | 52W Planned Maintenance MLDP02 | Main Lighting Distribution Panel 02 | A | 0190E009 | 2021-01-13 | 2010-06-30 | PHILAGANAN
0190-060-725 | 50639 | 0190-ENG-PSA-LTG-DISPNL02 | PM03 | 305 | 52W Planned Maintenance MLDP01 | Main Lighting Distribution Panel 01 | A | 0190E009 | 2021-01-13 | 2010-06-30 | PHILAGANAN
0190-060-724 | 50637 | 0190-ENG-PSB-H08-CAPATR08 | PM03 | 305 | 52W Planned Maintenance Capacitor Bank08 | Capacitor Bank 08 | B | 0190E009 | 2021-01-13 | 2010-06-30 | PHILAGANAN
0190-060-723 | 50637 | 0190-ENG-PSB-H07-CAPATR07 | PM03 | 305 | 52W Planned Maintenance Capacitor Bank07 | Capacitor Bank 07 | B | 0190E009 | 2021-01-13 | 2010-06-30 | PHILAGANAN
0190-060-722 | 50637 | 0190-ENG-PSA-H06-CAPATR06 | PM03 | 305 | 52W Planned Maintenance Capacitor Bank06 | Capacitor Bank 06 | B | 0190E009 | 2021-01-13 | 2010-06-30 | PHILAGANAN
0190-060-721 | 50637 | 0190-ENG-PSA-H05-CAPATR05 | PM03 | 305 | 52W Planned Maintenance Capacitor Bank05 | Capacitor Bank 05 | B | 0190E009 | 2021-01-13 | 2010-06-30 | PHILAGANAN
0190-060-720 | 50637 | 0190-ENG-PSA-H04-CAPATR04 | PM03 | 305 | 52W Planned Maintenance Capacitor Bank04 | Capacitor Bank 04 | B | 0190E009 | 2021-01-13 | 2010-06-30 | PHILAGANAN
0190-060-719 | 50637 | 0190-ENG-PSA-H03-CAPATR03 | PM03 | 305 | 52W Planned Maintenance Capacitor Bank03 | Capacitor Bank 03 | B | 0190E009 | 2021-01-13 | 2010-06-30 | PHILAGANAN
0190-060-718 | 50637 | 0190-ENG-PSA-H02-CAPATR02 | PM03 | 305 | 52W Planned Maintenance Capacitor Bank02 | Capacitor Bank 02 | B | 0190E009 | 2021-01-13 | 2010-06-30 | PHILAGANAN
0190-060-717 | 50637 | 0190-ENG-PSA-H01-CAPATR01 | PM03 | 305 | 52W Plannend Maint Capacitor Bank01 | Capacitor Bank 01 | B | 0190E009 | 2021-01-13 | 2010-06-30 | PHILAGANAN
0190-060-716 | 50618 | 0190-ENG-PSB-AUX-LTGART01 | PM03 | 305 | 52W Planned Maint PSB Ltg Arrester | Lighting Arrester 01 | A | 0190E011 | 2021-01-13 | 2010-06-28 | PHILAGANAN
0190-060-715 | 50618 | 0190-ENG-PSA-AUX-LTGATR01 | PM03 | 305 | 52W Planned Maint PSA Ltg Arrester | Lighting Arrester 01 | A | 0190E011 | 2021-01-13 | 2010-06-28 | PHILAGANAN
0190-060-714 | 50607 | 0190-ENG-PPT-GPS-DISSWT01 | PM03 | 305 | 52W Planned Maint GPS Recloser | Recloser Minergy | C | 0190E009 | 2021-01-13 | 2020-01-15 | PHILAGANAN
0190-060-714 | 50607 | 0190-ENG-PPT-LPS-DISCON01 | PM03 | 305 | 52W Planned Maint LPS Dscnct Switch | 69 Kv Disconnect Switch | A | 0190E009 | 2021-01-13 | 2010-06-28 | PHILAGANAN
0190-060-714 | 50607 | 0190-ENG-PPT-LPS-STCSPT01 | PM03 | 305 | 52W Planned Maint LPS Support | 69 Kv Structural Support | A | 0190E011 | 2021-01-13 | 2020-01-15 | PHILAGANAN
0190-060-713 | 50606 | 0190-ENG-PPT-LPS-AVR01 | PM03 | 305 | 52W Planned Maintenance LPS AVR | 34.5 Kv Automatic Voltage Regulator 01 | A | 0190E011 | 2021-01-13 | 2010-06-28 | PHILAGANAN
0190-060-713 | 50606 | 0190-ENG-PPT-LPS-AVR02 | PM03 | 305 | 52W Planned Maintenance LPS AVR | 34.5 Kv Automatic Voltage Regulator 02 | A | 0190E011 | 2021-01-13 | 2019-12-27 | PHILAGANAN
0190-060-713 | 50606 | 0190-ENG-PPT-LPS-AVR03 | PM03 | 305 | 52W Planned Maintenance LPS AVR | 34.5 Kv Automatic Voltage Regulator 03 | A | 0190E011 | 2021-01-13 | 2019-12-27 | PHILAGANAN
0190-060-712 | 50579 | 0190-ENG-PPT-LPS-BREKER02 | PM03 | 305 | 3Y Planned Maintenance LPS 34.5KV MVS | 34.5 Kv Circuit Breaker | A | 0190E009 | 2021-11-22 | 2010-06-24 | PHILAGANAN
0190-060-711 | 50581 | 0190-ENG-PPT-LPS-XFRMER01 | PM03 | 305 | 3Y Planned Maintenance LPS Transformer | 69/34.5 Kv Transformer | A | 0190E011 | 2021-11-22 | 2010-06-24 | PHILAGANAN
0190-060-710 | 50579 | 0190-ENG-PPT-LPS-BREKER01 | PM03 | 305 | 3Y Planned Maintenance LPS PCB | 69 Kv Circuit Breaker | A | 0190E009 | 2021-11-22 | 2010-06-24 | PHILAGANAN
0190-060-709 | 50562 | 0190-ENG-GFO-FCT-FCLTY | PM03 | 301 | 52W Test Instrument Cal MX Rayte | Factory Overhead Facilities | C | 0190E014 | 2017-05-18 | 2010-06-24 | PHILAGANAN
0190-060-708 | 50562 | 0190-ENG-GFO-FCT-FCLTY | PM03 | 301 | 52W Test Instrument Cal AMETEK196 | Factory Overhead Facilities | C | 0190E014 | 2015-12-09 | 2010-06-24 | PHILAGANAN
0190-060-707 | 50562 | 0190-ENG-GFO-FCT-FCLTY | PM03 | 301 | 52W Test Instrument Calibration FLIR E45 | Factory Overhead Facilities | C | 0190E014 | 2020-03-20 | 2010-06-24 | PHILAGANAN
0190-060-706 | 50562 | 0190-ENG-GFO-FCT-FCLTY | PM03 | 301 | 52W Calibration SKF GX Instrument | Factory Overhead Facilities | C | 0190E014 | 2015-12-09 | 2010-06-24 | PHILAGANAN
0190-060-705 | 50562 | 0190-ENG-GFO-FCT-FCLTY | PM03 | 301 | 52W Calibration SKF CMVA6 Instrument | Factory Overhead Facilities | C | 0190E014 | 2015-12-09 | 2010-06-24 | PHILAGANAN
0190-060-704 | 50562 | 0190-ENG-GFO-CEI-FAS01 | PM03 | 301 | 52W Calibration SKF TMH1 Instrument | Central EI FAS and Automation | C | 0190E014 | 2020-03-20 | 2010-06-24 | PHILAGANAN
0190-060-703 | 50562 | 0190-ENG-GFO-FCT-FCLTY | PM03 | 301 | 52W Calibration SKF CMVP5 Instrument | Factory Overhead Facilities | C | 0190E014 | 2020-03-20 | 2010-06-23 | PHILAGANAN
0190-060-702 | 50562 | 0190-ENG-GFO-CEI-FAS01 | PM03 | 301 | 52W Calibration SKF TME 2 Instrument | Central EI FAS and Automation | C | 0190E014 | 2020-03-20 | 2010-06-23 | PHILAGANAN
0190-060-701 | 50562 | 0190-ENG-GFO-FCT-FCLTY | PM03 | 301 | 52W Calibration SKF TMEB Instrument | Factory Overhead Facilities | C | 0190E014 | 2020-03-20 | 2010-06-23 | PHILAGANAN
0190-060-700 | 36396 | 0190-ENG-CAF-AIR-AIRTNK03 | PM03 | 304 | 104W NDT Compress Air Wet Tank | Compress Air Receiving Tank No.3 - Wet | A | 0190E009 | 2021-06-03 | 2011-02-22 | PHILAGANAN
0190-060-700 | 36396 | 0190-ENG-CAF-AIR-AIRTNK04 | PM03 | 304 | 104W NDT Compress Air Dry Tank | Compress Air Receiving Tank No.4 - Dry | A | 0190E009 | 2021-06-03 | 2011-02-22 | PHILAGANAN
0190-060-700 | 36396 | 0190-ENG-IGG-IGS-CO2TNK01 | PM03 | 304 | 104W NDT CO2 Tank 1 | CO2 Tank System No 1 | A | 0190E009 | 2021-06-03 | 2009-02-03 | PHILAGANAN
0190-060-700 | 36396 | 0190-ENG-IGG-IGS-CO2TNK02 | PM03 | 304 | 104W NDT CO2 Tank 2 | CO2 Tank System No 2 | A | 0190E009 | 2021-06-03 | 2009-02-03 | PHILAGANAN
0190-060-700 | 36396 | 0190-ENG-IGG-IGS-CO2TNK03 | PM03 | 304 | 104W NDT CO2 Tank 3 | CO2 Tank System No 3 | A | 0190E009 | 2021-06-03 | 2009-02-03 | PHILAGANAN
0190-060-700 | 36396 | 0190-ENG-IGG-IGS-INETNK01 | PM03 | 304 | 104W NDT Inert Gas Tank 1 | IGG Receiver Tank No 1 | A | 0190E009 | 2021-06-03 | 2009-02-03 | PHILAGANAN
0190-060-700 | 36396 | 0190-ENG-IGG-IGS-INETNK02 | PM03 | 304 | 104W NDT Inert Gas Tank 2 | IGG Receiver Tank No 2 | A | 0190E009 | 2021-06-03 | 2009-02-03 | PHILAGANAN
0190-060-700 | 36396 | 0190-ENG-IGG-IGS-INETNK03 | PM03 | 304 | 104W NDT Inert Gas Tank 3 | IGG Receiver Tank No 3 | A | 0190E009 | 2021-06-03 | 2011-08-10 | PHILAGANAN
0190-060-700 | 36396 | 0190-ENG-IGG-IGS-INETNK04 | PM03 | 304 | 104W NDT Inert Gas Tank 4 | IGG Receiver Tank No 4 | A | 0190E009 | 2021-06-03 | 2011-08-10 | PHILAGANAN
0190-060-700 | 36396 | 0190-ENG-IGG-N2A-N2TANK01 | PM03 | 304 | 104W NDT Nitrogen Tank 1 | N2 Nitrogen Tank No. 1 790 Ltr | A | 0190E009 | 2021-06-03 | 2009-02-03 | PHILAGANAN
0190-060-700 | 36396 | 0190-ENG-IGG-N2A-N2TANK02 | PM03 | 304 | 104W NDT Nitrogen Tank 2 | N2 Nitrogen Tank No. 2 790 Ltr | A | 0190E009 | 2021-06-03 | 2009-02-03 | PHILAGANAN
0190-060-700 | 36396 | 0190-ENG-IGG-N2A-N2TANK03 | PM03 | 304 | 104W NDT Nitrogen Tank 3 | N2 Nitrogen Tank No. 3 790 Ltr | A | 0190E009 | 2021-06-03 | 2009-02-03 | PHILAGANAN
0190-060-700 | 36396 | 0190-ENG-IGG-N2A-N2TANK04 | PM03 | 304 | 104W NDT Pressure Vessel | N2 Nitrogen Tank No. 4 750 Ltr | A | 0190E009 | 2021-06-03 | 2014-05-19 | PHILAGANAN
0190-060-700 | 36396 | 0190-ENG-IGG-N2A-N2TANK05 | PM03 | 304 | 104W NDT Pressure Vessel | N2 Nitrogen Tank No. 5 750 Ltr | A | 0190E009 | 2021-06-03 | 2014-05-19 | PHILAGANAN
0190-060-700 | 36396 | 0190-ENG-IGG-N2A-VERTANK01 | PM03 | 304 | 104W NDT N2 Compress Air Receiving Tank | Air Receiver Vertical Tank 3000 Ltr | A | 0190E009 | 2021-06-03 | 2009-02-03 | PHILAGANAN
0190-060-700 | 36396 | 0190-ENG-PPT-AUF-AIRTNK01 | PM03 | 304 | 104W NDT AirCom10 AirTank | Lt - 12 Compressed Air Supply | A | 0190E009 | 2021-06-03 | 2009-02-03 | PHILAGANAN
0190-060-700 | 36396 | 0190-ENG-PPT-AUF-PRSTNK01 | PM03 | 302 | 104W NDT RO Pressure Tank | RO Pressure Tank System | A | 0190E009 | 2021-01-13 | 2012-02-15 | PHILAGANAN
0190-060-699 | 55896 | 0190-ENG-IGG-N2A-FCLTY | PM03 | 307 | 52W TS Domnick Hunter Nitrogen Facility | Nitrogen Generator 2 Plant Facility | C | 0190E009 | 2021-03-31 | 2011-01-28 | PHILAGANAN
0190-060-698 | 102 | 0190-MLK-PRO-AHB-AIRHTR02 | PM03 | 305 | 52W Planned EI Maintenance MAH B2 | Milk Air Heater B2 | A | 0190E011 | 2021-01-13 | 2010-11-25 | PHILAGANAN
0190-060-697 | 45705 | 0190-ENG-REF-NH3-MCCPNL01 | PM03 | 307 | 8W Cleaning & Inspection NH3 Chiller | NH3 Chiller Motor Control Center | B | 0190E011 | 2021-01-13 | 2010-11-25 | PHILAGANAN
0190-060-696 | 52606 | 0190-ENG-PSA-CMN-FCLTY | PM03 | 305 | 52W TS Transformer Oil Purification | Power Substation A Facility | C | 0190E011 | 2021-01-13 | 2010-11-25 | PHILAGANAN
0190-060-695 | 52551 | 0190-ENG-IGG-N2A-ADR02 | PM03 | 305 | 26W Planned Maintenance N2 AirDryer02 | N2 Air Dryer No. 2 | A | 0190E009 | 2021-01-13 | 2010-11-18 | PHILAGANAN
0190-060-694 | 52551 | 0190-ENG-IGG-N2A-ADR01 | PM03 | 305 | 26W Planned Maintenance N2 AirDryer01 | N2 Air Dryer No. 1 | A | 0190E009 | 2021-01-13 | 2010-11-18 | PHILAGANAN
0190-060-693 | 52548 | 0190-ENG-GFO-CEI-WRKSHP | PM03 | 301 | 52W Calibration Precision Manometer | Central EI Workshop | C | 0190E017 | 2017-05-18 | 2010-11-18 | PHILAGANAN
0190-060-692 | 52546 | 0190-ENG-GFO-CEI-WRKSHP | PM03 | 301 | 52W Calibration Decade Resistance Box | Central EI Workshop | C | 0190E017 | 2017-05-18 | 2010-11-18 | PHILAGANAN
0190-060-691 | 52545 | 0190-ENG-GFO-CEI-WRKSHP | PM03 | 301 | 52W Calibration Beamex MC2B (13059) | Central EI Workshop | C | 0190E017 | 2015-12-09 | 2010-11-18 | PHILAGANAN
0190-060-690 | 52545 | 0190-ENG-GFO-CEI-WRKSHP | PM03 | 301 | 52W Calibration Beamex MC2A (13058) | Central EI Workshop | C | 0190E017 | 2017-05-18 | 2010-11-18 | PHILAGANAN
0190-060-689 | 52540 | 0190-ENG-GFO-CEI-FAS01 | PM03 | 305 | 52W FAS Software and Application Support | Central EI FAS and Automation | C | 0190E017 | 2021-01-13 | 2010-11-18 | PHILAGANAN
0190-060-688 | 52539 | 0190-ENG-GFO-CEI-FAS01 | PM03 | 305 | 52W MES/Globe Support Project | Central EI FAS and Automation | C | 0190E017 | 2021-01-13 | 2010-11-18 | PHILAGANAN
0190-060-687 | 52538 | 0190-ENG-GFO-CEI-FAS01 | PM03 | 305 | 52W FFMW Applications Supports (KS/Mlks) | Central EI FAS and Automation | C | 0190E017 | 2021-01-13 | 2010-11-18 | PHILAGANAN
0190-060-686 | 52537 | 0190-ENG-GFO-CEI-FAS01 | PM03 | 305 | 156W FAS Network Validation | Central EI FAS and Automation | C | 0190E017 | 2021-01-13 | 2010-11-18 | PHILAGANAN
0190-060-685 | 52515 | 0190-ENG-GFO-CEI-FAS01 | PM03 | 301 | 52W UPS Planned Maintenance Service | Central EI FAS and Automation | C | 0190E017 | 2021-08-10 | 2010-11-16 | PHILAGANAN
0190-060-684 | 52506 | 0190-COF-PRO-AH3-BURNER01 | PM03 | 305 | 5Y Replacement CAH Instruments | Coffee AH3 Burner01 | C | 0190E011 | 2021-01-13 | 2010-11-15 | PHILAGANAN
0190-060-683 | 52500 | 0190-COF-PRO-AH3-AHCHMB01 | PM03 | 305 | 156W PLND RPLCEMNT PNEUMATIC TUBINGS CAH | Coffee AH3 Combustion Chamber | C | 0190E010 | 2021-01-13 | 2010-11-15 | PHILAGANAN
0190-060-682 | 49566 | 0190-ENG-PPT-GN4-ENGINE01 | PM03 | 305 | 500RH Planned Maintenance G4 Engine | GenSet 04 Engine Unit | B | 0190E009 | 2021-01-13 | 2010-11-10 | PHILAGANAN
0190-060-681 | 49566 | 0190-ENG-PPT-GN1-ENGINE01 | PM03 | 305 | 500RH Planned Maintenance G1 Engine | GenSet 01 Engine Unit | B | 0190E009 | 2021-05-10 | 2010-11-10 | PHILAGANAN
0190-060-680 | 52447 | 0190-WST-PPT-GN5-ENGINE001 | PM03 | 305 | 1000RH Planned Maintenance G5 Engine | Wartsila Generator Engine | A | 0190E009 | 2021-01-13 | 2010-11-10 | PHILAGANAN
0190-060-679 | 52440 | 0190-ENG-IGG-N2A-N2GEN03 | PM03 | 305 | 13W Planned Maintenance N2 Gen03 | N2 Generator No. 3 | A | 0190E009 | 2021-01-13 | 2010-11-10 | PHILAGANAN
0190-060-678 | 52440 | 0190-ENG-IGG-N2A-N2GEN02 | PM03 | 305 | 13W Planned Maintenance N2 Gen02 | N2 Generator No. 2 | A | 0190E009 | 2021-01-13 | 2010-11-10 | PHILAGANAN
0190-060-677 | 52552 | 0190-ENG-IGG-N2A-ADR02 | PM03 | 305 | 13W Planned Maintenance N2 AirDryer02 | N2 Air Dryer No. 2 | A | 0190E009 | 2021-01-13 | 2010-11-10 | PHILAGANAN
0190-060-676 | 52552 | 0190-ENG-IGG-N2A-ADR01 | PM03 | 305 | 13W Planned Maintenance N2 AirDryer01 | N2 Air Dryer No. 1 | A | 0190E009 | 2021-01-13 | 2010-11-10 | PHILAGANAN
0190-060-675 | 52440 | 0190-ENG-IGG-N2A-N2GEN01 | PM03 | 305 | 13W Planned Maintenance N2 Gen01 | N2 Generator No. 1 | A | 0190E009 | 2021-01-13 | 2010-11-10 | PHILAGANAN
0190-060-674 | 45670 | 0190-ENG-PPT-FHF-FULPMP12 | PM03 | 305 | 1Y PLANNED SERVICE PPT FHF FUEL PUMP12 | Spare Wartsila Diesel Transfer Pump | C | 0190E009 | 2021-01-13 | 2010-11-04 | PHILAGANAN
0190-060-673 | 45670 | 0190-ENG-PPT-FHF-FULPMP06 | PM03 | 305 | 2Y Planned Maintenance FHF Transferpmp06 | Wartsila Generator LSFO Transfer Pump | C | 0190E009 | 2021-01-13 | 2010-11-04 | PHILAGANAN
0190-060-672 | 45670 | 0190-ENG-PPT-FHF-FULPMP05 | PM03 | 305 | 2Y Planned Maintenance FHF Transferpmp05 | JTBoiler LSFO Transfer Pump | C | 0190E009 | 2021-01-13 | 2010-11-04 | PHILAGANAN
0190-060-671 | 45670 | 0190-ENG-PPT-FHF-FULPMP04 | PM03 | 305 | 2Y Planned Maintenance FHF Transferpmp04 | Spare JT and AFBB LSFO Transfer Pump | C | 0190E009 | 2021-01-13 | 2010-11-04 | PHILAGANAN
0190-060-670 | 45670 | 0190-ENG-PPT-FHF-FULPMP02 | PM03 | 305 | 2Y Planned Maintenance FHF Transferpmp02 | Coffee and Milk Spare LSFO Transfer Pump | C | 0190E009 | 2021-01-13 | 2010-11-04 | PHILAGANAN
0190-060-669 | 45670 | 0190-ENG-PPT-FHF-FULPMP01 | PM03 | 305 | 2Y Planned Maintenance FHF Transferpmp01 | Milk Air Heater LSFO Transfer Pump | C | 0190E009 | 2021-01-13 | 2010-11-04 | PHILAGANAN
0190-060-668 | 33834 | 0190-ENG-PPT-FHF-FULPMP08 | PM03 | 303 | 6M LUBRICATION PPT FHF PUMP08 | Cat 3&4 Diesel Supply | C | 0190E009 | 2020-12-14 | 2010-10-28 | PHILAGANAN
0190-060-667 | 52263 | 0190-WST-PPT-GN5-GENSET01 | PM03 | 305 | 8000RH Planned Maintenance G5 Engine Oil | Wartsila Generator | A | 0190E009 | 2020-12-14 | 2010-10-28 | PHILAGANAN
0190-060-666 | 63309 | 0190-WST-PPT-GN5-GENSET01 | PM03 | 305 | 4000RH Planned EI Maintenance G5 Engine | Wartsila Generator | A | 0190E009 | 2021-01-13 | 2010-10-28 | PHILAGANAN
0190-060-665 | 52261 | 0190-WST-PPT-GN5-ENGINE001 | PM03 | 305 | 3W Turbowash G5 Engine | Wartsila Generator Engine | A | 0190E009 | 2021-01-13 | 2010-10-28 | PHILAGANAN
0190-060-664 | 45858 | 0190-WST-PPT-GN5-ENGINE001 | PM03 | 305 | 4000RH Planned Maintenance G5 Engine | Wartsila Generator Engine | A | 0190E009 | 2021-01-13 | 2010-10-27 | PHILAGANAN
0190-060-663 | 52256 | 0190-WST-PPT-GN5-ENGINE001 | PM03 | 305 | 48000RH Planned Maintenance G5 Engine | Wartsila Generator Engine | A | 0190E009 | 2021-01-13 | 2010-10-27 | PHILAGANAN
0190-060-662 | 52255 | 0190-WST-PPT-GN5-ENGINE001 | PM03 | 305 | 36000RH Planned Maintenane G5 Engine | Wartsila Generator Engine | A | 0190E009 | 2021-01-13 | 2010-10-27 | PHILAGANAN
0190-060-661 | 52254 | 0190-WST-PPT-GN5-ENGINE001 | PM03 | 305 | 32000RH Planned Maintenance G5 Engine | Wartsila Generator Engine | A | 0190E009 | 2021-01-13 | 2010-10-27 | PHILAGANAN
0190-060-660 | 52252 | 0190-WST-PPT-GN5-ENGINE001 | PM03 | 305 | 2000RH Planned Maintenance G5 Engine | Wartsila Generator Engine | A | 0190E009 | 2021-01-13 | 2010-10-27 | PHILAGANAN
0190-060-659 | 52238 | 0190-WST-PPT-GN5-ENGINE001 | PM03 | 305 | 24000RH Planned Service G5 Speed Sensor | Wartsila Generator Engine | A | 0190E009 | 2021-01-13 | 2010-10-27 | PHILAGANAN
0190-060-658 | 34196 | 0190-ENG-PPT-CTR-FAN07 | PM03 | 302 | 1M Vibration Analysis PPT CTR Fan07 | Cooling Tower Fan No. 7 | C | 0190E009 | 2021-01-13 | 2010-10-25 | PHILAGANAN
0190-060-657 | 34196 | 0190-ENG-PPT-CTR-FAN06 | PM03 | 302 | 1M Vibration Analysis PPT CTR Fan06 | Cooling Tower Fan No. 6 | C | 0190E009 | 2021-01-13 | 2010-10-25 | PHILAGANAN
0190-060-656 | 34196 | 0190-ENG-PPT-CTR-FAN05 | PM03 | 302 | 1M Vibration Analysis PPT CTR Fan05 | Cooling Tower Fan No. 5 | C | 0190E009 | 2021-01-13 | 2010-10-25 | PHILAGANAN
0190-060-655 | 34196 | 0190-ENG-PPT-CTR-FAN04 | PM03 | 302 | 1M Vibration Analysis PPT CTR Fan04 | Cooling Tower Fan No. 4 | C | 0190E009 | 2021-01-13 | 2010-10-25 | PHILAGANAN
0190-060-654 | 34196 | 0190-ENG-PPT-CTR-FAN03 | PM03 | 302 | 1M Vibration Analysis PPT CTR Fan03 | Cooling Tower Fan No. 3 | C | 0190E009 | 2021-01-13 | 2010-10-25 | PHILAGANAN
0190-060-653 | 34196 | 0190-ENG-PPT-CTR-FAN02 | PM03 | 302 | 1M Vibration Analysis PPT CTR Fan02 | Cooling Tower Fan No. 2 | C | 0190E009 | 2021-01-13 | 2010-10-25 | PHILAGANAN
0190-060-652 | 51983 | 0190-ENG-IGG-N2A-FCLTY | PM03 | 305 | 26W Replacement N2 AirDryer Line Filters | Nitrogen Generator 2 Plant Facility | C | 0190E009 | 2021-01-13 | 2010-10-01 | PHILAGANAN
0190-060-651 | 425192 | 0190-ENG-PSA-H01-LVS01 | PM03 | 307 | 26W Power Cable Inspection LVS01 | LVS 01 ACB 440vac 3ph 60hz | A | 0190E011 | 2021-01-13 | 2015-06-25 | PHILAGANAN
0190-060-651 | 425192 | 0190-ENG-PSA-H02-LVS02 | PM03 | 307 | 26W Power Cable Inspection LVS02 | LVS 02 ACB 440vac 3ph 60hz | A | 0190E011 | 2021-01-13 | 2015-06-25 | PHILAGANAN
0190-060-651 | 425192 | 0190-ENG-PSA-H03-LVS03 | PM03 | 307 | 26W Power Cable Inspection LVS03 | LVS 03 ACB 440vac 3ph 60hz | A | 0190E011 | 2021-01-13 | 2015-06-25 | PHILAGANAN
0190-060-651 | 425192 | 0190-ENG-PSA-H04-LVS04 | PM03 | 307 | 26W Power Cable Inspection LVS04 | LVS 04 ACB 440vac 3ph 60hz | A | 0190E011 | 2021-01-13 | 2015-06-25 | PHILAGANAN
0190-060-651 | 425192 | 0190-ENG-PSA-H05-LVS05 | PM03 | 307 | 26W Power Cable Inspection LVS05 | LVS 05 ACB 440vac 3ph 60hz | A | 0190E011 | 2021-01-13 | 2015-06-25 | PHILAGANAN
0190-060-651 | 425192 | 0190-ENG-PSA-H06-LVS06 | PM03 | 307 | 26W Power Cable Inspection LVS06 | LVS 06 ACB 440vac 3ph 60hz | A | 0190E011 | 2021-01-13 | 2015-06-25 | PHILAGANAN
0190-060-651 | 425192 | 0190-ENG-PSB-H07-LVS07 | PM03 | 307 | 26W Power Cable Inspection LVS07 | LVS7, 440VAC, ACB, 3ph, 60Hz, ABB | A | 0190E011 | 2021-01-13 | 2015-06-25 | PHILAGANAN
0190-060-651 | 425192 | 0190-ENG-PSB-H08-LVS08 | PM03 | 307 | 26W Power Cable Inspection LVS08 | LVS8 440VAC, ACB, 3ph, 60Hz. ABB | A | 0190E011 | 2021-01-13 | 2015-06-25 | PHILAGANAN
0190-060-650 | 423863 | 0190-ENG-PPT-GN1-CTRPNL01 | PM03 | 301 | 52W Calibration of Protective Relays | G1 Control Panel | B | 0190E009 | 2020-03-20 | 2015-05-07 | PHILAGANAN
0190-060-650 | 423863 | 0190-ENG-PPT-GN2-CTRPNL01 | PM03 | 301 | 52W Calibration of Protective Relays | G2 Control Panel | B | 0190E009 | 2020-03-20 | 2015-05-07 | PHILAGANAN
0190-060-650 | 423863 | 0190-ENG-PPT-GN3-CTRPNL01 | PM03 | 301 | 52W Calibration of Protective Relays | G3 Control Panel | B | 0190E009 | 2020-03-20 | 2015-05-07 | PHILAGANAN
0190-060-650 | 423863 | 0190-ENG-PPT-GN4-CTRPNL01 | PM03 | 301 | 52W Calibration of Protective Relays | G4 Control Panel | B | 0190E009 | 2020-03-20 | 2015-05-07 | PHILAGANAN
0190-060-650 | 423863 | 0190-ENG-PPT-GPS-BREKER01 | PM03 | 301 | 52W Calibration of Protective Relays | Medium Voltage Switchgear, SF6, H0.1 | A | 0190E009 | 2020-03-20 | 2015-05-07 | PHILAGANAN
0190-060-650 | 423863 | 0190-ENG-PPT-GPS-BREKER02 | PM03 | 301 | 52W Calibration of Protective Relays | Medium Voltage Switchgear, SF6, H1.1 | B | 0190E009 | 2020-03-20 | 2015-05-07 | PHILAGANAN
0190-060-650 | 423863 | 0190-ENG-PPT-GPS-BREKER03 | PM03 | 301 | 52W Calibration of Protective Relays | Medium Voltage Switchgear, SF6, H2/3.1 | B | 0190E009 | 2020-03-20 | 2015-05-07 | PHILAGANAN
0190-060-650 | 423863 | 0190-ENG-PPT-GPS-BREKER04 | PM03 | 301 | 52W Calibration of Protective Relays | Medium Voltage Switchgear, SF6, H4.1 | B | 0190E009 | 2020-03-20 | 2015-05-07 | PHILAGANAN
0190-060-650 | 423863 | 0190-ENG-PPT-GPS-BREKER05 | PM03 | 301 | 52W Calibration of Protective Relays | Medium Voltage Switchgear, SF6, H5.1 | B | 0190E009 | 2020-03-20 | 2015-05-07 | PHILAGANAN
0190-060-650 | 423863 | 0190-ENG-PPT-GPS-BREKER06 | PM03 | 301 | 52W Calibration of Protective Relays | Medium Voltage Switchgear, Aux, H6.1 | A | 0190E009 | 2020-03-20 | 2015-05-07 | PHILAGANAN
0190-060-649 | 423660 | 0190-ENG-GFO-CEI-FAS01 | PM03 | 301 | 52W TechConnect Support Programs | Central EI FAS and Automation | C | 0190E017 | 2021-06-03 | 2015-04-22 | PHILAGANAN
0190-060-648 | 420923 | 0190-ENG-PPT-GN7-ENGINE01 | PM03 | 307 | 1W Warm-up Operation of Mitsubishi 1 | Mobile GenSet 01 Engine Unit | B | 0190E009 | 2021-01-13 | 2015-01-06 | PHILAGANAN
0190-060-648 | 420923 | 0190-ENG-PPT-GN8-ENGINE01 | PM03 | 307 | 1W Warm-up Operation of Mitsubishi 2 | Mobile GenSet 02 Engine Unit | B | 0190E009 | 2021-01-13 | 2015-01-06 | PHILAGANAN
0190-060-647 | 420922 | 0190-ENG-PPT-GN6-ENGINE01 | PM03 | 307 | 1W Warm-up Operation of Detroit Engine | Emergency Generator No.6 Engine | B | 0190E009 | 2021-01-13 | 2015-01-06 | PHILAGANAN
0190-060-646 | 420920 | 0190-ENG-PPT-GN1-ENGINE01 | PM03 | 307 | 1W Warm-up Operation of CAT G1 | GenSet 01 Engine Unit | B | 0190E009 | 2021-01-13 | 2015-01-06 | PHILAGANAN
0190-060-646 | 422437 | 0190-ENG-PPT-GN2-ENGINE01 | PM03 | 307 | 1W Warm-up Operation of CAT G2 | GenSet 02 Engine Unit | B | 0190E009 | 2021-01-13 | 2015-01-06 | PHILAGANAN
0190-060-646 | 422437 | 0190-ENG-PPT-GN3-ENGINE01 | PM03 | 307 | 1W Warm-up Operation of CAT G3 | GenSet 03 Engine Unit | B | 0190E009 | 2021-01-13 | 2015-01-06 | PHILAGANAN
0190-060-646 | 420920 | 0190-ENG-PPT-GN4-ENGINE01 | PM03 | 307 | 1W Warm-up Operation of CAT G4 | GenSet 04 Engine Unit | B | 0190E009 | 2021-01-13 | 2015-01-06 | PHILAGANAN
0190-060-645 | 34196 | 0190-ENG-PPT-FHF-FULPMP15 | PM03 | 302 | 1M Vibration Analysis FHF Transfer Pmp15 | Fuel Handling Facility Sludge Pump | C | 0190E009 | 2021-01-13 | 2010-10-21 | PHILAGANAN
0190-060-644 | 34196 | 0190-ENG-PPT-FHF-FULPMP14 | PM03 | 302 | 1M Vibration Analysis FHF Transfer Pmp14 | AFBB LSFO Main Supply Pump | C | 0190E009 | 2021-01-13 | 2010-10-21 | PHILAGANAN
0190-060-643 | 34196 | 0190-ENG-PPT-FHF-FULPMP13 | PM03 | 302 | 1M Vibration Analysis FHF Transfer Pmp13 | Wartsila Diesel Fuel Supply Pump | C | 0190E009 | 2021-01-13 | 2010-10-21 | PHILAGANAN
0190-060-642 | 34196 | 0190-ENG-PPT-FHF-FULPMP12 | PM03 | 302 | 1M Vibration Analysis FHF Transfer Pmp12 | Spare Wartsila Diesel Transfer Pump | C | 0190E009 | 2021-01-13 | 2010-10-21 | PHILAGANAN
0190-060-641 | 34196 | 0190-ENG-PPT-FHF-FULPMP11 | PM03 | 302 | 6W Vibration Analysis FHF Transfer Pmp11 | Diesel Receiveing Pump | C | 0190E009 | 2021-01-13 | 2010-10-21 | PHILAGANAN
0190-060-640 | 34196 | 0190-ENG-PPT-FHF-FULPMP10 | PM03 | 302 | 6W Vibration Analysis FHF Transfer Pmp10 | CAT and roasting Diesel Pump | C | 0190E009 | 2021-01-13 | 2010-10-21 | PHILAGANAN
0190-060-639 | 34196 | 0190-ENG-PPT-FHF-FULPMP09 | PM03 | 302 | 6W Vibration Analysis FHF Transfer Pump9 | Roasting Diesel Transfer Pump | C | 0190E009 | 2021-01-13 | 2010-10-21 | PHILAGANAN
0190-060-638 | 34196 | 0190-ENG-PPT-FHF-FULPMP08 | PM03 | 302 | 6W Vibration Analysis FHF Transfer Pump8 | Cat 3&4 Diesel Supply | C | 0190E009 | 2021-01-13 | 2010-10-21 | PHILAGANAN
0190-060-637 | 34196 | 0190-ENG-PPT-FHF-FULPMP07 | PM03 | 302 | 6W Vibration Analysis FHF Transfer Pump7 | Wartsila/Cat LSFO Transfer Pump Spare | C | 0190E009 | 2021-01-13 | 2010-10-21 | PHILAGANAN
0190-060-636 | 34196 | 0190-ENG-PPT-FHF-FULPMP06 | PM03 | 302 | 6W Vibration Analysis FHF Transfer Pump6 | Wartsila Generator LSFO Transfer Pump | C | 0190E009 | 2021-01-13 | 2010-10-21 | PHILAGANAN
0190-060-635 | 34196 | 0190-ENG-PPT-FHF-FULPMP05 | PM03 | 302 | 6W Vibration Analysis FHF Transfer Pump5 | JTBoiler LSFO Transfer Pump | C | 0190E009 | 2021-01-13 | 2010-10-21 | PHILAGANAN
0190-060-634 | 34196 | 0190-ENG-PPT-FHF-FULPMP04 | PM03 | 302 | 6W Vibration Analysis FHF Transfer Pump4 | Spare JT and AFBB LSFO Transfer Pump | C | 0190E009 | 2021-01-13 | 2010-10-21 | PHILAGANAN
0190-060-633 | 34196 | 0190-ENG-PPT-FHF-FULPMP03 | PM03 | 302 | 6W Vibration Analysis FHF Transfer Pump3 | Coffee Air Heater LSFO Transfer Pump | C | 0190E009 | 2021-01-13 | 2010-10-21 | PHILAGANAN
0190-060-632 | 34196 | 0190-ENG-PPT-FHF-FULPMP02 | PM03 | 302 | 6W Vibration Analysis FHF Transfer Pump2 | Coffee and Milk Spare LSFO Transfer Pump | C | 0190E009 | 2021-01-13 | 2010-10-21 | PHILAGANAN
0190-060-631 | 34197 | 0190-WST-CAF-AIR-AIRCOM08 | PM03 | 302 | 6W Vibration Analysis AirCom08 | Air Compressor No 8 GA37 | C | 0190E009 | 2021-01-13 | 2010-10-21 | PHILAGANAN
0190-060-630 | 34197 | 0190-WST-CAF-AIR-AIRCOM07 | PM03 | 302 | 6W Vibration Analysis AirCom07 | Air Compressor No 7 GA507 | C | 0190E009 | 2021-01-13 | 2010-10-21 | PHILAGANAN
0190-060-629 | 34197 | 0190-WST-CAF-AIR-AIRCOM06 | PM03 | 302 | 6W Vibration Analysis AirCom06 | Air Compressor No 6 GA507 | C | 0190E009 | 2021-01-13 | 2010-10-21 | PHILAGANAN
0190-060-628 | 34197 | 0190-ENG-CAF-AIR-AIRCOM021 | PM03 | 302 | 6W Vibration Analysis AirCom05 | Air Compressor No 2.1 ZR160 | C | 0190E009 | 2021-01-13 | 2018-03-12 | PHILAGANAN
0190-060-628 | 34197 | 0190-ENG-CAF-AIR-AIRCOM031 | PM03 | 302 | 6W Vibration Analysis AirCom05 | Air Compressor No 3.1 ZR160 | C | 0190E009 | 2021-01-13 | 2018-03-12 | PHILAGANAN
0190-060-628 | 34197 | 0190-ENG-CAF-AIR-AIRCOM05 | PM03 | 302 | 6W Vibration Analysis AirCom05 | Air Compressor No 5 ZR132 | C | 0190E009 | 2021-01-13 | 2010-10-21 | PHILAGANAN
0190-060-628 | 34197 | 0190-ENG-CAF-AIR-AIRCOM061 | PM03 | 302 | 6W Vibration Analysis AirCom05 | Air Compressor No 6.1 ZR160 | C | 0190E009 | 2021-01-13 | 2018-03-12 | PHILAGANAN
0190-060-628 | 34197 | 0190-ENG-CAF-AIR-AIRCOM071 | PM03 | 302 | 6W Vibration Analysis AirCom05 | Air Compressor No 7.1 ZR160 | C | 0190E009 | 2021-01-13 | 2018-03-12 | PHILAGANAN
0190-060-627 | 34197 | 0190-ENG-CAF-AIR-AIRCOM04 | PM03 | 302 | 6W Vibration Analysis AirCom04 | Air Compressor No 4 GA110 | C | 0190E009 | 2021-01-13 | 2010-10-21 | PHILAGANAN
0190-060-626 | 34197 | 0190-WST-CAF-AIR-AIRCOM03 | PM03 | 302 | 6W Vibration Analysis AirCom03 | Air Compressor No 3 GA110 | C | 0190E009 | 2021-01-13 | 2010-10-21 | PHILAGANAN
0190-060-625 | 34197 | 0190-WST-CAF-AIR-AIRCOM02 | PM03 | 302 | 6W Vibration Analysis AirCom02 | Air Compressor No 2 GA160 | C | 0190E009 | 2021-01-13 | 2010-10-21 | PHILAGANAN
0190-060-624 | 51209 | 0190-ENG-PPT-CTR-PUMP10 | PM03 | 302 | 6W Vibration Analysis PPT CTR Pump10 | Cooling Tower Pump No.10 CAT | C | 0190E009 | 2021-01-13 | 2010-10-21 | PHILAGANAN
0190-060-623 | 51209 | 0190-ENG-PPT-CTR-PUMP09 | PM03 | 302 | 6W Vibration Analysis PPT CTR Pump09 | Cooling Tower Pump No.9 CAT | C | 0190E009 | 2021-01-13 | 2010-10-21 | PHILAGANAN
0190-060-622 | 51209 | 0190-WST-PPT-CTR-PUMP08 | PM03 | 302 | 1M Vibration Analysis PPT CTR Pump08 | Cooling Tower Pump No.8 Recirculation | A | 0190E009 | 2021-01-13 | 2010-10-21 | PHILAGANAN
0190-060-621 | 51209 | 0190-WST-PPT-EBF-FEDPMP01 | PM03 | 302 | 6W Vibration Analysis EBF Feedpumps | Feed Water Pump 1 | A | 0190E009 | 2021-01-13 | 2010-10-21 | PHILAGANAN
0190-060-620 | 51209 | 0190-ENG-PPT-CTR-PUMP06 | PM03 | 302 | 6W Vibration Analysis PPT CTR Pump06 | Cooling Tower Pump No.6 Air Compressor | A | 0190E009 | 2021-01-13 | 2010-10-21 | PHILAGANAN
0190-060-619 | 51209 | 0190-ENG-PPT-CTR-PUMP05 | PM03 | 302 | 6W Vibration Analysis PPT CTR Pump05 | Cooling Tower Pump No.5 Air Compressor | A | 0190E009 | 2021-01-13 | 2010-10-21 | PHILAGANAN
0190-060-618 | 51209 | 0190-ENG-PPT-CTR-PUMP04 | PM03 | 302 | 6W Vibration Analysis PPT CTR Pump04 | Cooling Tower Pump No.4 Broad | C | 0190E009 | 2021-01-13 | 2010-10-21 | PHILAGANAN
0190-060-617 | 51209 | 0190-ENG-PPT-CTR-PUMP03 | PM03 | 302 | 6W Vibration Analysis PPT CTR Pump03 | Cooling Tower Pump No.3 Broad | C | 0190E009 | 2021-01-13 | 2010-10-21 | PHILAGANAN
0190-060-616 | 51209 | 0190-ENG-PPT-CTR-PUMP02 | PM03 | 302 | 6W Vibration Analysis PPT CTR Pump02 | Cooling Tower Pump No.2 Thermax | C | 0190E009 | 2021-01-13 | 2010-10-21 | PHILAGANAN
0190-060-615 | 51014 | 0190-ENG-PPT-GN4-ENGINE01 | PM03 | 307 | 4M Service Inspection G4 Engine | GenSet 04 Engine Unit | B | 0190E009 | 2021-01-13 | 2010-07-27 | PHILAGANAN
0190-060-614 | 51014 | 0190-ENG-PPT-GN3-ENGINE01 | PM03 | 307 | 4M Service Inspection G3 Engine | GenSet 03 Engine Unit | B | 0190E009 | 2021-01-13 | 2010-07-27 | PHILAGANAN
0190-060-613 | 51014 | 0190-ENG-PPT-GN2-ENGINE01 | PM03 | 307 | 4M Service Inspection G2 Engine | GenSet 02 Engine Unit | B | 0190E009 | 2021-01-13 | 2010-07-27 | PHILAGANAN
0190-060-612 | 51014 | 0190-ENG-PPT-GN1-ENGINE01 | PM03 | 307 | 4M Service Inspection G1 Engine | GenSet 01 Engine Unit | B | 0190E009 | 2021-01-13 | 2010-07-27 | PHILAGANAN
0190-060-611 | 50982 | 0190-ENG-CAF-AIR-ADR03 | PM03 | 305 | 8W Planned Maintenance AD03 Ref System | Air Dryer No 3 - FD380 | C | 0190E009 | 2021-01-13 | 2010-07-26 | PHILAGANAN
0190-060-611 | 50982 | 0190-ENG-CAF-AIR-ADR04 | PM03 | 305 | 8W Planned Maintenance AD04 Ref System | Air Dryer No 4 - FD170 | C | 0190E009 | 2021-01-13 | 2010-07-26 | PHILAGANAN
0190-060-611 | 50982 | 0190-ENG-CAF-AIR-ADR05 | PM03 | 305 | 8W Planned Maintenance AD05 Ref System | Air Dryer No 5 - FD380 | C | 0190E009 | 2021-01-13 | 2010-07-26 | PHILAGANAN
0190-060-611 | 50982 | 0190-ENG-CAF-AIR-ADR08 | PM03 | 305 | 8W Planned Maintenance AD08 Ref System | Air Dryer No 2 - FD610W | B | 0190E009 | 2021-01-13 | 2014-06-24 | PHILAGANAN
0190-060-611 | 50982 | 0190-ENG-CAF-AIR-ADR09 | PM03 | 305 | 8W Planned Maintenance AD09 Ref System | Air Dryer No 9 - FD700 | B | 0190E009 | 2021-01-13 | 2013-06-24 | PHILAGANAN
0190-060-611 | 50982 | 0190-ENG-CAF-AIR-ADR10 | PM03 | 305 | 8W Planned Maintenance AD07 Ref System | Air Dryer No 1 - FD610W | B | 0190E009 | 2021-01-13 | 2014-06-24 | PHILAGANAN
0190-060-610 | 34197 | 0190-ENG-CAF-AIR-AIRCOM01 | PM03 | 302 | 6W Vibration Analysis AirCom01 | Air Compressor No 1 GA160 | C | 0190E009 | 2021-01-13 | 2008-09-02 | PHILAGANAN
0190-060-609 | 34196 | 0190-ENG-PPT-FHF-FULPMP01 | PM03 | 302 | 6W Vibration Analysis FHF Transfer Pump1 | Milk Air Heater LSFO Transfer Pump | C | 0190E009 | 2021-01-13 | 2008-08-31 | PHILAGANAN
0190-060-608 | 51209 | 0190-ENG-PPT-CTR-PUMP01 | PM03 | 302 | 6W Vibration Analysis PPT CTR Pump01 | Cooling Tower Pump No.1 Thermax | C | 0190E009 | 2021-01-13 | 2008-08-31 | PHILAGANAN
0190-060-607 | 34196 | 0190-ENG-PPT-CTR-FAN01 | PM03 | 302 | 1M Vibration Analysis PPT CTR Fan01 | Cooling Tower Fan No. 1 | C | 0190E009 | 2021-01-13 | 2008-08-31 | PHILAGANAN
0190-060-606 | 33892 | 0190-ENG-PPT-FHF-FULPMP01 | PM03 | 305 | 1Y PLANNED SERVICE MAH LSFO TRNSFER PUMP | Milk Air Heater LSFO Transfer Pump | C | 0190E009 | 2021-01-13 | 2008-07-24 | PHILAGANAN
0190-060-605 | 33892 | 0190-ENG-PPT-CTR-PUMP03 | PM03 | 305 | 104W Planned Maintenance PPT CTR Pump03 | Cooling Tower Pump No.3 Broad | C | 0190E009 | 2021-01-13 | 2008-07-24 | PHILAGANAN
0190-060-604 | 33892 | 0190-ENG-PPT-CTR-PUMP02 | PM03 | 305 | 104W Planned Maintenance PPT CTR Pump02 | Cooling Tower Pump No.2 Thermax | C | 0190E009 | 2021-01-13 | 2008-07-24 | PHILAGANAN
0190-060-603 | 33892 | 0190-ENG-PPT-CTR-PUMP01 | PM03 | 305 | 104W Planned Maintenance PPT CTR Pump01 | Cooling Tower Pump No.1 Thermax | C | 0190E009 | 2021-01-13 | 2008-07-24 | PHILAGANAN
0190-060-602 | 33834 | 0190-ENG-PPT-FHF-FULPMP01 | PM03 | 303 | 26W Lubrication FHF Pump 01 | Milk Air Heater LSFO Transfer Pump | C | 0190E009 | 2021-01-13 | 2008-07-22 | PHILAGANAN
0190-060-602 | 33834 | 0190-ENG-PPT-FHF-FULPMP02 | PM03 | 303 | 26W Lubrication FHF Pump 02 | Coffee and Milk Spare LSFO Transfer Pump | C | 0190E009 | 2021-01-13 | 2008-07-22 | PHILAGANAN
0190-060-602 | 33834 | 0190-ENG-PPT-FHF-FULPMP03 | PM03 | 303 | 26W Lubrication FHF Pump 03 | Coffee Air Heater LSFO Transfer Pump | C | 0190E009 | 2021-01-13 | 2008-07-22 | PHILAGANAN
0190-060-602 | 33834 | 0190-ENG-PPT-FHF-FULPMP04 | PM03 | 303 | 26W Lubrication FHF Pump 04 | Spare JT and AFBB LSFO Transfer Pump | C | 0190E009 | 2021-01-13 | 2008-07-22 | PHILAGANAN
0190-060-602 | 33834 | 0190-ENG-PPT-FHF-FULPMP05 | PM03 | 303 | 26W Lubrication FHF Pump 05 | JTBoiler LSFO Transfer Pump | C | 0190E009 | 2021-01-13 | 2008-07-22 | PHILAGANAN
0190-060-602 | 33834 | 0190-ENG-PPT-FHF-FULPMP06 | PM03 | 303 | 26W Lubrication FHF Pump 06 | Wartsila Generator LSFO Transfer Pump | C | 0190E009 | 2021-01-13 | 2008-07-22 | PHILAGANAN
0190-060-602 | 33834 | 0190-ENG-PPT-FHF-FULPMP07 | PM03 | 303 | 26W Lubrication FHF Pump 07 | Wartsila/Cat LSFO Transfer Pump Spare | C | 0190E009 | 2021-01-13 | 2008-07-22 | PHILAGANAN
0190-060-602 | 33834 | 0190-ENG-PPT-FHF-FULPMP08 | PM03 | 303 | 26W Lubrication FHF Pump 08 | Cat 3&4 Diesel Supply | C | 0190E009 | 2021-01-13 | 2008-07-22 | PHILAGANAN
0190-060-602 | 33834 | 0190-ENG-PPT-FHF-FULPMP09 | PM03 | 303 | 26W Lubrication FHF Pump 09 | Roasting Diesel Transfer Pump | C | 0190E009 | 2021-01-13 | 2008-07-22 | PHILAGANAN
0190-060-602 | 33834 | 0190-ENG-PPT-FHF-FULPMP10 | PM03 | 303 | 26W Lubrication FHF Pump 10 | CAT and roasting Diesel Pump | C | 0190E009 | 2021-01-13 | 2008-07-22 | PHILAGANAN
0190-060-602 | 33834 | 0190-ENG-PPT-FHF-FULPMP11 | PM03 | 303 | 26W Lubrication FHF Pump 11 | Diesel Receiveing Pump | C | 0190E009 | 2021-01-13 | 2008-07-22 | PHILAGANAN
0190-060-602 | 33834 | 0190-ENG-PPT-FHF-FULPMP12 | PM03 | 303 | 26W Lubrication FHF Pump 12 | Spare Wartsila Diesel Transfer Pump | C | 0190E009 | 2021-01-13 | 2010-11-04 | PHILAGANAN
0190-060-602 | 33834 | 0190-ENG-PPT-FHF-FULPMP13 | PM03 | 303 | 26W Lubrication FHF Pump 13 | Wartsila Diesel Fuel Supply Pump | C | 0190E009 | 2021-01-13 | 2010-11-04 | PHILAGANAN
0190-060-602 | 33834 | 0190-ENG-PPT-FHF-FULPMP14 | PM03 | 303 | 26W Lubrication FHF Pump 14 | AFBB LSFO Main Supply Pump | C | 0190E009 | 2021-01-13 | 2010-11-04 | PHILAGANAN
0190-060-601 | 49594 | 0190-ENG-PPT-CTR-FCLTY | PM03 | 307 | 26W Cleaning PPT Cooling Tower Strainer | Power Plant Cooling Tower Facilities | C | 0190E009 | 2021-03-31 | 2008-07-22 | PHILAGANAN
0190-060-600 | 49547 | 0190-ENG-PPT-CTR-FAN01 | PM03 | 303 | 26W Lubrication PPT Cooling Tower Fan01 | Cooling Tower Fan No. 1 | C | 0190E009 | 2021-01-13 | 2008-07-22 | PHILAGANAN
0190-060-590 | 572745 | 0190-COF-PRO-AHC-PLCFAN01-VFD01 | PM03 | 305 | 5Y VFD Cooling Fan Replacement | Coffee Air Heater Primary Air Fan 1 VFD | A | 0190E011 | 2021-03-19 | 2021-01-20 | PHILAGANAN
0190-060-590 | 572745 | 0190-COF-PRO-AHC-PLCFAN01-VFD02 | PM03 | 305 | 5Y VFD Cooling Fan Replacement | Coffee Air Heater Primary Air Fan 2 VFD | A | 0190E011 | 2021-03-19 | 2021-01-20 | PHILAGANAN
0190-060-590 | 572745 | 0190-ENG-REF-NH3-CHILER02-VFD01 | PM03 | 305 | 5Y VFD Cooling Fan Replacement | Sabroe NH3 Chiller VFD | A | 0190E011 | 2021-03-19 | 2021-01-20 | PHILAGANAN
0190-060-590 | 572745 | 0190-ENG-STM-FBB-VFDPNL01 | PM03 | 305 | 5Y VFD Cooling Fan Replacement | AFBB Feedwater 1 VFD | B | 0190E011 | 2021-03-19 | 2021-01-20 | PHILAGANAN
0190-060-590 | 572745 | 0190-ENG-STM-FBB-VFDPNL02 | PM03 | 305 | 5Y VFD Cooling Fan Replacement | AFBB Feedwater 2 VFD | B | 0190E011 | 2021-03-19 | 2021-01-20 | PHILAGANAN
0190-060-590 | 572745 | 0190-ENG-STM-FBB-VFDPNL03 | PM03 | 305 | 5Y VFD Cooling Fan Replacement | AFBB Induce Draft Fan VFD | B | 0190E011 | 2021-03-19 | 2021-01-20 | PHILAGANAN
0190-060-590 | 572745 | 0190-ENG-STM-FBB-VFDPNL04 | PM03 | 305 | 5Y VFD Cooling Fan Replacement | AFBB Hydraulic Press VFD | B | 0190E011 | 2021-03-19 | 2021-01-20 | PHILAGANAN
0190-060-590 | 572745 | 0190-ENG-WTR-ROP-RAWPMP01-VFD01 | PM03 | 305 | 5Y VFD Cooling Fan Replacement | Raw Water VFD | A | 0190E011 | 2021-03-19 | 2021-01-20 | PHILAGANAN
0190-060-590 | 572745 | 0190-ENG-WTR-ROP-TFRPMP02-VFD01 | PM03 | 305 | 5Y VFD Cooling Fan Replacement | Raw Water Product VFD | A | 0190E011 | 2021-03-19 | 2021-01-20 | PHILAGANAN
0190-060-590 | 572745 | 0190-ENG-WTR-RWF-MCCPNL01-PMP01VFD | PM03 | 305 | 5Y VFD Cooling Fan Replacement | Deepwell Pump1 VFD | A | 0190E011 | 2021-03-19 | 2021-01-20 | PHILAGANAN
0190-060-590 | 572745 | 0190-ENG-WTR-RWF-MCCPNL01-PMP02VFD | PM03 | 305 | 5Y VFD Cooling Fan Replacement | Deepwell Pump2 VFD | A | 0190E011 | 2021-03-19 | 2021-01-20 | PHILAGANAN
0190-060-590 | 572745 | 0190-ENG-WTR-RWF-MCCPNL02-PMP03VFD | PM03 | 305 | 5Y VFD Cooling Fan Replacement | Deepwell Pump3 VFD | A | 0190E011 | 2021-03-19 | 2021-01-20 | PHILAGANAN
0190-060-590 | 572745 | 0190-ENG-WTR-SWF-BOSPMP01-VFD01 | PM03 | 305 | 5Y VFD Cooling Fan Replacement | Softener Product Pump1 VFD | A | 0190E011 | 2021-03-19 | 2021-01-20 | PHILAGANAN
0190-060-590 | 572745 | 0190-ENG-WTR-SWF-BOSPMP02-VFD01 | PM03 | 305 | 5Y VFD Cooling Fan Replacement | Softener Product Pump2 VFD | A | 0190E011 | 2021-03-19 | 2021-01-20 | PHILAGANAN
0190-060-590 | 572745 | 0190-ENG-WTR-SWF-BOSPMP04-VFD01 | PM03 | 305 | 5Y VFD Cooling Fan Replacement | Softener Product Pump4 VFD | A | 0190E011 | 2021-03-19 | 2021-01-20 | PHILAGANAN
0190-060-590 | 572745 | 0190-ENG-WWT-AER-ROTBLW01-VFD01 | PM03 | 305 | 5Y VFD Cooling Fan Replacement | WTP Air bubler 1 VFD | A | 0190E011 | 2021-03-19 | 2021-01-20 | PHILAGANAN
0190-060-590 | 572745 | 0190-ENG-WWT-AER-ROTBLW02-VFD01 | PM03 | 305 | 5Y VFD Cooling Fan Replacement | WTP Air bubler 2 VFD | A | 0190E011 | 2021-03-19 | 2021-01-20 | PHILAGANAN
0190-060-590 | 572745 | 0190-ENG-WWT-AER-ROTBLW03-VFD01 | PM03 | 305 | 5Y VFD Cooling Fan Replacement | WTP Air bubler 3 VFD | A | 0190E011 | 2021-03-19 | 2021-01-20 | PHILAGANAN
0190-060-590 | 572745 | 0190-MLK-PRO-AHB-PNLBRD03-VFD01 | PM03 | 305 | 5Y VFD Cooling Fan Replacement | Milks Air Heater B Primary Air Fan 1 VFD | A | 0190E011 | 2021-03-19 | 2021-01-20 | PHILAGANAN
0190-060-590 | 572745 | 0190-MLK-PRO-AHB-PNLBRD03-VFD02 | PM03 | 305 | 5Y VFD Cooling Fan Replacement | Milks Air Heater B Primary Air Fan 2 VFD | A | 0190E011 | 2021-03-19 | 2021-01-20 | PHILAGANAN
0190-060-590 | 572745 | 0190-MLK-PRO-AHC-PNLBRD01-VFD01 | PM03 | 305 | 5Y VFD Cooling Fan Replacement | Milks Air Heater C Primary Air Fan 1 VFD | A | 0190E011 | 2021-03-19 | 2021-01-20 | PHILAGANAN
0190-060-590 | 572745 | 0190-MLK-PRO-AHC-PNLBRD01-VFD02 | PM03 | 305 | 5Y VFD Cooling Fan Replacement | Milks Air Heater C Primary Air Fan 2 VFD | A | 0190E011 | 2021-03-19 | 2021-01-20 | PHILAGANAN
0190-060-589 | 572743 | 0190-COF-PRO-AHC-PLCFAN01-VFD01 | PM03 | 305 | 52W VFD Maintenance Servicing PAF A1 | Coffee Air Heater Primary Air Fan 1 VFD | A | 0190E011 |  | 2021-01-20
0190-060-589 | 572743 | 0190-COF-PRO-AHC-PLCFAN01-VFD02 | PM03 | 305 | 52W VFD Maintenance Servicing PAF A2 | Coffee Air Heater Primary Air Fan 2 VFD | A | 0190E011 |  | 2021-01-20
0190-060-589 | 572743 | 0190-ENG-REF-NH3-CHILER02-VFD01 | PM03 | 305 | 52W VFD Maintenance Servicing Sabroe | Sabroe NH3 Chiller VFD | A | 0190E011 |  | 2021-01-20
0190-060-589 | 572743 | 0190-ENG-STM-FBB-VFDPNL01 | PM03 | 307 | 52W VFD Maintenance Servicing AFBB FW1 | AFBB Feedwater 1 VFD | B | 0190E011 |  | 2021-01-20
0190-060-589 | 572743 | 0190-ENG-STM-FBB-VFDPNL02 | PM03 | 307 | 52W VFD Maintenance Servicing AFBB FW2 | AFBB Feedwater 2 VFD | B | 0190E011 |  | 2021-01-20
0190-060-589 | 572743 | 0190-ENG-STM-FBB-VFDPNL03 | PM03 | 307 | 52W VFD Maintenance Servicing AFBB IDF | AFBB Induce Draft Fan VFD | B | 0190E011 |  | 2021-01-20
0190-060-589 | 572743 | 0190-ENG-STM-FBB-VFDPNL04 | PM03 | 307 | 52W VFD Maintenance Servicing AFBB HydPr | AFBB Hydraulic Press VFD | B | 0190E011 |  | 2021-01-20
0190-060-589 | 572743 | 0190-ENG-WTR-ROP-RAWPMP01-VFD01 | PM03 | 305 | 52W VFD Maintenance Servicing Raw Water | Raw Water VFD | A | 0190E011 |  | 2021-01-20
0190-060-589 | 572743 | 0190-ENG-WTR-ROP-TFRPMP02-VFD01 | PM03 | 307 | 52W VFD Maintenance Servicing RW Product | Raw Water Product VFD | A | 0190E011 |  | 2021-01-20
0190-060-589 | 572743 | 0190-ENG-WTR-RWF-MCCPNL01-PMP01VFD | PM03 | 307 | 52W VFD Maintenance Servicing DeepWell1 | Deepwell Pump1 VFD | A | 0190E011 |  | 2021-01-20
0190-060-589 | 572743 | 0190-ENG-WTR-RWF-MCCPNL01-PMP02VFD | PM03 | 307 | 52W VFD Maintenance Servicing DeepWell2 | Deepwell Pump2 VFD | A | 0190E011 |  | 2021-01-20
0190-060-589 | 572743 | 0190-ENG-WTR-RWF-MCCPNL02-PMP03VFD | PM03 | 307 | 52W VFD Maintenance Servicing DeepWell3 | Deepwell Pump3 VFD | A | 0190E011 |  | 2021-01-20
0190-060-589 | 572743 | 0190-ENG-WTR-SWF-BOSPMP01-VFD01 | PM03 | 305 | 52W VFD Maintenance Servicing SoftPump1 | Softener Product Pump1 VFD | A | 0190E011 |  | 2021-01-20
0190-060-589 | 572743 | 0190-ENG-WTR-SWF-BOSPMP02-VFD01 | PM03 | 305 | 52W VFD Maintenance Servicing SoftPump2 | Softener Product Pump2 VFD | A | 0190E011 |  | 2021-01-20
0190-060-589 | 572743 | 0190-ENG-WTR-SWF-BOSPMP04-VFD01 | PM03 | 305 | 52W VFD Maintenance Servicing SoftPump4 | Softener Product Pump4 VFD | A | 0190E011 |  | 2021-01-20
0190-060-589 | 572743 | 0190-ENG-WWT-AER-ROTBLW01-VFD01 | PM03 | 305 | 52W VFD Maintenance Servicing WTPBubler1 | WTP Air bubler 1 VFD | A | 0190E011 |  | 2021-01-20
0190-060-589 | 572743 | 0190-ENG-WWT-AER-ROTBLW02-VFD01 | PM03 | 305 | 52W VFD Maintenance Servicing WTPBubler2 | WTP Air bubler 2 VFD | A | 0190E011 |  | 2021-01-20
0190-060-589 | 572743 | 0190-ENG-WWT-AER-ROTBLW03-VFD01 | PM03 | 305 | 52W VFD Maintenance Servicing WTPBubler3 | WTP Air bubler 3 VFD | A | 0190E011 |  | 2021-01-20
0190-060-589 | 572743 | 0190-MLK-PRO-AHB-PNLBRD03-VFD01 | PM03 | 305 | 52W VFD Maintenance Servicing PAF B1 | Milks Air Heater B Primary Air Fan 1 VFD | A | 0190E011 |  | 2021-01-20
0190-060-589 | 572743 | 0190-MLK-PRO-AHB-PNLBRD03-VFD02 | PM03 | 305 | 52W VFD Maintenance Servicing PAF B2 | Milks Air Heater B Primary Air Fan 2 VFD | A | 0190E011 |  | 2021-01-20
0190-060-589 | 572743 | 0190-MLK-PRO-AHC-PNLBRD01-VFD01 | PM03 | 305 | 52W VFD Maintenance Servicing PAF C1 | Milks Air Heater C Primary Air Fan 1 VFD | A | 0190E011 |  | 2021-01-20
0190-060-589 | 572743 | 0190-MLK-PRO-AHC-PNLBRD01-VFD02 | PM03 | 305 | 52W VFD Maintenance Servicing PAF C2 | Milks Air Heater C Primary Air Fan 2 VFD | A | 0190E011 |  | 2021-01-20
0190-060-588 | 34143 | 0190-ENG-PSC-H09-CAPATR09 | PM03 | 307 | 4W Inspection PSC Capacitor Banks | Capacitor Bank 09 | C | 0190E011 | 2021-01-13 | 2021-01-06 | PHILAGANAN
0190-060-588 | 34143 | 0190-ENG-PSC-H10-CAPATR10 | PM03 | 307 | 4W Inspection PSC Capacitor Banks | Capacitor Bank 10 | C | 0190E011 | 2021-01-13 | 2021-01-06 | PHILAGANAN
0190-060-587 | 34142 | 0190-ENG-PSC-H09-LVS09 | PM03 | 307 | 4W Inspection PSC LV Switchgears | LVS09, 440VAC, ACB, 3ph, 60Hz, Powerwell | A | 0190E011 | 2021-01-13 | 2021-01-06 | PHILAGANAN
0190-060-587 | 34142 | 0190-ENG-PSC-H10-LVS10 | PM03 | 307 | 4W Inspection PSC LV Switchgears | LVS10, 440VAC, ACB, 3ph, 60Hz, Powerwell | A | 0190E011 | 2021-01-13 | 2021-01-06 | PHILAGANAN
0190-060-586 | 34162 | 0190-ENG-PSC-H09-XFRMER09 | PM03 | 307 | 4W Inspection PSC Transformers | 2.5MVA Power Transformer T9.2 | A | 0190E011 | 2021-01-13 | 2021-01-06 | PHILAGANAN
0190-060-586 | 34162 | 0190-ENG-PSC-H10-XFRMER10 | PM03 | 307 | 4W Inspection PSC Transformers | 2.5MVA Power Transformer T10.2 | A | 0190E011 | 2021-01-13 | 2021-01-06 | PHILAGANAN
0190-060-585 | 34141 | 0190-ENG-PSC-H09-MVSACBO9 | PM03 | 307 | 4W Inspection PSC MVS H9.2 | MVS Unigear ZS2 Vacuum CB H9.2 | A | 0190E011 | 2021-01-13 | 2021-01-06 | PHILAGANAN
0190-060-585 | 34141 | 0190-ENG-PSC-H10-MVSACB10 | PM03 | 307 | 4W Inspection PSC MVS H10.2 | MVS Unigear ZS2 Vacuum CB H10.2 | A | 0190E011 | 2021-01-13 | 2021-01-06 | PHILAGANAN
0190-060-584 | 571052 | 0190-COF-PRO-AHC-PLCFAN01-VFD01 | PM03 | 307 | 26W VFD Cooling Fan Inspection | Coffee Air Heater Primary Air Fan 1 VFD | A | 0190E011 | 2021-01-13 | 2020-11-24 | PHILAGANAN
0190-060-584 | 571052 | 0190-COF-PRO-AHC-PLCFAN01-VFD02 | PM03 | 307 | 26W VFD Cooling Fan Inspection | Coffee Air Heater Primary Air Fan 2 VFD | A | 0190E011 | 2021-01-13 | 2020-11-24 | PHILAGANAN
0190-060-584 | 571052 | 0190-ENG-REF-NH3-CHILER02-VFD01 | PM03 | 307 | 26W VFD Cooling Fan Inspection | Sabroe NH3 Chiller VFD | A | 0190E011 | 2021-01-13 | 2020-11-24 | PHILAGANAN
0190-060-584 | 571052 | 0190-ENG-STM-FBB-VFDPNL01 | PM03 | 307 | 26W VFD Cooling Fan Inspection | AFBB Feedwater 1 VFD | B | 0190E011 | 2021-01-13 | 2020-11-24 | PHILAGANAN
0190-060-584 | 571052 | 0190-ENG-STM-FBB-VFDPNL02 | PM03 | 307 | 26W VFD Cooling Fan Inspection | AFBB Feedwater 2 VFD | B | 0190E011 | 2021-01-13 | 2020-11-24 | PHILAGANAN
0190-060-584 | 571052 | 0190-ENG-STM-FBB-VFDPNL03 | PM03 | 307 | 26W VFD Cooling Fan Inspection | AFBB Induce Draft Fan VFD | B | 0190E011 | 2021-01-13 | 2020-11-24 | PHILAGANAN
0190-060-584 | 571052 | 0190-ENG-STM-FBB-VFDPNL04 | PM03 | 307 | 26W VFD Cooling Fan Inspection | AFBB Hydraulic Press VFD | B | 0190E011 | 2021-01-13 | 2020-11-24 | PHILAGANAN
0190-060-584 | 571052 | 0190-ENG-WTR-ROP-RAWPMP01-VFD01 | PM03 | 307 | 26W VFD Cooling Fan Inspection | Raw Water VFD | A | 0190E011 | 2021-01-13 | 2020-11-24 | PHILAGANAN
0190-060-584 | 571052 | 0190-ENG-WTR-ROP-TFRPMP02-VFD01 | PM03 | 307 | 26W VFD Cooling Fan Inspection | Raw Water Product VFD | A | 0190E011 | 2021-01-13 | 2020-11-24 | PHILAGANAN
0190-060-584 | 571052 | 0190-ENG-WTR-RWF-MCCPNL01-PMP01VFD | PM03 | 307 | 26W VFD Cooling Fan Inspection | Deepwell Pump1 VFD | A | 0190E011 | 2021-01-13 | 2020-11-24 | PHILAGANAN
0190-060-584 | 571052 | 0190-ENG-WTR-RWF-MCCPNL01-PMP02VFD | PM03 | 307 | 26W VFD Cooling Fan Inspection | Deepwell Pump2 VFD | A | 0190E011 | 2021-01-13 | 2020-11-24 | PHILAGANAN
0190-060-584 | 571052 | 0190-ENG-WTR-RWF-MCCPNL02-PMP03VFD | PM03 | 307 | 26W VFD Cooling Fan Inspection | Deepwell Pump3 VFD | A | 0190E011 | 2021-01-13 | 2020-11-24 | PHILAGANAN
0190-060-584 | 571052 | 0190-ENG-WTR-SWF-BOSPMP01-VFD01 | PM03 | 307 | 26W VFD Cooling Fan Inspection | Softener Product Pump1 VFD | A | 0190E011 | 2021-01-13 | 2020-11-24 | PHILAGANAN
0190-060-584 | 571052 | 0190-ENG-WTR-SWF-BOSPMP02-VFD01 | PM03 | 307 | 26W VFD Cooling Fan Inspection | Softener Product Pump2 VFD | A | 0190E011 | 2021-01-13 | 2020-11-24 | PHILAGANAN
0190-060-584 | 571052 | 0190-ENG-WTR-SWF-BOSPMP04-VFD01 | PM03 | 307 | 26W VFD Cooling Fan Inspection | Softener Product Pump4 VFD | A | 0190E011 | 2021-01-13 | 2020-11-24 | PHILAGANAN
0190-060-584 | 571052 | 0190-ENG-WWT-AER-ROTBLW01-VFD01 | PM03 | 307 | 26W VFD Cooling Fan Inspection | WTP Air bubler 1 VFD | A | 0190E011 | 2021-01-13 | 2020-11-24 | PHILAGANAN
0190-060-584 | 571052 | 0190-ENG-WWT-AER-ROTBLW02-VFD01 | PM03 | 307 | 26W VFD Cooling Fan Inspection | WTP Air bubler 2 VFD | A | 0190E011 | 2021-01-13 | 2020-11-24 | PHILAGANAN
0190-060-584 | 571052 | 0190-ENG-WWT-AER-ROTBLW03-VFD01 | PM03 | 307 | 26W VFD Cooling Fan Inspection | WTP Air bubler 3 VFD | A | 0190E011 | 2021-01-13 | 2020-11-24 | PHILAGANAN
0190-060-584 | 571052 | 0190-MLK-PRO-AHB-PNLBRD03-VFD01 | PM03 | 307 | 26W VFD Cooling Fan Inspection | Milks Air Heater B Primary Air Fan 1 VFD | A | 0190E011 | 2021-01-13 | 2020-11-24 | PHILAGANAN
0190-060-584 | 571052 | 0190-MLK-PRO-AHB-PNLBRD03-VFD02 | PM03 | 307 | 26W VFD Cooling Fan Inspection | Milks Air Heater B Primary Air Fan 2 VFD | A | 0190E011 | 2021-01-13 | 2020-11-24 | PHILAGANAN
0190-060-584 | 571052 | 0190-MLK-PRO-AHC-PNLBRD01-VFD01 | PM03 | 307 | 26W VFD Cooling Fan Inspection | Milks Air Heater C Primary Air Fan 1 VFD | A | 0190E011 | 2021-01-13 | 2020-11-24 | PHILAGANAN
0190-060-584 | 571052 | 0190-MLK-PRO-AHC-PNLBRD01-VFD02 | PM03 | 307 | 26W VFD Cooling Fan Inspection | Milks Air Heater C Primary Air Fan 2 VFD | A | 0190E011 | 2021-01-13 | 2020-11-24 | PHILAGANAN
0190-060-583 | 51742 | 0190-ENG-CAF-AIR-AIRCOM071 | PM03 | 305 | 16000RH Planned Maintenance ServiceAC7.1 | Air Compressor No 7.1 ZR160 | C | 0190E009 | 2021-06-04 | 2018-03-13 | PHILAGANAN
0190-060-582 | 51742 | 0190-ENG-CAF-AIR-AIRCOM061 | PM03 | 305 | 16000RH Planned Maintenance ServiceAC6.1 | Air Compressor No 6.1 ZR160 | C | 0190E009 | 2021-01-14 | 2018-03-13 | PHILAGANAN
0190-060-581 | 51742 | 0190-ENG-CAF-AIR-AIRCOM031 | PM03 | 305 | 16000RH Planned Maintenance ServiceAC3.1 | Air Compressor No 3.1 ZR160 | C | 0190E009 | 2021-01-14 | 2018-03-13 | PHILAGANAN
0190-060-580 | 51742 | 0190-ENG-CAF-AIR-AIRCOM021 | PM03 | 305 | 16000RH Planned Maintenance ServiceAC2.1 | Air Compressor No 2.1 ZR160 | C | 0190E009 | 2021-01-14 | 2018-03-13 | PHILAGANAN
0190-060-579 | 51741 | 0190-ENG-CAF-AIR-AIRCOM071 | PM03 | 305 | 8000RH Planned Maintenance Service AC7.1 | Air Compressor No 7.1 ZR160 | C | 0190E009 | 2021-01-14 | 2018-03-13 | PHILAGANAN
0190-060-578 | 51741 | 0190-ENG-CAF-AIR-AIRCOM061 | PM03 | 305 | 8000RH Planned Maintenance Service AC6.1 | Air Compressor No 6.1 ZR160 | C | 0190E009 | 2021-11-08 | 2018-03-13 | PHILAGANAN
0190-060-577 | 51741 | 0190-ENG-CAF-AIR-AIRCOM031 | PM03 | 305 | 8000RH Planned Maintenance Service AC3.1 | Air Compressor No 3.1 ZR160 | C | 0190E009 | 2021-01-14 | 2018-03-13 | PHILAGANAN
0190-060-576 | 51741 | 0190-ENG-CAF-AIR-AIRCOM021 | PM03 | 305 | 8000RH Planned Maintenance Service AC2.1 | Air Compressor No 2.1 ZR160 | C | 0190E009 | 2021-07-22 | 2018-03-13 | PHILAGANAN
0190-060-575 | 56573 | 0190-ENG-CAF-AIR-AIRCOM031 | PM03 | 305 | 4000RH Planned Maintenance AirCom3.1 | Air Compressor No 3.1 ZR160 | C | 0190E009 | 2021-11-04 | 2018-03-13 | PHILAGANAN
0190-060-574 | 56573 | 0190-ENG-CAF-AIR-AIRCOM021 | PM03 | 305 | 4000RH Planned Maintenance AirCom2.1 | Air Compressor No 2.1 ZR160 | C | 0190E009 | 2021-01-14 | 2018-03-13 | PHILAGANAN
0190-060-573 | 56573 | 0190-ENG-CAF-AIR-AIRCOM061 | PM03 | 305 | 4000RH Planned Maintenance AirCom6.1 | Air Compressor No 6.1 ZR160 | C | 0190E009 | 2021-01-14 | 2017-03-23 | PHILAGANAN
0190-060-572 | 56573 | 0190-ENG-CAF-AIR-AIRCOM071 | PM03 | 305 | 4000RH Planned Maintenance AirCom7.1 | Air Compressor No 7.1 ZR160 | C | 0190E009 | 2021-01-14 | 2017-03-23 | PHILAGANAN
0190-060-571 | 415970 | 0190-ENG-PPT-GN8-ENGINE01 | PM03 | 305 | 52W Planned Maintenance G8 Engine | Mobile GenSet 02 Engine Unit | B | 0190E009 | 2021-01-13 | 2014-06-20 | PHILAGANAN
0190-060-570 | 415970 | 0190-ENG-PPT-GN7-ENGINE01 | PM03 | 305 | 52W Planned Maintenance G7 Engine | Mobile GenSet 01 Engine Unit | B | 0190E009 | 2021-01-13 | 2014-06-20 | PHILAGANAN
0190-060-569 | 415969 | 0190-ENG-PPT-GN8-ENGINE01 | PM03 | 307 | 26W Inpection of G8 Engine | Mobile GenSet 02 Engine Unit | B | 0190E009 | 2021-01-13 | 2014-06-20 | PHILAGANAN
0190-060-568 | 415969 | 0190-ENG-PPT-GN7-ENGINE01 | PM03 | 307 | 26W Inpection of G7 Engine | Mobile GenSet 01 Engine Unit | B | 0190E009 | 2021-01-13 | 2014-06-20 | PHILAGANAN
0190-060-567 | 415968 | 0190-ENG-PPT-GN8-ENGINE01 | PM03 | 307 | 4W Inpection of G8 Engine | Mobile GenSet 02 Engine Unit | B | 0190E009 | 2021-01-13 | 2014-06-20 | PHILAGANAN
0190-060-566 | 415968 | 0190-ENG-PPT-GN7-ENGINE01 | PM03 | 307 | 4W Inpection of G7 Engine | Mobile GenSet 01 Engine Unit | B | 0190E009 | 2021-01-13 | 2014-06-20 | PHILAGANAN
0190-060-565 | 415967 | 0190-ENG-PPT-GN8-ENGINE01 | PM03 | 307 | 1W Inpection of G8 Engine | Mobile GenSet 02 Engine Unit | B | 0190E009 | 2021-01-13 | 2014-06-20 | PHILAGANAN
0190-060-564 | 415967 | 0190-ENG-PPT-GN7-ENGINE01 | PM03 | 307 | 1W Inpection of G7 Engine | Mobile GenSet 01 Engine Unit | B | 0190E009 | 2021-01-13 | 2014-06-20 | PHILAGANAN
0190-060-563 | 415940 | 0190-ENG-PPT-GN8-ALTRNTR01 | PM03 | 305 | 30000RH Planned Maintenance G8 Generator | Mobile GenSet 02 Generator | B | 0190E009 | 2021-01-13 | 2014-06-20 | PHILAGANAN
0190-060-562 | 415940 | 0190-ENG-PPT-GN7-ALTRNTR01 | PM03 | 305 | 30000RH Planned Maintenance G7 Generator | Mobile GenSet 01 Generator | B | 0190E009 | 2021-01-13 | 2014-06-20 | PHILAGANAN
0190-060-561 | 415938 | 0190-ENG-PPT-GN8-ALTRNTR01 | PM03 | 305 | 10000RH Planned Maintenance G8 Generator | Mobile GenSet 02 Generator | B | 0190E009 | 2021-01-13 | 2014-06-20 | PHILAGANAN
0190-060-560 | 415938 | 0190-ENG-PPT-GN7-ALTRNTR01 | PM03 | 305 | 10000RH Planned Maintenance G7 Generator | Mobile GenSet 01 Generator | B | 0190E009 | 2021-01-13 | 2014-06-20 | PHILAGANAN
0190-060-559 | 415937 | 0190-ENG-PPT-GN8-ALTRNTR01 | PM03 | 305 | 1000RH Planned Maintenance G8 Generator | Mobile GenSet 02 Generator | B | 0190E009 | 2021-01-13 | 2014-06-20 | PHILAGANAN
0190-060-558 | 415937 | 0190-ENG-PPT-GN7-ALTRNTR01 | PM03 | 305 | 1000RH Planned Maintenance G7 Generator | Mobile GenSet 01 Generator | B | 0190E009 | 2021-01-13 | 2014-06-20 | PHILAGANAN
0190-060-557 | 415936 | 0190-ENG-PPT-GN8-ALTRNTR01 | PM03 | 305 | 250RH Planned Maintenance G8 Generator | Mobile GenSet 02 Generator | B | 0190E009 | 2021-01-13 | 2014-06-20 | PHILAGANAN
0190-060-556 | 415936 | 0190-ENG-PPT-GN7-ALTRNTR01 | PM03 | 305 | 250RH Planned Maintenance G7 Generator | Mobile GenSet 01 Generator | B | 0190E009 | 2021-01-13 | 2014-06-20 | PHILAGANAN
0190-060-555 | 415761 | 0190-ENG-PPT-GN4-ALTRNTR01 | PM03 | 305 | 30000RH G4 Alternator Planned Maint | Caterpillar Generator 4 | B | 0190E009 | 2021-01-13 | 2014-06-10 | PHILAGANAN
0190-060-554 | 415761 | 0190-ENG-PPT-GN3-ALTRNTR01 | PM03 | 305 | 30000RH G3 Alternator Planned Maint | Caterpillar Generator 3 | B | 0190E009 | 2021-01-13 | 2014-06-10 | PHILAGANAN
0190-060-553 | 415761 | 0190-ENG-PPT-GN2-ALTRNTR01 | PM03 | 305 | 30000RH G2 Alternator Planned Maint | Caterpillar Generator 2 | B | 0190E009 | 2021-01-13 | 2014-06-10 | PHILAGANAN
0190-060-552 | 415761 | 0190-ENG-PPT-GN1-ALTRNTR01 | PM03 | 305 | 30000RH G1 Alternator Planned Maint | Caterpillar Generator 1 | B | 0190E009 | 2021-01-13 | 2014-06-10 | PHILAGANAN
0190-060-551 | 415760 | 0190-ENG-PPT-GN4-ALTRNTR01 | PM03 | 305 | 20000RH G4 Alternator Planned Maint | Caterpillar Generator 4 | B | 0190E009 | 2021-01-13 | 2014-06-10 | PHILAGANAN
0190-060-550 | 415760 | 0190-ENG-PPT-GN3-ALTRNTR01 | PM03 | 305 | 20000RH G3 Alternator Planned Maint | Caterpillar Generator 3 | B | 0190E009 | 2021-01-13 | 2014-06-10 | PHILAGANAN
0190-060-549 | 415760 | 0190-ENG-PPT-GN2-ALTRNTR01 | PM03 | 305 | 20000RH G2 Alternator Planned Maint | Caterpillar Generator 2 | B | 0190E009 | 2021-01-13 | 2014-06-10 | PHILAGANAN
0190-060-548 | 415760 | 0190-ENG-PPT-GN1-ALTRNTR01 | PM03 | 305 | 20000RH G1 Alternator Planned Maint | Caterpillar Generator 1 | B | 0190E009 | 2021-01-13 | 2014-06-10 | PHILAGANAN
0190-060-547 | 415759 | 0190-ENG-PPT-GN4-ALTRNTR01 | PM03 | 305 | 8000RH G4 Alternator Planned Maintenance | Caterpillar Generator 4 | B | 0190E009 | 2021-01-13 | 2014-06-10 | PHILAGANAN
0190-060-546 | 415759 | 0190-ENG-PPT-GN3-ALTRNTR01 | PM03 | 305 | 8000RH G3 Alternator Planned Maintenance | Caterpillar Generator 3 | B | 0190E009 | 2021-01-13 | 2014-06-10 | PHILAGANAN
0190-060-545 | 415759 | 0190-ENG-PPT-GN2-ALTRNTR01 | PM03 | 305 | 8000RH G2 Alternator Planned Maintenance | Caterpillar Generator 2 | B | 0190E009 | 2021-01-13 | 2014-06-10 | PHILAGANAN
0190-060-544 | 415759 | 0190-ENG-PPT-GN1-ALTRNTR01 | PM03 | 305 | 8000RH G1 Alternator Planned Maintenance | Caterpillar Generator 1 | B | 0190E009 | 2021-01-13 | 2014-06-10 | PHILAGANAN
0190-060-543 | 45801 | 0190-ENG-STM-BOS-CTRPNL01 | PM03 | 302 | 26W Thermal Scan BOSCH Panel | BOSCH Boiler Control Panel 01 | C | 0190E011 | 2021-01-13 | 2019-12-03 | PHILAGANAN
0190-060-543 | 45801 | 0190-ENG-STM-BOS-MCCPNL01 | PM03 | 302 | 26W Thermal Scan BOSCH Panel | BOSCH Power Distribution Panel | C | 0190E011 | 2021-01-13 | 2019-12-03 | PHILAGANAN
0190-060-543 | 45801 | 0190-ENG-STM-BOS-MCCPNL02 | PM03 | 302 | 26W Thermal Scan BOSCH Panel | BOSCH VFD Panel | C | 0190E011 | 2021-01-13 | 2019-12-03 | PHILAGANAN
0190-060-543 | 45801 | 0190-ENG-STM-BOS-OSMPNL01 | PM03 | 302 | 26W Thermal Scan BOSCH Panel | BOSCH Oil Supply Module Panel | C | 0190E011 | 2021-01-13 | 2019-12-03 | PHILAGANAN
0190-060-543 | 45801 | 0190-ENG-STM-BOS-PLCPNL01 | PM03 | 302 | 26W Thermal Scan BOSCH Panel | BOSCH Remote IO Panel 01 | C | 0190E011 | 2021-01-13 | 2019-12-03 | PHILAGANAN
0190-060-543 | 45801 | 0190-ENG-STM-BOS-PLCPNL02 | PM03 | 302 | 26W Thermal Scan BOSCH Panel | BOSCH Remote IO Panel 02 | C | 0190E011 | 2021-01-13 | 2019-12-03 | PHILAGANAN
0190-060-543 | 45801 | 0190-ENG-STM-BOS-VLVPNL01 | PM03 | 302 | 26W Thermal Scan BOSCH Panel | BOSCH Shut-Off Valve Panel 01 | C | 0190E011 | 2021-01-13 | 2019-12-03 | PHILAGANAN
0190-060-543 | 45801 | 0190-ENG-STM-JT1-ELCTPN01 | PM03 | 302 | 26W Thermal Scan JTB1 Panels | Electrical Panel | C | 0190E011 | 2021-01-13 | 2012-02-28 | PHILAGANAN
0190-060-543 | 45801 | 0190-ENG-STM-JT2-ELCTPN01 | PM03 | 302 | 26W Thermal Scan JTB2 Panels | Electrical Panel | A | 0190E011 | 2021-01-13 | 2012-02-28 | PHILAGANAN
0190-060-543 | 45801 | 0190-ENG-STM-JT2-PWRPNL01 | PM03 | 302 | 26W Thermal Scan JTB Power Panel | JT Boiler Power Distribution Panel | C | 0190E011 | 2021-01-13 | 2012-02-28 | PHILAGANAN
0190-060-542 | 45801 | 0190-COF-PRO-AH3-BURNER01 | PM03 | 302 | 26W Thermal Scan Coffee AH Panel | Coffee AH3 Burner01 | C | 0190E011 | 2021-01-13 | 2012-02-27 | PHILAGANAN
0190-060-542 | 45801 | 0190-MLK-PRO-AHB-BURNER01 | PM03 | 302 | 26W Thermal Scan MAH B1 Burner Panel | Weishaupt Burner B1 | A | 0190E011 | 2021-01-13 | 2012-02-27 | PHILAGANAN
0190-060-542 | 45801 | 0190-MLK-PRO-AHB-BURNER02 | PM03 | 302 | 26W Thermal Scan MAH B2 Burner | Weishaupt Burner B2 | A | 0190E011 | 2021-01-13 | 2012-02-27 | PHILAGANAN
0190-060-542 | 45801 | 0190-MLK-PRO-AHB-FHTPNL01 | PM03 | 302 | 26W Thermal Scan MAH Fuel Station | Milk Air Heater Fuel Heating Stn Panel | C | 0190E011 | 2021-01-13 | 2012-02-27 | PHILAGANAN
0190-060-542 | 45801 | 0190-MLK-PRO-AHB-PLCPNL01 | PM03 | 302 | 26W Thermal Scan AH Panels | Milk Air Heater Lc PLC Desk Panel | A | 0190E006 | 2021-01-13 | 2014-05-19 | PHILAGANAN
0190-060-542 | 45801 | 0190-MLK-PRO-AHB-PLCPNL02 | PM03 | 302 | 26W Thermal Scan MAH B PLC Panel | Milk Air Heater Lb2 PLC Panel | A | 0190E011 | 2021-01-13 | 2012-02-27 | PHILAGANAN
0190-060-542 | 45801 | 0190-MLK-PRO-AHB-PLCPNL03 | PM03 | 302 | 26W Thermal Scan MAH B1 PLC Pnl | Milk Air Heater Lb1 PLC Panel | A | 0190E011 | 2021-01-13 | 2012-02-27 | PHILAGANAN
0190-060-542 | 45801 | 0190-MLK-PRO-AHB-PNLBRD03 | PM03 | 302 | 26W Thermal Scan MAH B PAF Panel | Milk Primary Air Fan Lb PLC MCC | A | 0190E011 | 2021-01-13 | 2012-02-27 | PHILAGANAN
0190-060-542 | 45801 | 0190-MLK-PRO-AHC-AIRHTR01 | PM03 | 302 | 26W Thermal Scan MAH C PAF Panel | Milk Air Heater C1 | A | 0190E011 | 2021-01-13 | 2012-02-27 | PHILAGANAN
0190-060-542 | 45801 | 0190-MLK-PRO-AHC-BURNER01 | PM03 | 302 | 26W Thermal Scan MAH C Burner Panel | Weishaupt Burner C1 | A | 0190E011 | 2021-01-13 | 2012-02-27 | PHILAGANAN
0190-060-542 | 45801 | 0190-MLK-PRO-AHC-PNLBRD01 | PM03 | 302 | 26W Thermal Scan MAH C PLC Panel | Milk Primary Air Fan Lc PLC MCC | C | 0190E011 | 2021-01-13 | 2012-02-27 | PHILAGANAN
0190-060-541 | 62500 | 0190-ENG-PSA-CMN-FCLTY | PM03 | 307 | 52W RCD Testing | Power Substation A Facility | C | 0190E011 | 2021-01-13 | 2012-02-17 | PHILAGANAN
0190-060-540 | 62493 | 0190-ENG-PSA-CMN-FCLTY | PM03 | 307 | 52W Inspection HV and MV PPE's | Power Substation A Facility | C | 0190E011 | 2021-01-13 | 2012-02-16 | PHILAGANAN
0190-060-539 | 59454 | 0190-ENG-GFO-CEI-WRELSS01 | PM03 | 307 | 13W Inspection IS/GES WirelessTelephony | Factory Wireless Telephony System | C | 0190E017 | 2021-01-13 | 2012-02-13 | PHILAGANAN
0190-060-538 | 59454 | 0190-ENG-GFO-CEI-WRELSS01 | PM03 | 307 | 13W Inspection Coffee Wireless Telephony | Factory Wireless Telephony System | C | 0190E017 | 2021-01-13 | 2012-02-13 | PHILAGANAN
0190-060-537 | 51983 | 0190-ENG-IGG-IGS-SUPFLT01 | PM03 | 305 | 26W Replacement N2 Final Filters X1 | IGG - Supply Line Filter X 2 | A | 0190E009 | 2021-01-13 | 2012-02-13 | PHILAGANAN
0190-060-536 | 60852 | 0190-WST-PPT-GN5-HFOSEP02 | PM03 | 305 | 52W Planned Maintenance HFO Separator 2 | Wartsila Heavy Oil Separator 02 | C | 0190E009 | 2021-01-13 | 2012-01-12 | PHILAGANAN
0190-060-535 | 52264 | 0190-ENG-IGG-N2A-AIRCOM02 | PM03 | 301 | 12M Calibration PRV N2 AirCom02 | N2 Air Compressor No. 2 | A | 0190E009 | 2015-07-21 | 2012-01-11 | PHILAGANAN
0190-060-534 | 52264 | 0190-ENG-IGG-N2A-AIRCOM01 | PM03 | 301 | 12M Calibration PRV N2 AirCom01 | N2 Air Compressor No. 1 | A | 0190E009 | 2015-07-21 | 2012-01-11 | PHILAGANAN
0190-060-533 | 61963 | 0190-ENG-IGG-N2A-ADR02 | PM03 | 305 | 288W Planned Maintenance N2 AirDryer02 | N2 Air Dryer No. 2 | A | 0190E009 | 2021-01-13 | 2012-01-11 | PHILAGANAN
0190-060-532 | 61963 | 0190-ENG-IGG-N2A-ADR01 | PM03 | 305 | 288W Planned Maintenance N2 AirDryer01 | N2 Air Dryer No. 1 | A | 0190E009 | 2021-01-13 | 2012-01-11 | PHILAGANAN
0190-060-531 | 55204 | 0190-QAD-FAC-CMN-PRIOCLAV | PM03 | 307 | 26W Planned Maintenance QAD Priorclave | Electrically Heated Autoclave Priorclave | A | 0190E017 | 2021-03-31 | 2010-12-20 | PHILAGANAN
0190-060-530 | 55203 | 0190-QAD-FAC-CMN-AUCLAV04 | PM03 | 305 | 52W Planned Maintenance DD Autoclave-OEM | Micro Lab Double Door Autoclave | B | 0190E017 | 2021-02-04 | 2010-12-20 | PHILAGANAN
0190-060-529 | 51861 | 0190-ENG-GFO-CEI-FAS01 | PM03 | 307 | 26W Planned Maintenance FA System IS | Central EI FAS and Automation | C | 0190E017 | 2021-01-13 | 2010-09-28 | PHILAGANAN
0190-060-528 | 51861 | 0190-ENG-GFO-CEI-FAS01 | PM03 | 307 | 26W Planned Maintenance FA System Coffee | Central EI FAS and Automation | C | 0190E017 | 2021-01-13 | 2010-09-28 | PHILAGANAN
0190-060-527 | 51861 | 0190-ENG-GFO-CEI-FAS01 | PM03 | 307 | 26W Planned Maintenance FAS- Milks | Central EI FAS and Automation | C | 0190E017 | 2021-01-13 | 2010-09-28 | PHILAGANAN
0190-060-526 | 51861 | 0190-ENG-GFO-CEI-FAS01 | PM03 | 307 | 26W Planned Maintenance FAS PC | Central EI FAS and Automation | C | 0190E017 | 2021-07-22 | 2010-09-28 | PHILAGANAN
0190-060-525 | 51820 | 0190-ENG-GFO-CEI-WRKSHP | PM03 | 301 | 52M Calibration Working Test Weights | Central EI Workshop | C | 0190E017 | 2015-12-09 | 2010-09-25 | PHILAGANAN
0190-060-524 | 51787 | 0190-ENG-GFO-FFF-FIRALM01 | PM03 | 307 | 52W TS Fire Detection and Alarm System | Fire Alarm System | A | 0190E017 | 2021-03-31 | 2010-09-23 | PHILAGANAN
0190-060-523 | 51756 | 0190-ENG-GFO-FFF-FIRALM01 | PM03 | 307 | 13W Inspection Fire Detection Alarm Sys | Fire Alarm System | A | 0190E017 | 2021-01-13 | 2010-09-20 | PHILAGANAN
0190-060-522 | 51689 | 0190-QAD-FAC-CMN-COMMON01 | PM03 | 301 | 52W Calibration QAD Instruments-January | Quality Assurance Facilities Common | C | 0190E017 | 2017-05-18 | 2010-09-13 | PHILAGANAN
0190-060-521 | 51689 | 0190-MLK-PRO-EML-COMMON | PM03 | 301 | 1Y Calibration QAD Inline LAB Temp Inst | Egron Mini Lab Common | C | 0190E017 | 2012-07-28 | 2010-09-13 | PHFUTALARA
0190-060-520 | 51688 | 0190-ENG-GFO-CEI-FAS01 | PM03 | 301 | 52W Calibration Omega Instrument | Central EI FAS and Automation | C | 0190E017 | 2017-05-18 | 2010-09-13 | PHILAGANAN
0190-060-519 | 49638 | 0190-ENG-GFO-CEI-WRKSHP | PM03 | 307 | 26W Inspection Coffee Plant PEE | Central EI Workshop | C | 0190E017 | 2021-01-13 | 2010-09-11 | PHILAGANAN
0190-060-518 | 49638 | 0190-ENG-GFO-CEI-WRKSHP | PM03 | 307 | 26W Inspection Milks Plant PEE | Central EI Workshop | C | 0190E017 | 2021-01-13 | 2010-09-11 | PHILAGANAN
0190-060-517 | 49638 | 0190-ENG-GFO-CEI-WRKSHP | PM03 | 307 | 26W Inspection Admin Area PEE | Central EI Workshop | C | 0190E017 | 2021-01-13 | 2010-07-31 | PHILAGANAN
0190-060-516 | 50956 | 0190-QAD-FAC-CMN-PRIOCLAV | PM03 | 301 | 52W Calibration Priorclave Tmp Indicator | Electrically Heated Autoclave Priorclave | A | 0190E017 | 2015-12-09 | 2010-07-26 | PHILAGANAN
0190-060-515 | 50885 | 0190-QAD-FAC-CMN-AUCLAV03 | PM03 | 301 | 12M Calibration DD Autoclave Temp Indctr | S_Lab Double Door Autoclave No.1 | A | 0190E017 | 2015-09-08 | 2010-07-19 | PHILAGANAN
0190-060-514 | 55201 | 0190-QAD-FAC-CMN-AUCLAV03 | PM03 | 305 | 16W Planned Maintenance QAD DD Autoclave | S_Lab Double Door Autoclave No.1 | A | 0190E017 | 2021-01-13 | 2010-07-12 | PHILAGANAN
0190-060-513 | 50775 | 0190-QAD-FAC-CMN-AUCLAV03 | PM03 | 307 | 4W Inspection QAD DD Autoclave | S_Lab Double Door Autoclave No.1 | A | 0190E017 | 2021-01-13 | 2010-07-09 | PHILAGANAN
0190-060-512 | 50774 | 0190-QAD-FAC-CMN-PRIOCLAV | PM03 | 307 | 4W Inspection QAD Priorclave | Electrically Heated Autoclave Priorclave | A | 0190E017 | 2021-01-13 | 2010-07-09 | PHILAGANAN
0190-060-511 | 415758 | 0190-ENG-PPT-GN4-ALTRNTR01 | PM03 | 305 | 2000RH G4 Alternator Servicing | Caterpillar Generator 4 | B | 0190E009 | 2021-01-13 | 2014-06-10 | PHILAGANAN
0190-060-510 | 49688 | 0190-ENG-PSA-CMN-FCLTY | PM03 | 304 | 52W Renewal of Electrical Permits | Power Substation A Facility | C | 0190E011 | 2021-06-03 | 2010-04-22 | PHILAGANAN
0190-060-509 | 49669 | 0190-ENG-GFO-CEI-LTGSYS | PM03 | 306 | 52W Workplace and Environment Inspection | Factory Wide Lighting System | C | 0190E017 | 2018-01-17 | 2010-04-21 | PHILAGANAN
0190-060-508 | 49638 | 0190-QAD-FAC-CMN-COMMON01 | PM03 | 302 | 26W INSPECTION QAD SLAB PEE'S | Quality Assurance Facilities Common | C | 0190E017 | 2021-01-13 | 2010-04-16 | PHILAGANAN
0190-060-508 | 49638 | 0190-QAD-FAC-CMN-COMMON01 | PM03 | 307 | 26W INSPECTION QAD GENLAB PEE'S | Quality Assurance Facilities Common | C | 0190E017 | 2021-01-13 | 2011-05-10 | PHILAGANAN
0190-060-508 | 49638 | 0190-QAD-FAC-CMN-COMMON01 | PM03 | 307 | 26W INSPECTION QAD MILK INLINE LAB PEE'S | Quality Assurance Facilities Common | C | 0190E017 | 2021-01-13 | 2011-05-10 | PHILAGANAN
0190-060-508 | 49638 | 0190-QAD-FAC-CMN-COMMON01 | PM03 | 307 | 26W INSPECTION QAD COFFEE INLINE LAB PEE | Quality Assurance Facilities Common | C | 0190E017 | 2021-01-13 | 2011-05-10 | PHILAGANAN
0190-060-507 | 51611 | 0190-ENG-GFO-CEI-LTGSYS | PM03 | 307 | 26W Inspection Emergency Lights GES Area | Factory Wide Lighting System | C | 0190E017 | 2021-01-13 | 2010-04-16 | PHILAGANAN
0190-060-507 | 51611 | 0190-ENG-GFO-CEI-LTGSYS | PM03 | 307 | 26W Inspection Emergency Lights IS Area | Factory Wide Lighting System | C | 0190E017 | 2021-01-13 | 2010-04-16 | PHILAGANAN
0190-060-506 | 49546 | 0190-ENG-GFO-CEI-LTGSYS | PM03 | 307 | 2W Inspection Admin Perimeter Lightings | Factory Wide Lighting System | C | 0190E017 | 2021-01-13 | 2010-04-16 | PHILAGANAN
0190-060-506 | 49546 | 0190-ENG-GFO-CEI-LTGSYS | PM03 | 307 | 2W Inspection Admin Bldg Lightings | Factory Wide Lighting System | C | 0190E017 | 2021-01-13 | 2010-04-16 | PHILAGANAN
0190-060-506 | 49546 | 0190-ENG-GFO-CEI-LTGSYS | PM03 | 307 | 2W Inspection Staff House Area Lighting | Factory Wide Lighting System | C | 0190E017 | 2021-01-13 | 2010-11-19 | PHILAGANAN
0190-060-506 | 49546 | 0190-ENG-GFO-CEI-LTGSYS | PM03 | 307 | 2W Inspection Social Block Area Lighting | Factory Wide Lighting System | C | 0190E017 | 2021-01-13 | 2011-09-17 | PHILAGANAN
0190-060-506 | 49546 | 0190-ENG-GFO-CEI-LTGSYS | PM03 | 307 | 2W Inspection Logistics Area | Factory Wide Lighting System | C | 0190E017 | 2021-01-13 | 2011-10-18 | PHILAGANAN
0190-060-506 | 49546 | 0190-ENG-PPT-LPS-PERLIT01 | PM03 | 307 | 2W Inspection Training Center Lightings | Perimeter Lighting | C | 0190E017 | 2021-01-13 | 2010-11-19 | PHILAGANAN
0190-060-505 | 49546 | 0190-ENG-GFO-CEI-LTGSYS | PM03 | 307 | 2W Inspection Boiler Lightings | Factory Wide Lighting System | C | 0190E017 | 2021-01-13 | 2010-09-06 | PHILAGANAN
0190-060-505 | 49546 | 0190-ENG-GFO-CEI-LTGSYS | PM03 | 307 | 2W Inspection IS Cooling Tower Area | Factory Wide Lighting System | C | 0190E017 | 2021-01-13 | 2010-09-06 | PHILAGANAN
0190-060-505 | 49546 | 0190-ENG-GFO-CEI-LTGSYS | PM03 | 307 | 2W Inspection WWTP/Biomass Lightings | Factory Wide Lighting System | C | 0190E017 | 2021-01-13 | 2010-09-06 | PHILAGANAN
0190-060-505 | 49546 | 0190-ENG-GFO-CEI-LTGSYS | PM03 | 307 | 2W Inspection PPT/FHF Area Lightings | Factory Wide Lighting System | C | 0190E017 | 2021-01-13 | 2010-09-06 | PHILAGANAN
0190-060-505 | 49546 | 0190-ENG-GFO-CEI-LTGSYS | PM03 | 307 | 2W Inspection 69KV Substation Lightings | Factory Wide Lighting System | C | 0190E017 | 2021-01-13 | 2010-11-19 | PHILAGANAN
0190-060-505 | 49546 | 0190-ENG-IGG-IGS-N2PSUP01 | PM03 | 307 | 2W Inspection IS Area Lightings | Nitrogen Plant Power Light Supply Line | B | 0190E009 | 2021-01-13 | 2014-05-19 | PHILAGANAN
0190-060-504 | 49546 | 0190-ENG-GFO-CEI-LTGSYS | PM03 | 307 | 2W Inspection Egron B/C Lightings | Factory Wide Lighting System | C | 0190E017 | 2021-01-13 | 2010-04-16 | PHILAGANAN
0190-060-504 | 49546 | 0190-ENG-GFO-CEI-LTGSYS | PM03 | 307 | 2W Inspectio Milks Process Area Lighting | Factory Wide Lighting System | C | 0190E017 | 2021-01-13 | 2010-04-16 | PHILAGANAN
0190-060-504 | 49546 | 0190-ENG-GFO-CEI-LTGSYS | PM03 | 307 | 2W Inspection CTS Area Lightings | Factory Wide Lighting System | C | 0190E017 | 2021-01-13 | 2010-04-16 | PHILAGANAN
0190-060-504 | 510187 | 0190-MLK-PRO-OHF-COMMON | PM03 | 307 | 2W Inspection Milks Plant Lightings | OH Facility Common | C | 0190E005 | 2017-05-05 | 2016-09-23 | PHILAGANAN
0190-060-503 | 49546 | 0190-ENG-GFO-CEI-LTGSYS | PM03 | 302 | 2W Inspection Eng Offices Lightings | Factory Wide Lighting System | C | 0190E017 | 2021-01-13 | 2010-04-16 | PHILAGANAN
0190-060-503 | 49546 | 0190-ENG-GFO-CEI-LTGSYS | PM03 | 302 | 2W Inspection CAH/REF Area Lightings | Factory Wide Lighting System | C | 0190E017 | 2021-01-13 | 2010-09-06 | PHILAGANAN
0190-060-503 | 49546 | 0190-ENG-GFO-CEI-LTGSYS | PM03 | 302 | 2W Inspection QAD Lab Lightings | Factory Wide Lighting System | C | 0190E017 | 2021-01-13 | 2010-09-06 | PHILAGANAN
0190-060-502 | 49546 | 0190-ENG-GFO-CEI-LTGSYS | PM03 | 307 | 4W Inspection Egron A Lightings | Factory Wide Lighting System | C | 0190E002 | 2017-10-16 | 2010-04-15 | PHSANTANJO
0190-060-502 | 49546 | 0190-ENG-GFO-CEI-LTGSYS | PM03 | 307 | 4W Inspection E54/FFE Area Lighting | Factory Wide Lighting System | C | 0190E002 | 2017-10-16 | 2010-04-15 | PHSANTANJO
0190-060-502 | 49546 | 0190-ENG-GFO-CEI-LTGSYS | PM03 | 307 | 4W Inspection GCCD/RoastingArea Lighting | Factory Wide Lighting System | C | 0190E002 | 2017-10-16 | 2010-04-16 | PHSANTANJO
0190-060-502 | 49546 | 0190-ENG-GFO-CEI-LTGSYS | PM03 | 307 | 4W Inspection E45/WFE Lightings | Factory Wide Lighting System | C | 0190E002 | 2017-10-16 | 2010-09-06 | PHSANTANJO
0190-060-502 | 49546 | 0190-ENG-GFO-CEI-LTGSYS | PM03 | 307 | 4W Inspection A45/A54 Lightings | Factory Wide Lighting System | C | 0190E002 | 2017-10-16 | 2010-09-06 | PHSANTANJO
0190-060-501 | 33527 | 0190-ENG-PSA-CMN-FCLTY | PM03 | 305 | 3M SERVICE 34.5KV SUBSTN A | Power Substation A Facility | C | 0190E011 | 2021-01-13 | 2008-07-12 | PHILAGANAN
0190-060-501 | 33527 | 0190-ENG-PSB-CMN-FCLTY | PM03 | 305 | 3M SERVICE 34.5KV SUBSTATION B | Power Substation B Facility | C | 0190E009 | 2021-01-13 | 2008-07-12 | PHILAGANAN
0190-060-500 | 33527 | 0190-ADM-FAC-BLG-ELCPNL01 | PM03 | 305 | 3M SERVICE GCCD ELECTRICAL PANEL | Green Coffee 380/440V Distribution | C | 0190E017 | 2011-05-05 | 2008-07-12 | PHFUTALARA
0190-060-500 | 33527 | 0190-ADM-FAC-BLG-ELECRM01 | PM03 | 305 | 3M SERVICE ADMIN ELECTRICAL ROOM | Admin Building Electrical Room | C | 0190E017 | 2011-05-05 | 2008-07-12 | PHFUTALARA
0190-060-500 | 33527 | 0190-ADM-FAC-BLG-ELECRM02 | PM03 | 305 | 3M SERVICE GUARDHOUSE ELECTRICAL ROOM | Main Guardhouse Electrical Room | C | 0190E017 | 2011-05-05 | 2008-07-12 | PHFUTALARA
0190-060-500 | 33527 | 0190-ADM-FAC-BLG-ELECRM04 | PM03 | 305 | 3M SERVICE MAIN CANTEEN ELECTRICAL PANEL | Main Canteen Electrical Room | C | 0190E017 | 2011-05-05 | 2008-07-12 | PHFUTALARA
0190-060-500 | 33527 | 0190-ADM-FAC-BLG-ELECRM05 | PM03 | 305 | 3M SERVICE TRAINING CENTER ELEC ROOM | Training Center Electrical Room | C | 0190E017 | 2011-05-05 | 2008-07-12 | PHFUTALARA
0190-060-500 | 33527 | 0190-ADM-FAC-BLG-ELECRM06 | PM03 | 305 | 3M SERVICE GENLAB ELECTRICAL ROOM | General Laboratory Electrical Room | C | 0190E017 | 2011-05-05 | 2010-11-27 | PHFUTALARA
0190-060-500 | 33527 | 0190-ADM-FAC-BLG-ELECRM07 | PM03 | 305 | 3M SERVICE SLAB ELECTRICAL ROOM | S Laboratory Electrical Room | C | 0190E017 | 2011-05-05 | 2010-11-27 | PHFUTALARA
0190-060-499 | 415758 | 0190-ENG-PPT-GN3-ALTRNTR01 | PM03 | 305 | 2000RH G3 Alternator Servicing | Caterpillar Generator 3 | B | 0190E009 | 2021-01-13 | 2014-06-10 | PHILAGANAN
0190-060-498 | 415758 | 0190-ENG-PPT-GN2-ALTRNTR01 | PM03 | 305 | 2000RH G2 Alternator Servicing | Caterpillar Generator 2 | B | 0190E009 | 2021-01-13 | 2014-06-10 | PHILAGANAN
0190-060-497 | 415758 | 0190-ENG-PPT-GN1-ALTRNTR01 | PM03 | 305 | 2000RH G1 Alternator Servicing | Caterpillar Generator 1 | B | 0190E009 | 2021-01-13 | 2014-06-10 | PHILAGANAN
0190-060-496 | 415757 | 0190-ENG-PPT-GN1-ALTRNTR01 | PM03 | 307 | 1W Inspection Genset Alternator G1 | Caterpillar Generator 1 | B | 0190E009 | 2021-01-13 | 2014-06-10 | PHILAGANAN
0190-060-496 | 415757 | 0190-ENG-PPT-GN2-ALTRNTR01 | PM03 | 307 | 1W Inspection Genset Alternator G2 | Caterpillar Generator 2 | B | 0190E009 | 2021-01-13 | 2014-06-10 | PHILAGANAN
0190-060-496 | 415757 | 0190-ENG-PPT-GN3-ALTRNTR01 | PM03 | 307 | 1W Inspection Genset Alternator G3 | Caterpillar Generator 3 | B | 0190E009 | 2021-01-13 | 2014-06-10 | PHILAGANAN
0190-060-496 | 415757 | 0190-ENG-PPT-GN4-ALTRNTR01 | PM03 | 307 | 1W Inspection Genset Alternator G4 | Caterpillar Generator 4 | B | 0190E009 | 2021-01-13 | 2014-06-10 | PHILAGANAN
0190-060-495 | 401416 | 0190-ENG-IGG-N2A-ADR03 | PM03 | 307 | 13W Inspection Air Dryer 3 Line Filters | N2 Air Dryer No. 3 | A | 0190E009 | 2021-01-13 | 2014-06-06 | PHILAGANAN
0190-060-494 | 52552 | 0190-ENG-IGG-N2A-ADR03 | PM03 | 305 | 13W Planned Maintenance N2 AirDryer03 | N2 Air Dryer No. 3 | A | 0190E009 | 2021-01-13 | 2014-06-06 | PHILAGANAN
0190-060-493 | 415218 | 0190-ENG-SCG-CWE-ELECRM01 | PM03 | 307 | 52W PLC/SLC/CLX PM & Data Back Up CWEvap | CWWE Electrical Room | B | 0190E011 | 2021-01-13 | 2014-05-20 | PHILAGANAN
0190-060-492 | 415218 | 0190-ENG-REF-HAC-BROAD01 | PM03 | 307 | 52W PLC/SLC/CLX PM & Data Back Ups HAM | Hot Absorption Chiller Broad | B | 0190E010 | 2021-01-13 | 2014-05-20 | PHILAGANAN
0190-060-491 | 415218 | 0190-ENG-WWT-AUX-PLCPNL01 | PM03 | 307 | 52W PLC/SLC/CLX PM & Data Back Ups Aux | WWTP PLC Panel | A | 0190E011 | 2021-01-13 | 2014-05-20 | PHILAGANAN
0190-060-491 | 415218 | 0190-ENG-WWT-MBR-PLCPNL01 | PM03 | 307 | 52W PLC/SLC/CLX PM & Data Back Ups MBR | Membrane Reactor PLC Panel 01 | C | 0190E011 | 2021-01-13 | 2014-05-20 | PHILAGANAN
0190-060-491 | 415218 | 0190-ENG-WWT-SBR-PLCPNL01 | PM03 | 307 | 52W PLC/SLC/CLX PM & Data Back Ups SBR | Actiflo-SBR-Chemical Dosing PLC Panel | C | 0190E011 | 2021-01-13 | 2014-05-20 | PHILAGANAN
0190-060-490 | 49556 | 0190-ENG-WWT-CMN-FCLTY | PM03 | 307 | 6W Inspection Staff House Waste Pit | WAste Water Treatment Plant Facility | C | 0190E011 | 2021-01-13 | 2011-11-12 | PHILAGANAN
0190-060-489 | 45915 | 0190-WST-PPT-GN5-FULBOS01 | PM03 | 305 | 8000RH Plnd Maintenance G5 Fuel Booster | Wartsila Fuel Booster Module | A | 0190E009 | 2021-01-13 | 2011-08-13 | PHILAGANAN
0190-060-488 | 45852 | 0190-WST-PPT-GN5-FULBOS01 | PM03 | 305 | 4000RH Plnd Maintenance G5 FuelBooster | Wartsila Fuel Booster Module | A | 0190E009 | 2021-01-13 | 2011-08-13 | PHILAGANAN
0190-060-487 | 49703 | 0190-WST-PPT-GN5-EHGBLR01 | PM03 | 305 | 8000RH Planned Maintenance G5 EG Boiler | Wartsila Generator Exh. Gas Boiler | A | 0190E009 | 2020-12-14 | 2011-08-13 | PHILAGANAN
0190-060-486 | 45917 | 0190-WST-PPT-GN5-AIRSTR01 | PM03 | 305 | 6M Planned Maintenance G5 Starting Air | Wartsila Generator Starting Air | C | 0190E009 | 2020-12-14 | 2011-08-13 | PHILAGANAN
0190-060-485 | 58857 | 0190-WST-PPT-GN5-FULBOS01 | PM03 | 305 | 2000RH Plnd Maintenance G5 Fuel Booster | Wartsila Fuel Booster Module | A | 0190E009 | 2021-01-13 | 2011-08-13 | PHILAGANAN
0190-060-484 | 59159 | 0190-WST-PPT-GN5-CFE011 | PM03 | 305 | 4Y Planned Maintenance G5 CFE011 Cables | Wartsila Engine Control Panel CFE 011 | A | 0190E009 | 2021-01-13 | 2011-08-13 | PHILAGANAN
0190-060-483 | 55332 | 0190-WST-PPT-GN5-CFE011 | PM03 | 305 | 5Y Replacement G5 Battery Bank | Wartsila Engine Control Panel CFE 011 | A | 0190E009 | 2021-01-13 | 2011-08-13 | PHILAGANAN
0190-060-482 | 58383 | 0190-ENG-PPT-GN4-ALTRNTR01 | PM03 | 305 | 5Y Planned Maintenance G4 Alternator | Caterpillar Generator 4 | B | 0190E009 | 2021-01-13 | 2011-08-13 | PHILAGANAN
0190-060-481 | 58383 | 0190-ENG-PPT-GN2-ALTRNTR01 | PM03 | 305 | 5Y Planned Maintenance G2 Alternator | Caterpillar Generator 2 | B | 0190E009 | 2021-01-13 | 2011-08-13 | PHILAGANAN
0190-060-480 | 58383 | 0190-ENG-PPT-GN1-ALTRNTR01 | PM03 | 305 | 5Y Planned Maintenane G1 Alternator | Caterpillar Generator 1 | B | 0190E009 | 2021-01-13 | 2011-08-13 | PHILAGANAN
0190-060-479 | 58383 | 0190-WST-PPT-GN5-GENSET01 | PM03 | 305 | 5Y Planned Maintenance G5 Alternator | Wartsila Generator | A | 0190E009 | 2021-01-13 | 2011-08-13 | PHILAGANAN
0190-060-478 | 59157 | 0190-ENG-CAF-AIR-AIRCOM05 | PM03 | 305 | 52W Planned EI Maintenance AirCom05 | Air Compressor No 5 ZR132 | C | 0190E009 | 2021-03-19 | 2011-08-13 | PHILAGANAN
0190-060-477 | 51847 | 0190-ENG-CAF-AIR-AIRCOM10 | PM03 | 307 | 2M General Inspection AirCom10 | Air Compressor No 10 LT12 | C | 0190E009 | 2021-01-13 | 2011-08-13 | PHILAGANAN
0190-060-476 | 59156 | 0190-ENG-CAF-AIR-AIRCOM10 | PM03 | 305 | 500RH Planned Maintenance AirCom10 | Air Compressor No 10 LT12 | C | 0190E009 | 2021-01-13 | 2011-08-13 | PHILAGANAN
0190-060-475 | 59155 | 0190-ENG-CAF-AIR-AIRCOM10 | PM03 | 305 | 250RH Planned Maintenance AirCom10 | Air Compressor No 10 LT12 | C | 0190E009 | 2021-01-13 | 2011-08-13 | PHILAGANAN
0190-060-474 | 56208 | 0190-ENG-IGG-N2A-AIRCOM02 | PM03 | 305 | 5Y Replacement of N2 AC02 Hose Assembly | N2 Air Compressor No. 2 | A | 0190E009 | 2021-01-13 | 2011-08-13 | PHILAGANAN
0190-060-473 | 56208 | 0190-ENG-IGG-N2A-AIRCOM01 | PM03 | 305 | 5Y Replacement of N2 AC01 Hose Assembly | N2 Air Compressor No. 1 | A | 0190E009 | 2021-01-13 | 2011-08-13 | PHILAGANAN
0190-060-472 | 56208 | 0190-WST-CAF-AIR-AIRCOM08 | PM03 | 305 | 156W Planned Replcmnt HoseAssy AirCom08 | Air Compressor No 8 GA37 | C | 0190E009 | 2021-01-13 | 2011-08-13 | PHILAGANAN
0190-060-471 | 56208 | 0190-ENG-CAF-AIR-AIRCOM071 | PM03 | 305 | 5Y Planned Replacement HoseAssy AirCom07 | Air Compressor No 7.1 ZR160 | C | 0190E009 | 2021-01-13 | 2011-08-13 | PHILAGANAN
0190-060-470 | 56208 | 0190-WST-CAF-AIR-AIRCOM06 | PM03 | 305 | 156W Planned Replcmnt HoseAssy AirCom06 | Air Compressor No 6 GA507 | C | 0190E009 | 2021-01-13 | 2011-08-13 | PHILAGANAN
0190-060-469 | 56208 | 0190-ENG-CAF-AIR-AIRCOM05 | PM03 | 305 | 156W Planned Replcmnt HoseAssy AirCom05 | Air Compressor No 5 ZR132 | C | 0190E009 | 2021-01-13 | 2011-08-13 | PHILAGANAN
0190-060-468 | 56208 | 0190-ENG-CAF-AIR-AIRCOM04 | PM03 | 305 | 156W Planned Replcmnt HoseAssy AirCom04 | Air Compressor No 4 GA110 | C | 0190E009 | 2021-01-13 | 2011-08-13 | PHILAGANAN
0190-060-467 | 56208 | 0190-WST-CAF-AIR-AIRCOM03 | PM03 | 305 | 156W Planned Replcmnt HoseAssy AirCom03 | Air Compressor No 3 GA110 | C | 0190E009 | 2021-01-13 | 2011-08-13 | PHILAGANAN
0190-060-466 | 56208 | 0190-WST-CAF-AIR-AIRCOM02 | PM03 | 305 | 156W Planned Replcmnt HoseAssy AirCom02 | Air Compressor No 2 GA160 | C | 0190E009 | 2021-01-13 | 2011-08-13 | PHILAGANAN
0190-060-465 | 59106 | 0190-ENG-IGG-IGS-CO2TNK03 | PM03 | 307 | 1Y Inspection CO2 Tank03 | CO2 Tank System No 3 | A | 0190E009 | 2021-01-13 | 2011-08-10 | PHILAGANAN
0190-060-464 | 415218 | 0190-COF-PRO-AH3-FLDPNL01 | PM03 | 307 | 52W PLC/SLC/CLX PM & Data Back Ups | KS AH Field MCC/ PLC Panel01 | A | 0190E010 | 2021-01-13 | 2014-05-20 | PHILAGANAN
0190-060-464 | 415218 | 0190-ENG-PPT-CTR-MCCPNL01 | PM03 | 307 | 52W PLC/SLC/CLX PM & Data BackUps Coolin | Power Plant Cooling Tower MCC Panel | A | 0190E009 | 2021-01-13 | 2014-05-20 | PHILAGANAN
0190-060-464 | 415218 | 0190-ENG-PPT-FHF-MCC01 | PM03 | 307 | 52W PLC/SLC/CLX PM & Data BackUps Fuel H | Motor Control Center 01 | B | 0190E009 | 2021-01-13 | 2014-05-20 | PHILAGANAN
0190-060-464 | 415218 | 0190-ENG-PPT-GPS-COMMON01 | PM03 | 307 | 52W PLC/SLC/CLX PM & Data Back Ups Alarm | Genset Power Substation Common Facility | C | 0190E009 | 2021-01-13 | 2014-05-20 | PHILAGANAN
0190-060-464 | 415218 | 0190-ENG-PPT-LPS-POWSYS01 | PM03 | 307 | 52W PLC/SLC/CLX PM & Data Back Ups Meter | Power Monitor System | C | 0190E011 | 2021-01-13 | 2014-05-20 | PHILAGANAN
0190-060-464 | 415218 | 0190-ENG-PSA-AUX-PLCPNL03 | PM03 | 307 | 52W PLC/SLC/CLX PM & Data Back Ups | Kwhr PLC Metering Panel 03 | B | 0190E017 | 2021-01-13 | 2014-05-20 | PHILAGANAN
0190-060-464 | 415218 | 0190-ENG-PSB-AUX-PLCPNL01 | PM03 | 307 | 52W PLC/SLC/CLX PM & Data Back Ups | Kwhr PLC/Control Metering Panel | B | 0190E017 | 2021-01-13 | 2014-05-20 | PHILAGANAN
0190-060-463 | 51983 | 0190-ENG-IGG-IGS-SUPFLT01 | PM03 | 305 | 26W Replacement N2 Final Filters X2 | IGG - Supply Line Filter X 2 | A | 0190E009 | 2021-01-13 | 2011-08-10 | PHILAGANAN
0190-060-462 | 401416 | 0190-ENG-IGG-N2A-ADR02 | PM03 | 307 | 13W Inspection Air Dryer 2 Line Filters | N2 Air Dryer No. 2 | A | 0190E009 | 2021-01-13 | 2011-08-10 | PHILAGANAN
0190-060-461 | 59106 | 0190-ENG-IGG-IGS-CO2TNK01 | PM03 | 307 | 52W Inspection CO2 Tank 01 | CO2 Tank System No 1 | A | 0190E009 | 2021-01-13 | 2011-08-10 | PHILAGANAN
0190-060-461 | 59106 | 0190-ENG-IGG-IGS-CO2TNK02 | PM03 | 307 | 52W Inspection CO2 Tank 02 | CO2 Tank System No 2 | A | 0190E009 | 2021-01-13 | 2013-02-16 | PHILAGANAN
0190-060-461 | 59106 | 0190-ENG-IGG-IGS-CO2TNK03 | PM03 | 307 | 52W Inspection CO2 Tank 03 | CO2 Tank System No 3 | A | 0190E009 | 2021-01-13 | 2013-02-16 | PHILAGANAN
0190-060-460 | 58643 | 0190-ENG-PPT-AUF-FULBOS01 | PM03 | 307 | 4W Cleaning/Inspection CAT Fuel Booster | Fuel Booster Module | C | 0190E009 | 2021-01-13 | 2011-07-19 | PHILAGANAN
0190-060-459 | 45670 | 0190-ENG-PPT-FHF-FULPMP07 | PM03 | 305 | 2Y Planned Maintenance FHF Transferpmp07 | Wartsila/Cat LSFO Transfer Pump Spare | C | 0190E009 | 2021-01-13 | 2011-07-16 | PHILAGANAN
0190-060-458 | 58613 | 0190-WST-PPT-GN5-FULBOS01 | PM03 | 307 | 2W Inspection G5 Fuel Booster Module | Wartsila Fuel Booster Module | A | 0190E009 | 2021-01-13 | 2011-07-16 | PHILAGANAN
0190-060-457 | 58557 | 0190-WST-PPT-GN5-HRCVRY01 | PM03 | 307 | 2W Inspection G5 Cooling Water System | Wartsila Generator Heat Recovery System | A | 0190E009 | 2021-01-13 | 2011-07-11 | PHILAGANAN
0190-060-456 | 58393 | 0190-WST-PPT-EBF-FEDWAT01 | PM03 | 307 | 13W Inspection EBF Feedwater System | Exhaust Boiler Feed Water System | A | 0190E009 | 2021-01-13 | 2011-07-01 | PHILAGANAN
0190-060-455 | 58392 | 0190-WST-PPT-EBF-FEDWAT01 | PM03 | 305 | 1Y Planned Maintenance EBF Feedwater Sys | Exhaust Boiler Feed Water System | A | 0190E009 | 2021-01-13 | 2011-07-01 | PHILAGANAN
0190-060-454 | 58383 | 0190-ENG-PPT-GN3-ALTRNTR01 | PM03 | 305 | 5Y Planned Maintenance G3 Alternator | Caterpillar Generator 3 | B | 0190E009 | 2021-01-13 | 2011-06-29 | PHILAGANAN
0190-060-453 | 58179 | 0190-ENG-GFO-CEI-CCTV01 | PM03 | 307 | 52W TS- Factory Wide CCTV Maintenance | CCTV System | C | 0190E017 | 2021-03-31 | 2011-06-14 | PHILAGANAN
0190-060-452 | 58177 | 0190-ENG-GFO-CEI-CCTV01 | PM03 | 307 | 13W Planned Maintenance CCTV-Milks | CCTV System | C | 0190E017 | 2021-03-31 | 2011-06-14 | PHILAGANAN
0190-060-452 | 58177 | 0190-ENG-GFO-CEI-CCTV01 | PM03 | 307 | 13W Planned Maintenance CCTV-IS/GES | CCTV System | C | 0190E017 | 2021-03-31 | 2011-06-14 | PHILAGANAN
0190-060-452 | 58177 | 0190-ENG-GFO-CEI-CCTV01 | PM03 | 307 | 13W Planned Maintenance CCTV-Coffee | CCTV System | C | 0190E017 | 2021-03-31 | 2011-06-14 | PHILAGANAN
0190-060-451 | 56269 | 0190-ENG-PPT-AUF-FULBOS01 | PM03 | 305 | 52W Planned Maintenance CAT Fuel Booster | Fuel Booster Module | C | 0190E009 | 2021-01-13 | 2011-02-10 | PHILAGANAN
0190-060-450 | 33355 | 0190-ENG-IGG-N2A-AIRCOM01 | PM03 | 305 | 10000RH Planned Maintenance N2 AirCom01 | N2 Air Compressor No. 1 | A | 0190E009 | 2021-01-13 | 2011-01-28 | PHILAGANAN
0190-060-449 | 55378 | 0190-ENG-GFO-FFF-SPRNKLR | PM03 | 306 | 1Y Inspection Factory Sprinkler System | Automatic Sprinkler System | A | 0190E017 | 2015-10-13 | 2011-01-10 | PHILAGANAN
0190-060-448 | 55330 | 0190-ENG-PPT-GN4-ENGINE01 | PM03 | 305 | 20000RH Planned Maintenance G4 Engine | GenSet 04 Engine Unit | B | 0190E009 | 2021-01-13 | 2011-01-07 | PHILAGANAN
0190-060-447 | 55323 | 0190-ENG-PPT-GN4-ENGINE01 | PM03 | 305 | 10000RH Planned Maintenance G4 Engine | GenSet 04 Engine Unit | B | 0190E009 | 2021-01-13 | 2011-01-07 | PHILAGANAN
0190-060-446 | 55322 | 0190-ENG-PPT-GN4-ENGINE01 | PM03 | 305 | 7500RH Planned Maintenance G4 Engine | GenSet 04 Engine Unit | B | 0190E009 | 2021-01-13 | 2011-01-07 | PHILAGANAN
0190-060-445 | 55321 | 0190-ENG-PPT-GN4-ENGINE01 | PM03 | 305 | 2000RH Planned Maintenance G4 Engine | GenSet 04 Engine Unit | B | 0190E009 | 2021-01-13 | 2011-01-07 | PHILAGANAN
0190-060-444 | 55319 | 0190-ENG-PPT-GN4-ENGINE01 | PM03 | 305 | 1000RH Planned Maintenance G4 Engine | GenSet 04 Engine Unit | B | 0190E009 | 2021-01-13 | 2011-01-07 | PHILAGANAN
0190-060-443 | 55306 | 0190-ENG-PPT-GN4-ENGINE01 | PM03 | 305 | 250RH Planned Maintenance G4 Engine | GenSet 04 Engine Unit | B | 0190E009 | 2021-01-13 | 2011-01-07 | PHILAGANAN
0190-060-442 | 55305 | 0190-ENG-PPT-GN4-ENGINE01 | PM03 | 305 | 100RH Planned Maintenance G4 Engine | GenSet 04 Engine Unit | B | 0190E009 | 2021-01-13 | 2011-01-07 | PHILAGANAN
0190-060-441 | 55332 | 0190-ENG-PPT-GN3-CHARGE01 | PM03 | 305 | 156W Replacement G3 Battery Bank | Battery/Charger Unit | C | 0190E009 | 2021-01-13 | 2011-01-07 | PHILAGANAN
0190-060-440 | 55167 | 0190-ENG-GFO-CEI-FAS01 | PM03 | 305 | 5Y Automation Installed Base Evaluation | Central EI FAS and Automation | C | 0190E017 | 2021-01-13 | 2010-12-16 | PHILAGANAN
0190-060-439 | 45801 | 0190-ADM-FAC-BLG-ELECRM05 | PM03 | 302 | 26W Thermal Scan TC Electrical Room | Training Center Electrical Room | C | 0190E017 | 2021-01-13 | 2010-12-15 | PHILAGANAN
0190-060-438 | 45801 | 0190-ADM-FAC-BLG-ELCPNL01 | PM03 | 302 | 26W Thermal Scan GCCD Panels | Green Coffee 380/440V Distribution | C | 0190E017 | 2021-01-13 | 2010-12-15 | PHILAGANAN
0190-060-437 | 52019 | 0190-ENG-GFO-FCT-FCLTY | PM03 | 305 | 52W Planned Maint Telephony Systems | Factory Overhead Facilities | C | 0190E017 | 2021-01-13 | 2010-12-14 | PHILAGANAN
0190-060-436 | 51054 | 0190-ENG-HSF-WSL-PWEIGH07 | PM03 | 301 | 1Y PLANNED CALIBRATION PALLET WEIGH07 | MIlks MSK Tipping Area Weight Indicator | C | 0190E017 | 2012-08-08 | 2010-10-15 | PHFUTALARA
0190-060-435 | 51054 | 0190-ENG-HSF-WSL-PWEIGH06 | PM03 | 301 | 52W Cal Pallet Weigher 06 3A1-WI-04.06 | Green Coffee Direct Tipping 60kg Weigher | B | 0190E017 | 2020-09-11 | 2010-10-15 | PHILAGANAN
0190-060-434 | 52020 | 0190-ENG-GFO-CEI-TLPHNY01 | PM03 | 307 | 26W Inspection Telephone Cabinets | Factory Telephony System | C | 0190E017 | 2021-01-13 | 2010-10-04 | PHILAGANAN
0190-060-433 | 415218 | 0190-ENG-WTR-CW2-PLCPNL01 | PM03 | 307 | 52W PLC/SLC/CLX PM & Data BackUps Cool T | Cooling Tower 2 PLC Panel | C | 0190E011 | 2021-01-13 | 2014-05-20 | PHILAGANAN
0190-060-432 | 52019 | 0190-ENG-GFO-CEI-TLPHNY01 | PM03 | 307 | 13W Inspection Telephony System | Factory Telephony System | C | 0190E017 | 2021-01-13 | 2010-10-04 | PHILAGANAN
0190-060-431 | 52016 | 0190-ENG-GFO-CEI-LTGSYS | PM03 | 307 | 4W Inspection Manlifter 1& 2 | Factory Wide Lighting System | C | 0190E017 | 2021-01-13 | 2010-10-03 | PHILAGANAN
0190-060-430 | 51054 | 0190-ENG-HSF-WSL-PWEIGH05 | PM03 | 301 | 52W Calibration Pallet Weigher05 | Green Coffee Silo 50kg Bag Filling | C | 0190E017 | 2020-03-20 | 2010-07-30 | PHILAGANAN
0190-060-429 | 51051 | 0190-COF-GCO-CND-WGHSLO01 | PM03 | 302 | 4M CONDITON MONITORING PW5 | GC Weighing Silo | C | 0190E001 | 2011-05-16 | 2010-07-30 | PHFUTALARA
0190-060-428 | 50744 | 0190-ENG-REF-NH3-CHILER01 | PM03 | 301 | 12M Calibration Gram NH3 Detector | GRAM Package NH3 Chiller 01 | B | 0190E010 | 2015-07-21 | 2010-07-06 | PHILAGANAN
0190-060-427 | 45260 | 0190-ENG-PPT-GN4-ENGINE01 | PM03 | 301 | 12M Calibration G4 Outlet Fuel FlowMeter | GenSet 04 Engine Unit | B | 0190E009 | 2015-07-21 | 2009-10-20 | PHILAGANAN
0190-060-426 | 45260 | 0190-ENG-PPT-GN4-ENGINE01 | PM03 | 301 | 12M Calibration G4 Inlet Fuel Flow Meter | GenSet 04 Engine Unit | B | 0190E009 | 2015-07-21 | 2009-10-20 | PHILAGANAN
0190-060-425 | 45260 | 0190-ENG-PPT-GN3-ENGINE01 | PM03 | 301 | 12M Calibration G3 Outlet Fuel FlowMeter | GenSet 03 Engine Unit | B | 0190E009 | 2015-07-21 | 2009-10-20 | PHILAGANAN
0190-060-424 | 45260 | 0190-ENG-PPT-GN3-ENGINE01 | PM03 | 301 | 12M Calibration G3 Inlet Fuel Flow Meter | GenSet 03 Engine Unit | B | 0190E009 | 2015-07-21 | 2009-10-20 | PHILAGANAN
0190-060-423 | 45260 | 0190-ENG-PPT-GN2-ENGINE01 | PM03 | 301 | 12M Calibration G2 Outlet Fuel FlowMeter | GenSet 02 Engine Unit | B | 0190E009 | 2015-07-21 | 2009-10-20 | PHILAGANAN
0190-060-422 | 45260 | 0190-ENG-PPT-GN2-ENGINE01 | PM03 | 301 | 12M Calibration G2 Inlet Fuel Flow Meter | GenSet 02 Engine Unit | B | 0190E009 | 2015-07-21 | 2009-10-20 | PHILAGANAN
0190-060-421 | 45260 | 0190-ENG-PPT-GN1-ENGINE01 | PM03 | 301 | 12M Calibration G1 Outlet Fuel FlowMeter | GenSet 01 Engine Unit | B | 0190E009 | 2015-07-21 | 2009-10-20 | PHILAGANAN
0190-060-420 | 45260 | 0190-ENG-PPT-GN1-ENGINE01 | PM03 | 301 | 12M Calibration G1 Inlet Fuel Flow Meter | GenSet 01 Engine Unit | B | 0190E009 | 2015-07-21 | 2009-10-20 | PHILAGANAN
0190-060-419 | 51986 | 0190-ENG-PPT-FHF-FULPMP15 | PM03 | 301 | 12M Calibration FHF Sludge Inlet Flowmtr | Fuel Handling Facility Sludge Pump | C | 0190E009 | 2015-07-21 | 2011-12-20 | PHILAGANAN
0190-060-418 | 51986 | 0190-ENG-PPT-FHF-FULPMP10 | PM03 | 301 | 12M Calibration Roasting Dsl Flowmeter | CAT and roasting Diesel Pump | C | 0190E009 | 2015-07-21 | 2009-10-20 | PHILAGANAN
0190-060-417 | 51986 | 0190-ENG-PPT-FHF-FULPMP13 | PM03 | 301 | 12M Calibration G5 Diesel Pump Flowmeter | Wartsila Diesel Fuel Supply Pump | C | 0190E009 | 2014-02-05 | 2009-10-20 | PHILAGANAN
0190-060-416 | 51986 | 0190-ENG-PPT-FHF-FULPMP11 | PM03 | 301 | 1Y Calibration Dsl Receiving Flowmeter | Diesel Receiveing Pump | C | 0190E009 | 2011-12-20 | 2009-10-20 | PHFUTALARA
0190-060-415 | 51986 | 0190-ENG-PPT-FHF-FULPMP14 | PM03 | 301 | 12M Calibration AFBB LSFO Pump Flowmeter | AFBB LSFO Main Supply Pump | C | 0190E009 | 2015-07-21 | 2009-10-20 | PHILAGANAN
0190-060-414 | 51986 | 0190-ENG-PPT-FHF-FULPMP01 | PM03 | 301 | 12M Calibration MAH LSFO Pump Flowmeter | Milk Air Heater LSFO Transfer Pump | C | 0190E009 | 2015-07-21 | 2009-10-20 | PHILAGANAN
0190-060-413 | 51986 | 0190-ENG-PPT-FHF-FULPMP03 | PM03 | 301 | 12M Calibration CAH LSFO Pump Flowmeter | Coffee Air Heater LSFO Transfer Pump | C | 0190E009 | 2015-07-21 | 2009-10-20 | PHILAGANAN
0190-060-412 | 51986 | 0190-ENG-PPT-FHF-FULPMP05 | PM03 | 301 | 12M Calibration JT LSFO Pump Flowmeter | JTBoiler LSFO Transfer Pump | C | 0190E009 | 2015-07-21 | 2009-10-20 | PHILAGANAN
0190-060-411 | 34684 | 0190-ENG-GFO-FCT-FCLTY | PM03 | 301 | 52W PW4 PLANNED SERVICE MAINTENANCE | Factory Overhead Facilities | C | 0190E013 | 2018-01-17 | 2008-11-05 | PHILAGANAN
0190-060-410 | 34683 | 0190-ENG-HSF-WSL-PWEIGH03 | PM03 | 301 | 78W Cal Pallet Weigher03 PW3 | Milk Warehouse Loading Bay Weigher | C | 0190E017 | 2020-10-05 | 2008-11-05 | PHILAGANAN
0190-060-409 | 34682 | 0190-ENG-HSF-WSL-PWEIGH02 | PM03 | 301 | 12M Calibration GCCD Pallet Weigher02 | Green Coffee Pallet Weigher 02 | C | 0190E017 | 2013-02-08 | 2008-11-05 | PHFUTALARA
0190-060-408 | 34681 | 0190-ENG-HSF-WSL-PWEIGH01 | PM03 | 301 | 12M Calibration Pallet Weigher01 | Green Coffee Pallet Weigher 01 | C | 0190E017 | 2013-02-08 | 2008-11-05 | PHFUTALARA
0190-060-407 | 34677 | 0190-ENG-HSF-WSL-PWEIGH05 | PM03 | 307 | 16W Inspection Pallet Weigher 05 | Green Coffee Silo 50kg Bag Filling | C | 0190E017 | 2021-01-13 | 2008-11-05 | PHILAGANAN
0190-060-406 | 34677 | 0190-ENG-HSF-WSL-PWEIGH03 | PM03 | 307 | 16W Inspection Pallet Weigher 03 | Milk Warehouse Loading Bay Weigher | C | 0190E017 | 2021-01-13 | 2008-11-05 | PHILAGANAN
0190-060-405 | 34677 | 0190-ENG-HSF-WSL-PWEIGH02 | PM03 | 307 | 16W Inspection Pallet Weigher 02 | Green Coffee Pallet Weigher 02 | C | 0190E017 | 2021-01-13 | 2008-11-05 | PHILAGANAN
0190-060-404 | 34677 | 0190-ENG-HSF-WSL-PWEIGH01 | PM03 | 307 | 16W Inspection Pallet Weigher01 | Green Coffee Pallet Weigher 01 | C | 0190E017 | 2021-01-13 | 2008-11-05 | PHILAGANAN
0190-060-403 | 33522 | 0190-WST-HSF-WSL-TRKSCL02 | PM03 | 305 | 52W Planned Maintenance Truckscale02 | Weighing Scale -Yamato Truckscale | C | 0190E017 | 2021-01-13 | 2008-07-11 | PHILAGANAN
0190-060-402 | 33521 | 0190-ENG-HSF-WSL-TRKSCL01 | PM03 | 305 | 52W Planned Maintenance Truckscale01 | Weighing Scale -Richardson Truckscale | C | 0190E017 | 2021-01-13 | 2008-07-11 | PHILAGANAN
0190-060-401 | 33519 | 0190-WST-HSF-WSL-TRKSCL02 | PM03 | 307 | 16W Inspection Truckscale02 | Weighing Scale -Yamato Truckscale | C | 0190E017 | 2021-01-13 | 2008-07-11 | PHILAGANAN
0190-060-400 | 33519 | 0190-ENG-HSF-WSL-TRKSCL01 | PM03 | 307 | 16W Inspection Truckscale01 | Weighing Scale -Richardson Truckscale | C | 0190E017 | 2021-01-13 | 2008-07-11 | PHILAGANAN
0190-060-399 | 55330 | 0190-ENG-PPT-GN3-ENGINE01 | PM03 | 305 | 20000RH Planned Maintenance G3 Engine | GenSet 03 Engine Unit | B | 0190E009 | 2021-01-13 | 2011-01-07 | PHILAGANAN
0190-060-398 | 55323 | 0190-ENG-PPT-GN3-ENGINE01 | PM03 | 305 | 10000RH Planned Maintenance G3 Engine | GenSet 03 Engine Unit | B | 0190E009 | 2021-01-13 | 2011-01-07 | PHILAGANAN
0190-060-397 | 55322 | 0190-ENG-PPT-GN3-ENGINE01 | PM03 | 305 | 7500RH Planned Maintenance G3 Engine | GenSet 03 Engine Unit | B | 0190E009 | 2021-01-13 | 2011-01-07 | PHILAGANAN
0190-060-396 | 55321 | 0190-ENG-PPT-GN3-ENGINE01 | PM03 | 305 | 2000RH Planned Maintenance G3 Engine | GenSet 03 Engine Unit | B | 0190E009 | 2021-01-13 | 2011-01-07 | PHILAGANAN
0190-060-395 | 55319 | 0190-ENG-PPT-GN3-ENGINE01 | PM03 | 305 | 1000RH Planned Maintenance G3 Engine | GenSet 03 Engine Unit | B | 0190E009 | 2021-01-13 | 2011-01-07 | PHILAGANAN
0190-060-394 | 55306 | 0190-ENG-PPT-GN3-ENGINE01 | PM03 | 305 | 250RH Planned Maintenance G3 Engine | GenSet 03 Engine Unit | B | 0190E009 | 2021-01-13 | 2011-01-07 | PHILAGANAN
0190-060-393 | 55305 | 0190-ENG-PPT-GN3-ENGINE01 | PM03 | 305 | 100RH Planned Maintenance G3 Engine | GenSet 03 Engine Unit | B | 0190E009 | 2021-01-13 | 2011-01-07 | PHILAGANAN
0190-060-392 | 55330 | 0190-ENG-PPT-GN2-ENGINE01 | PM03 | 305 | 20000RH Planned Maintenance G2 Engine | GenSet 02 Engine Unit | B | 0190E009 | 2021-01-13 | 2011-01-07 | PHILAGANAN
0190-060-391 | 55322 | 0190-ENG-PPT-GN2-ENGINE01 | PM03 | 305 | 10000RH Planned Maintenance G2 Engine | GenSet 02 Engine Unit | B | 0190E009 | 2021-01-13 | 2011-01-07 | PHILAGANAN
0190-060-390 | 55322 | 0190-ENG-PPT-GN2-ENGINE01 | PM03 | 305 | 7500RH Planned Maintenance G2 Engine | GenSet 02 Engine Unit | B | 0190E009 | 2021-01-13 | 2011-01-07 | PHILAGANAN
0190-060-389 | 55321 | 0190-ENG-PPT-GN2-ENGINE01 | PM03 | 305 | 2000RH Planned Maintenance G2 Engine | GenSet 02 Engine Unit | B | 0190E009 | 2021-01-13 | 2011-01-07 | PHILAGANAN
0190-060-388 | 55319 | 0190-ENG-PPT-GN2-ENGINE01 | PM03 | 305 | 1000RH Planned Maintenance G2 Engine | GenSet 02 Engine Unit | B | 0190E009 | 2021-01-13 | 2011-01-07 | PHILAGANAN
0190-060-387 | 55306 | 0190-ENG-PPT-GN2-ENGINE01 | PM03 | 305 | 250RH Planned Maintenance G2 Engine | GenSet 02 Engine Unit | B | 0190E009 | 2021-01-13 | 2011-01-07 | PHILAGANAN
0190-060-386 | 55305 | 0190-ENG-PPT-GN2-ENGINE01 | PM03 | 305 | 100RH Planned Maintenance G2 Engine | GenSet 02 Engine Unit | B | 0190E009 | 2021-01-13 | 2011-01-07 | PHILAGANAN
0190-060-385 | 55332 | 0190-ENG-PPT-GN2-CHARGE01 | PM03 | 305 | 156W Replacement G2 Battery Bank | Battery/Charger Unit | C | 0190E009 | 2021-01-13 | 2011-01-07 | PHILAGANAN
0190-060-384 | 55330 | 0190-ENG-PPT-GN1-ENGINE01 | PM03 | 305 | 20000RH Planned Maintenance G1 Engine | GenSet 01 Engine Unit | B | 0190E009 | 2021-01-13 | 2011-01-07 | PHILAGANAN
0190-060-383 | 55323 | 0190-ENG-PPT-GN1-ENGINE01 | PM03 | 305 | 10000RH Planned Maintenance G1 Engine | GenSet 01 Engine Unit | B | 0190E009 | 2021-01-13 | 2011-01-07 | PHILAGANAN
0190-060-382 | 55322 | 0190-ENG-PPT-GN1-ENGINE01 | PM03 | 305 | 7500RH Planned Maintenance G1 Engine | GenSet 01 Engine Unit | B | 0190E009 | 2021-01-13 | 2011-01-07 | PHILAGANAN
0190-060-381 | 55321 | 0190-ENG-PPT-GN1-ENGINE01 | PM03 | 305 | 2000RH Planned Maintenance G1 Engine | GenSet 01 Engine Unit | B | 0190E009 | 2021-01-13 | 2011-01-07 | PHILAGANAN
0190-060-380 | 55319 | 0190-ENG-PPT-GN1-ENGINE01 | PM03 | 305 | 1000RH Planned Maintenance G1 Engine | GenSet 01 Engine Unit | B | 0190E009 | 2021-01-13 | 2011-01-07 | PHILAGANAN
0190-060-379 | 55306 | 0190-ENG-PPT-GN1-ENGINE01 | PM03 | 305 | 250RH Planned Maintenance G1 Engine | GenSet 01 Engine Unit | B | 0190E009 | 2021-01-13 | 2011-01-07 | PHILAGANAN
0190-060-378 | 55305 | 0190-ENG-PPT-GN1-ENGINE01 | PM03 | 305 | 100RH Planned Maintenance G1 Engine | GenSet 01 Engine Unit | B | 0190E009 | 2021-01-13 | 2011-01-07 | PHILAGANAN
0190-060-377 | 68095 | 0190-ENG-WTR-CW2-MCCPNL01 | PM03 | 307 | 8W Cleaning CW2 MCC Panel01 | Cooling Tower 2 MCC Panel 01 | C | 0190E011 | 2021-03-31 | 2010-12-04 | PHILAGANAN
0190-060-377 | 68095 | 0190-ENG-WTR-CW2-MCCPNL02 | PM03 | 307 | 8W Cleaning CW2 MCC Panel02 | Cooling Tower 2 MCC Panel 02 | C | 0190E011 | 2021-03-31 | 2010-12-04 | PHILAGANAN
0190-060-377 | 68095 | 0190-ENG-WTR-CW2-MCCPNL03 | PM03 | 307 | 8W Cleaning CW2 MCC Panel03 | Cooling Tower 2 MCC Panel 03 | C | 0190E011 | 2021-03-31 | 2010-12-04 | PHILAGANAN
0190-060-377 | 68095 | 0190-ENG-WTR-CW2-MCCPNL04 | PM03 | 307 | 8W Cleaning CW2 MCC Panel04 | Cooling Tower 2 MCC Panel 04 | C | 0190E011 | 2021-03-31 | 2010-12-04 | PHILAGANAN
0190-060-377 | 68095 | 0190-ENG-WTR-CW2-MCCPNL05 | PM03 | 307 | 8W Cleaning CW2 MCC Panel05 | Cooling Tower 2 MCC Panel 05 | C | 0190E011 | 2021-03-31 | 2010-12-04 | PHILAGANAN
0190-060-377 | 68095 | 0190-ENG-WTR-CW2-PLCPNL01 | PM03 | 307 | 8W Cleaning CW2 PLC Panel | Cooling Tower 2 PLC Panel | C | 0190E011 | 2021-03-31 | 2010-12-04 | PHILAGANAN
0190-060-377 | 68095 | 0190-ENG-WTR-CW2-WLDPNL01 | PM03 | 307 | 8W Cleaning CW2 Welding Panel | Cooling Tower 2 Welding Panel | C | 0190E011 | 2021-03-31 | 2010-12-04 | PHILAGANAN
0190-060-377 | 68095 | 0190-ENG-WTR-SWF-MCCPNL01 | PM03 | 307 | 8W Cleaning SWF MCC Panel | Softened Water Facilities MCC Panel | A | 0190E011 | 2021-03-31 | 2010-12-04 | PHILAGANAN
0190-060-376 | 45667 | 0190-ENG-PPT-CTR-PUMP10 | PM03 | 305 | 4000RH PLANNED SERVICE PPTCTR PUMP 10 | Cooling Tower Pump No.10 CAT | C | 0190E009 | 2021-01-13 | 2010-11-01 | PHILAGANAN
0190-060-375 | 45667 | 0190-ENG-PPT-CTR-PUMP09 | PM03 | 305 | 4000RH PLANNED SERVICE PPTCTR PUMP 09 | Cooling Tower Pump No.9 CAT | C | 0190E009 | 2021-01-13 | 2010-11-01 | PHILAGANAN
0190-060-374 | 45667 | 0190-ENG-PPT-CTR-PUMP06 | PM03 | 305 | 4000RH PLANNED SERVICE PPTCTR PUMP 06 | Cooling Tower Pump No.6 Air Compressor | A | 0190E009 | 2021-01-13 | 2010-11-01 | PHILAGANAN
0190-060-373 | 33892 | 0190-ENG-PPT-CTR-PUMP10 | PM03 | 305 | 104W Planned Maintenance PPT CTR Pump10 | Cooling Tower Pump No.10 CAT | C | 0190E009 | 2021-01-13 | 2010-11-01 | PHILAGANAN
0190-060-372 | 33892 | 0190-ENG-PPT-CTR-PUMP09 | PM03 | 305 | 104W Planned Maintenance PPT CTR Pump09 | Cooling Tower Pump No.9 CAT | C | 0190E009 | 2021-01-13 | 2010-11-01 | PHILAGANAN
0190-060-371 | 33892 | 0190-ENG-PPT-CTR-PUMP06 | PM03 | 305 | 104W Planned Maintenance PPT CTR Pump06 | Cooling Tower Pump No.6 Air Compressor | A | 0190E009 | 2021-01-13 | 2010-11-01 | PHILAGANAN
0190-060-370 | 33892 | 0190-ENG-PPT-CTR-PUMP05 | PM03 | 305 | 104W Planned Maintenance PPT CTR Pump05 | Cooling Tower Pump No.5 Air Compressor | A | 0190E009 | 2021-01-13 | 2010-11-01 | PHILAGANAN
0190-060-369 | 49547 | 0190-ENG-PPT-CTR-FAN07 | PM03 | 303 | 26W Lubrication PPT Cooling Tower Fan07 | Cooling Tower Fan No. 7 | C | 0190E009 | 2021-01-13 | 2010-11-01 | PHILAGANAN
0190-060-368 | 49547 | 0190-ENG-PPT-CTR-FAN06 | PM03 | 303 | 26W Lubrication PPT Cooling Tower Fan06 | Cooling Tower Fan No. 6 | C | 0190E009 | 2021-01-13 | 2010-11-01 | PHILAGANAN
0190-060-367 | 49547 | 0190-ENG-PPT-CTR-FAN05 | PM03 | 303 | 26W Lubrication PPT Cooling Tower Fan05 | Cooling Tower Fan No. 5 | C | 0190E009 | 2021-01-13 | 2010-11-01 | PHILAGANAN
0190-060-366 | 49547 | 0190-ENG-PPT-CTR-FAN04 | PM03 | 303 | 26W Lubrication PPT Cooling Tower Fan04 | Cooling Tower Fan No. 4 | C | 0190E009 | 2021-01-13 | 2010-11-01 | PHILAGANAN
0190-060-365 | 49547 | 0190-ENG-PPT-CTR-FAN03 | PM03 | 303 | 26W Lubrication PPT Cooling Tower Fan03 | Cooling Tower Fan No. 3 | C | 0190E009 | 2021-01-13 | 2010-11-01 | PHILAGANAN
0190-060-364 | 49547 | 0190-ENG-PPT-CTR-FAN02 | PM03 | 303 | 26W Lubrication PPT Cooling Tower Fan02 | Cooling Tower Fan No. 2 | C | 0190E009 | 2021-01-13 | 2010-11-01 | PHILAGANAN
0190-060-363 | 45639 | 0190-ENG-PPT-CTR-FAN07 | PM03 | 305 | 8000RH PLANNED MAINTENANCE PPTCTR FAN 07 | Cooling Tower Fan No. 7 | C | 0190E009 | 2021-01-13 | 2010-11-01 | PHILAGANAN
0190-060-362 | 45639 | 0190-ENG-PPT-CTR-FAN06 | PM03 | 305 | 8000RH PLANNED MAINTENANCE PPTCTR FAN 06 | Cooling Tower Fan No. 6 | C | 0190E009 | 2021-01-13 | 2010-11-01 | PHILAGANAN
0190-060-361 | 45639 | 0190-ENG-PPT-CTR-FAN05 | PM03 | 305 | 8000RH PLANNED MAINTENANCE PPTCTR FAN 05 | Cooling Tower Fan No. 5 | C | 0190E009 | 2021-01-13 | 2010-11-01 | PHILAGANAN
0190-060-360 | 45639 | 0190-ENG-PPT-CTR-FAN04 | PM03 | 305 | 8000RH PLANNED MAINTENANCE PPTCTR FAN 04 | Cooling Tower Fan No. 4 | C | 0190E009 | 2021-01-13 | 2010-11-01 | PHILAGANAN
0190-060-359 | 45639 | 0190-ENG-PPT-CTR-FAN03 | PM03 | 305 | 8000RH PLANNED MAINTENANCE PPTCTR FAN 03 | Cooling Tower Fan No. 3 | C | 0190E009 | 2021-01-13 | 2010-11-01 | PHILAGANAN
0190-060-358 | 45639 | 0190-ENG-PPT-CTR-FAN02 | PM03 | 305 | 8000RH PLANNED MAINTENANCE PPTCTR FAN 02 | Cooling Tower Fan No. 2 | C | 0190E009 | 2021-01-13 | 2010-11-01 | PHILAGANAN
0190-060-357 | 45637 | 0190-ENG-PPT-CTR-FAN07 | PM03 | 305 | 4000RH PLANNED SERVICE PPTCTR FAN 07 | Cooling Tower Fan No. 7 | C | 0190E009 | 2021-01-13 | 2010-11-01 | PHILAGANAN
0190-060-356 | 62092 | 0190-WST-PPT-GN5-HFOSEP02 | PM03 | 305 | 16000RH Plnd Maintenance HFO Separator02 | Wartsila Heavy Oil Separator 02 | C | 0190E009 | 2021-01-13 | 2010-11-01 | PHILAGANAN
0190-060-355 | 62092 | 0190-WST-PPT-GN5-HFOSEP01 | PM03 | 305 | 16000RH Plnd Maintenance HFO Separator01 | Wartsila Heavy Oil Separator 01 | C | 0190E009 | 2021-01-13 | 2010-11-01 | PHILAGANAN
0190-060-354 | 33892 | 0190-ENG-PPT-CTR-FAN04 | PM03 | 305 | 2Y Planned Maintenance FHF Transferpmp15 | Cooling Tower Fan No. 4 | C | 0190E009 | 2021-01-13 | 2010-11-01 | PHILAGANAN
0190-060-353 | 33892 | 0190-ENG-PPT-CTR-FAN03 | PM03 | 305 | 2Y Planned Maintenance FHF Transferpmp14 | Cooling Tower Fan No. 3 | C | 0190E009 | 2021-01-13 | 2010-11-01 | PHILAGANAN
0190-060-352 | 33892 | 0190-ENG-PPT-CTR-FAN02 | PM03 | 305 | 2Y Planned Maintenance FHF Transferpmp13 | Cooling Tower Fan No. 2 | C | 0190E009 | 2021-01-13 | 2010-11-01 | PHILAGANAN
0190-060-351 | 34197 | 0190-ENG-IGG-N2A-AIRCOM02 | PM03 | 302 | 6W Vibration Analysis N2 AirCom02 | N2 Air Compressor No. 2 | A | 0190E009 | 2021-01-13 | 2010-10-21 | PHILAGANAN
0190-060-350 | 34197 | 0190-ENG-IGG-N2A-AIRCOM01 | PM03 | 302 | 6W Vibration Analysis N2 AirCom01 | N2 Air Compressor No. 1 | A | 0190E009 | 2021-01-13 | 2010-10-21 | PHILAGANAN
0190-060-349 | 33330 | 0190-COF-FNP-AIR-AIRDRY01 | PM03 | 307 | 2M PLND GENERAL INSPECTION AIRDRYER 07 | Air Dryer No.1 (AD FX12) | A | 0190E009 | 2021-01-13 | 2010-10-18 | PHILAGANAN
0190-060-348 | 33330 | 0190-ENG-CAF-AIR-ADR09 | PM03 | 307 | 2M General Inspection AirDryer09 | Air Dryer No 9 - FD700 | B | 0190E009 | 2021-01-13 | 2010-10-18 | PHILAGANAN
0190-060-347 | 33330 | 0190-ENG-CAF-AIR-ADR05 | PM03 | 307 | 2M General Inspection AirDryer05 | Air Dryer No 5 - FD380 | C | 0190E009 | 2021-01-13 | 2010-10-18 | PHILAGANAN
0190-060-346 | 33330 | 0190-ENG-CAF-AIR-ADR04 | PM03 | 307 | 2M General Inspection AirDryer04 | Air Dryer No 4 - FD170 | C | 0190E009 | 2021-01-13 | 2010-10-18 | PHILAGANAN
0190-060-345 | 33330 | 0190-ENG-CAF-AIR-ADR03 | PM03 | 307 | 2M General Inspection AirDryer03 | Air Dryer No 3 - FD380 | C | 0190E009 | 2021-01-13 | 2010-10-18 | PHILAGANAN
0190-060-344 | 33330 | 0190-ENG-CAF-AIR-ADR08 | PM03 | 307 | 2M General Inspection AirDryer08 | Air Dryer No 2 - FD610W | B | 0190E009 | 2021-01-13 | 2010-10-18 | PHILAGANAN
0190-060-343 | 33330 | 0190-ENG-CAF-AIR-ADR10 | PM03 | 307 | 2M General Inspection AirDryer07 | Air Dryer No 1 - FD610W | B | 0190E009 | 2021-01-13 | 2010-10-18 | PHILAGANAN
0190-060-342 | 51847 | 0190-ENG-IGG-N2A-AIRCOM02 | PM03 | 307 | 2M Inspection N2 Air Compressor 02 | N2 Air Compressor No. 2 | A | 0190E009 | 2021-01-13 | 2010-10-18 | PHILAGANAN
0190-060-341 | 51847 | 0190-ENG-IGG-N2A-AIRCOM01 | PM03 | 307 | 2M Inspection N2 Air Compressor 01 | N2 Air Compressor No. 1 | A | 0190E009 | 2021-01-13 | 2010-10-18 | PHILAGANAN
0190-060-340 | 49598 | 0190-ENG-PPT-CMN-FCLTY | PM03 | 307 | 26W Cleaning PPT Ventilation System | Power Plant Facilities | C | 0190E009 | 2021-03-31 | 2010-10-15 | PHILAGANAN
0190-060-339 | 52110 | 0190-WST-PPT-GN5-FULFTR01 | PM03 | 305 | 6W Replacement G5 Final Fuel Filter | Wartsila Engine Fuel Filter 01 | C | 0190E009 | 2020-12-14 | 2010-10-15 | PHILAGANAN
0190-060-338 | 400480 | 0190-WST-CAF-AIR-AIRCOM08 | PM03 | 305 | 52W Motor Tightness Check AC8 | Air Compressor No 8 GA37 | C | 0190E009 | 2021-01-13 | 2010-09-28 | PHILAGANAN
0190-060-337 | 400480 | 0190-WST-CAF-AIR-AIRCOM07 | PM03 | 305 | 52W Motor Tightness Check AC7 | Air Compressor No 7 GA507 | C | 0190E009 | 2021-01-13 | 2010-09-28 | PHILAGANAN
0190-060-336 | 400480 | 0190-ENG-CAF-AIR-AIRCOM061 | PM03 | 305 | 52W Motor Tightness Check AC6 | Air Compressor No 6.1 ZR160 | C | 0190E009 | 2021-01-13 | 2010-09-28 | PHILAGANAN
0190-060-335 | 55332 | 0190-ENG-PPT-GPS-BATBAN01 | PM03 | 305 | 156W Planned Replacement PPT Battery Bnk | 48 Vdc Battery Bank | C | 0190E009 | 2021-01-13 | 2010-09-28 | PHILAGANAN
0190-060-334 | 400480 | 0190-ENG-CAF-AIR-AIRCOM04 | PM03 | 307 | 52W Motor Tightness Check AC4 | Air Compressor No 4 GA110 | C | 0190E009 | 2021-03-31 | 2010-09-28 | PHILAGANAN
0190-060-333 | 400480 | 0190-ENG-CAF-AIR-AIRCOM031 | PM03 | 305 | 52W Motor Tightness Check AC3 | Air Compressor No 3.1 ZR160 | C | 0190E009 | 2021-01-13 | 2010-09-28 | PHILAGANAN
0190-060-332 | 400480 | 0190-ENG-CAF-AIR-AIRCOM021 | PM03 | 305 | 52W Motor Tightness Check AC2 | Air Compressor No 2.1 ZR160 | C | 0190E009 | 2021-01-13 | 2010-09-28 | PHILAGANAN
0190-060-331 | 400480 | 0190-ENG-CAF-AIR-AIRCOM01 | PM03 | 307 | 52W Motor Tightness Check AC1 | Air Compressor No 1 GA160 | C | 0190E009 | 2021-03-31 | 2010-09-27 | PHILAGANAN
0190-060-330 | 45602 | 0190-ENG-IGG-N2A-ADR02 | PM03 | 305 | 240W Planned Maintenance N2 AirDryer02 | N2 Air Dryer No. 2 | A | 0190E009 | 2021-01-13 | 2010-09-25 | PHILAGANAN
0190-060-329 | 45601 | 0190-ENG-IGG-N2A-ADR02 | PM03 | 305 | 192W Planned Maintenance N2 AirDryer02 | N2 Air Dryer No. 2 | A | 0190E009 | 2021-01-13 | 2010-09-25 | PHILAGANAN
0190-060-328 | 45600 | 0190-ENG-IGG-N2A-ADR02 | PM03 | 305 | 144W Planned Maintenance N2 AirDryer02 | N2 Air Dryer No. 2 | A | 0190E009 | 2021-01-13 | 2010-09-25 | PHILAGANAN
0190-060-327 | 45599 | 0190-ENG-IGG-N2A-ADR02 | PM03 | 305 | 120W Planned Maintenance N2 AirDryer02 | N2 Air Dryer No. 2 | A | 0190E009 | 2021-01-13 | 2010-09-25 | PHILAGANAN
0190-060-326 | 45598 | 0190-ENG-IGG-N2A-ADR02 | PM03 | 305 | 104W Planned Maintenance N2 AirDryer02 | N2 Air Dryer No. 2 | A | 0190E009 | 2021-01-13 | 2010-09-25 | PHILAGANAN
0190-060-325 | 45597 | 0190-ENG-IGG-N2A-ADR02 | PM03 | 307 | 52W Planned Maintenance N2 AirDryer02 | N2 Air Dryer No. 2 | A | 0190E009 | 2021-03-31 | 2010-09-25 | PHILAGANAN
0190-060-324 | 51748 | 0190-ENG-PSA-LTG-DISPNL01 | PM03 | 302 | 52W Inspection Grnding GC380V Dstbn Pnl | Main Distribution Panel 02 380v GC | A | 0190E011 | 2021-01-13 | 2010-09-19 | PHILAGANAN
0190-060-324 | 51748 | 0190-ENG-PSA-LTG-DISPNL02 | PM03 | 302 | 52W Inspection Grounding MLDP 01 | Main Lighting Distribution Panel 01 | A | 0190E011 | 2021-01-13 | 2010-09-19 | PHILAGANAN
0190-060-324 | 51748 | 0190-ENG-PSA-LTG-DISPNL03 | PM03 | 302 | 52W Inspection Grounding MLDP 02 | Main Lighting Distribution Panel 02 | A | 0190E011 | 2021-01-13 | 2010-09-19 | PHILAGANAN
0190-060-324 | 51748 | 0190-ENG-PSA-LTG-DISPNL04 | PM03 | 302 | 52W Inspection Grounding MLDP 03 | Main Lighting Distribution Panel 03 | A | 0190E011 | 2021-01-13 | 2010-09-19 | PHILAGANAN
0190-060-324 | 51748 | 0190-ENG-PSA-LTG-XFRMER01 | PM03 | 302 | 52W Inspection Grounding PSA 380V LTX01 | 380v Lighting Transformer 01 | A | 0190E011 | 2021-01-13 | 2010-09-19 | PHILAGANAN
0190-060-324 | 51748 | 0190-ENG-PSA-LTG-XFRMER02 | PM03 | 302 | 52W Inspection Grounding PSA 380V LTX02 | 380v Lighting Transformer 02 | A | 0190E011 | 2021-01-13 | 2010-09-19 | PHILAGANAN
0190-060-324 | 51748 | 0190-ENG-PSA-LTG-XFRMER03 | PM03 | 302 | 52W Inspection Grounding PSA 380V LTX03 | 380v Lighting Transformer 03 | A | 0190E011 | 2021-01-13 | 2010-09-19 | PHILAGANAN
0190-060-324 | 51748 | 0190-ENG-PSA-LTG-XFRMER04 | PM03 | 302 | 52W Inspection Grounding PSA 380V LTX04 | PSA LightingTransformer 04 | A | 0190E011 | 2021-01-13 | 2011-01-24 | PHILAGANAN
0190-060-324 | 51748 | 0190-ENG-PSA-LTG-XFRMER05 | PM03 | 302 | 52W Inspection Grounding PSA 380V LTX05 | PSA Lighting Transformer 05 | C | 0190E011 | 2021-01-13 | 2011-01-24 | PHILAGANAN
0190-060-323 | 51748 | 0190-ENG-PSA-H06-CAPATR06 | PM03 | 306 | 1Y Inspection Grounding PSA Cpctr Bnk06 | Capacitor Bank 06 | B | 0190E009 | 2013-06-24 | 2010-09-19 | PHBALALAOS
0190-060-323 | 51748 | 0190-ENG-PSA-H06-LVS06 | PM03 | 306 | 1Y Inspection Grounding PSA LVS06 | LVS 06 ACB 440vac 3ph 60hz | A | 0190E011 | 2013-06-24 | 2010-09-19 | PHBALALAOS
0190-060-323 | 51748 | 0190-ENG-PSA-H06-MVSSF606 | PM03 | 306 | 1Y Inspection Grounding PSA MVS H6.2 | MVS Sulphur Hexaflouride CB Sf6 H6.2 | A | 0190E011 | 2013-06-24 | 2010-09-19 | PHBALALAOS
0190-060-323 | 51748 | 0190-ENG-PSA-H06-MVSSF607 | PM03 | 306 | 1Y Inspection Grounding PSA MVS H6.2A | MVS Sulphur Hexaflouride CB Sf6 H6.2a | B | 0190E011 | 2013-06-24 | 2010-09-19 | PHBALALAOS
0190-060-323 | 51748 | 0190-WST-PSA-H06-XFRMER06 | PM03 | 306 | 1Y Inspection Grounding PSA Xformer T6 | 1.5MVA Power Transformer 34.5kv T6.2 | A | 0190E011 | 2013-06-24 | 2010-09-19 | PHBALALAOS
0190-060-322 | 51748 | 0190-ENG-PSA-H05-CAPATR05 | PM03 | 306 | 1Y PLND GROUNDING INSPT PWRCNTR CAPBNK05 | Capacitor Bank 05 | B | 0190E011 | 2013-06-24 | 2010-09-19 | PHBALALAOS
0190-060-322 | 51748 | 0190-ENG-PSA-H05-LVS05 | PM03 | 306 | 1Y PLND GROUNDING INSPT PWRCNTR LVS 05 | LVS 05 ACB 440vac 3ph 60hz | A | 0190E011 | 2013-06-24 | 2010-09-19 | PHBALALAOS
0190-060-322 | 51748 | 0190-ENG-PSA-H05-MVSSF601 | PM03 | 306 | 1Y PLND GROUNDNG INSPT PWRCNTR MVS H0.5A | MVS Sulphur Hexaflouride CB Sf6 H5.2a | A | 0190E011 | 2013-06-24 | 2010-09-19 | PHBALALAOS
0190-060-322 | 51748 | 0190-ENG-PSA-H05-MVSSF602 | PM03 | 306 | 1Y PLND GRNDNG INSPT PWRCNTR MVS SF6H0.5 | MVS Sulphur Hexaflouride CB SF6 H5.2 | C | 0190E011 | 2013-06-24 | 2010-09-19 | PHBALALAOS
0190-060-322 | 51748 | 0190-WST-PSA-H05-XFRMER01 | PM03 | 306 | 1Y PLND GROUNDING INSPT PWRCNTR MVS TX05 | Substation A Transformer 5 | A | 0190E011 | 2013-06-24 | 2010-09-19 | PHBALALAOS
0190-060-321 | 51748 | 0190-ENG-PSA-H04-CAPATR04 | PM03 | 306 | 1Y PLND GROUNDING INSPT PWRCNTR CAPBNK04 | Capacitor Bank 04 | B | 0190E011 | 2013-06-24 | 2010-09-19 | PHBALALAOS
0190-060-321 | 51748 | 0190-ENG-PSA-H04-LVS04 | PM03 | 306 | 1Y PLND GROUNDING INSPT PWRCNT LVS 04 | LVS 04 ACB 440vac 3ph 60hz | A | 0190E011 | 2013-06-24 | 2010-09-19 | PHBALALAOS
0190-060-321 | 51748 | 0190-ENG-PSA-H04-MVSACB04 | PM03 | 306 | 1Y PLND GROUNDING INSPT PWRCNT MVS ACB04 | MVS Air Circuit Breaker H4.2 | A | 0190E011 | 2013-06-24 | 2010-09-19 | PHBALALAOS
0190-060-321 | 51748 | 0190-WST-PSA-H04-XFRMER04 | PM03 | 306 | 1Y PLND GROUNDING INSPT PWRCNTR TX04 | 34.5kv 1.5mva Transformer 04 | A | 0190E011 | 2013-06-24 | 2010-09-19 | PHBALALAOS
0190-060-320 | 51748 | 0190-ENG-PSA-AUX-ATS01 | PM03 | 307 | 156W Inspection Grounding PSA ATS01 | ATS 01 (Oil Handling) 440VAC, 3P | B | 0190E011 | 2021-03-19 | 2010-09-19 | PHILAGANAN
0190-060-320 | 51748 | 0190-ENG-PSA-AUX-ATS02 | PM03 | 307 | 156W Inspection Grounding PSA ATS02 | ATS 02 (Milks Common Load) 440VAC,3P | B | 0190E011 | 2021-03-19 | 2010-09-19 | PHILAGANAN
0190-060-320 | 51748 | 0190-ENG-PSA-AUX-DISPNL02 | PM03 | 307 | 156W Inspection Grnding GC 440 Dstbn Pnl | Main Distribution Panel 02 440v GC | A | 0190E011 | 2021-03-19 | 2010-09-19 | PHILAGANAN
0190-060-320 | 51748 | 0190-ENG-PSA-AUX-DISPNL03 | PM03 | 307 | 156W Inspection Grnding Main Welding Pnl | Main Distribution Panel Welding Outlet | A | 0190E011 | 2021-03-19 | 2010-09-19 | PHILAGANAN
0190-060-320 | 51748 | 0190-ENG-PSA-AUX-PLCPNL01 | PM03 | 307 | 156W Inspection Grounding PSA kWhr Pnl01 | Kwhr PLC Metering Panel 01 | B | 0190E011 | 2021-03-19 | 2010-09-19 | PHILAGANAN
0190-060-320 | 51748 | 0190-ENG-PSA-AUX-PLCPNL02 | PM03 | 307 | 156W Inspection Grounding PSA kWhr Pnl02 | Kwhr PLC Metering Panel 02 | B | 0190E011 | 2021-03-19 | 2010-09-19 | PHILAGANAN
0190-060-320 | 51748 | 0190-ENG-PSA-AUX-TIEBUS01 | PM03 | 307 | 156W Inspection Grounding PSA TienBus 1 | Tie-In Bus System 01 | C | 0190E011 | 2021-03-19 | 2010-09-19 | PHILAGANAN
0190-060-320 | 51748 | 0190-ENG-PSA-AUX-TIEBUS02 | PM03 | 307 | 156W Inspection Grounding PSA TienBus 2 | Tie-In Bus System 02 | C | 0190E011 | 2021-03-19 | 2010-09-19 | PHILAGANAN
0190-060-320 | 51748 | 0190-ENG-PSA-AUX-TIEPNL01 | PM03 | 307 | 156W Inspection Grounding PSA TienBrker | Tie-In Breaker Bypass Switch Panel | C | 0190E011 | 2021-03-19 | 2010-09-19 | PHILAGANAN
0190-060-320 | 51748 | 0190-ENG-PSA-AUX-UPS01 | PM03 | 307 | 156W Inspection Grounding PSA UPS01 | SubsA UPS 01 6000VA | C | 0190E011 | 2021-03-19 | 2010-09-19 | PHILAGANAN
0190-060-320 | 51748 | 0190-ENG-PSA-AUX-UPS03 | PM03 | 307 | 156W Inspection Grounding PSA 48VdC UPS | SubsA UPS 03 10000VA | C | 0190E011 | 2021-03-19 | 2010-09-19 | PHILAGANAN
0190-060-320 | 51748 | 0190-ENG-PSA-H00-MVSSF601 | PM03 | 307 | 156W Inspection Grounding PSA MVS H0.2 | MVS Main Vacuum CB H0.2 - Cepalco | A | 0190E011 | 2021-03-19 | 2010-09-19 | PHILAGANAN
0190-060-320 | 51748 | 0190-ENG-PSA-H01-CAPATR01 | PM03 | 307 | 156W Inspection Grounding PSA Cptr Bnk01 | Capacitor Bank 01 | B | 0190E011 | 2021-03-19 | 2010-09-19 | PHILAGANAN
0190-060-320 | 51748 | 0190-ENG-PSA-H01-LVS01 | PM03 | 307 | 156W Inspection Grounding PSA LVS01 | LVS 01 ACB 440vac 3ph 60hz | A | 0190E011 | 2021-03-19 | 2010-09-19 | PHILAGANAN
0190-060-320 | 51748 | 0190-ENG-PSA-H01-OILBRK02 | PM03 | 307 | 156W Inspection Grounding PSA MVS H1.2 | MVS Vacuum Circuit Breaker H1.2 | A | 0190E011 | 2021-03-19 | 2010-09-19 | PHILAGANAN
0190-060-320 | 51748 | 0190-ENG-PSA-H01-XFRMER01 | PM03 | 307 | 156W Inspection Grounding PSA Xformer T1 | 1.5MVA Power Transformer 34.5kv T1.2 | A | 0190E011 | 2021-03-19 | 2010-09-19 | PHILAGANAN
0190-060-320 | 51748 | 0190-ENG-PSA-H02-CAPATR02 | PM03 | 307 | 156W Inspection Grounding PSA Cptr Bnk02 | Capacitor Bank 02 | B | 0190E011 | 2021-03-19 | 2010-09-19 | PHILAGANAN
0190-060-320 | 51748 | 0190-ENG-PSA-H02-LVS02 | PM03 | 307 | 156W Inspection Grounding PSA LVS02 | LVS 02 ACB 440vac 3ph 60hz | A | 0190E011 | 2021-03-19 | 2010-09-19 | PHILAGANAN
0190-060-320 | 51748 | 0190-ENG-PSA-H02-OILBRK02 | PM03 | 307 | 156W Inspection Grounding PSA MVS H2.2 | MVS Oil Circuit Breaker H2.2 | A | 0190E011 | 2021-03-19 | 2010-09-19 | PHILAGANAN
0190-060-320 | 51748 | 0190-ENG-PSA-H02-XFRMER021 | PM03 | 307 | 156W Inspection Grounding PSA Xformer T2 | 2.5MVA Power Transformer T2.2 | A | 0190E011 | 2021-03-19 | 2010-09-19 | PHILAGANAN
0190-060-320 | 51748 | 0190-ENG-PSA-H02-XFRMER021 | PM03 | 307 | 156W Inspection Grounding PSA Facility | 2.5MVA Power Transformer T2.2 | A | 0190E011 | 2021-03-19 | 2019-05-27 | PHILAGANAN
0190-060-320 | 51748 | 0190-ENG-PSA-H03-CAPATR03 | PM03 | 307 | 156W Inspection Grounding PSA Cptr Bnk03 | Capacitor Bank 03 | B | 0190E011 | 2021-03-19 | 2010-09-19 | PHILAGANAN
0190-060-320 | 51748 | 0190-ENG-PSA-H03-LVS03 | PM03 | 307 | 156W Inspection Grounding PSA LVS03 | LVS 03 ACB 440vac 3ph 60hz | A | 0190E011 | 2021-03-19 | 2010-09-19 | PHILAGANAN
0190-060-320 | 51748 | 0190-ENG-PSA-H03-MVSSF603 | PM03 | 307 | 156W Inspection Grounding PSA MVS H3.2 | MVS Sulphur Hexaflouride CB Sf6 H3.2 | A | 0190E011 | 2021-03-19 | 2010-09-19 | PHILAGANAN
0190-060-320 | 51748 | 0190-ENG-PSA-H03-XFRMER031 | PM03 | 307 | 156W Inspection Grounding PSA Xformer T3 | 2.5MVA Power Transformer T3.2 | A | 0190E011 | 2021-03-19 | 2010-09-19 | PHILAGANAN
0190-060-320 | 51748 | 0190-ENG-PSA-H04-CAPATR04 | PM03 | 307 | 156W Inspection Grounding PSA Cptr Bnk04 | Capacitor Bank 04 | B | 0190E011 | 2021-03-19 | 2011-07-18 | PHILAGANAN
0190-060-320 | 51748 | 0190-ENG-PSA-H04-LVS04 | PM03 | 307 | 156W Inspection Grounding PSA LVS04 | LVS 04 ACB 440vac 3ph 60hz | A | 0190E011 | 2021-03-19 | 2011-07-18 | PHILAGANAN
0190-060-320 | 51748 | 0190-ENG-PSA-H04-MVSACB04 | PM03 | 307 | 156W Inspection Grounding PSA MVS H4.2 | MVS Air Circuit Breaker H4.2 | A | 0190E011 | 2021-03-19 | 2011-07-18 | PHILAGANAN
0190-060-320 | 51748 | 0190-ENG-PSA-H04-XFRMER041 | PM03 | 307 | 156W Inspection Grounding PSA Xformer T4 | 2.5MVA Power Transformer T4.2 | A | 0190E011 | 2021-03-19 | 2011-07-18 | PHILAGANAN
0190-060-320 | 51748 | 0190-ENG-PSA-H05-CAPATR05 | PM03 | 307 | 156W Inspection Grounding PSA Cptr Bnk05 | Capacitor Bank 05 | B | 0190E011 | 2021-03-19 | 2011-07-18 | PHILAGANAN
0190-060-320 | 51748 | 0190-ENG-PSA-H05-LVS05 | PM03 | 307 | 156W Inspection Grounding PSA LVS05 | LVS 05 ACB 440vac 3ph 60hz | A | 0190E011 | 2021-03-19 | 2011-07-18 | PHILAGANAN
0190-060-320 | 51748 | 0190-ENG-PSA-H05-MVSSF601 | PM03 | 307 | 156W Inspection Grounding PSA MVS H5.2A | MVS Sulphur Hexaflouride CB Sf6 H5.2a | A | 0190E011 | 2021-03-19 | 2011-07-18 | PHILAGANAN
0190-060-320 | 51748 | 0190-ENG-PSA-H05-MVSSF602 | PM03 | 307 | 156W Inspection Grounding PSA MVS H5.2 | MVS Sulphur Hexaflouride CB SF6 H5.2 | C | 0190E011 | 2021-03-19 | 2011-07-18 | PHILAGANAN
0190-060-320 | 51748 | 0190-ENG-PSA-H05-XFRMER051 | PM03 | 307 | 156W Inspection Grounding PSA Xformer T5 | 2.5MVA Power Transformer T5.2 | A | 0190E011 | 2021-03-19 | 2011-07-18 | PHILAGANAN
0190-060-320 | 51748 | 0190-ENG-PSA-H06-CAPATR06 | PM03 | 307 | 156W Inspection Grounding PSA Cptr Bnk06 | Capacitor Bank 06 | B | 0190E011 | 2021-03-19 | 2011-07-18 | PHILAGANAN
0190-060-320 | 51748 | 0190-ENG-PSA-H06-LVS06 | PM03 | 307 | 156W Inspection Grounding PSA LVS06 | LVS 06 ACB 440vac 3ph 60hz | A | 0190E011 | 2021-03-19 | 2011-07-18 | PHILAGANAN
0190-060-320 | 51748 | 0190-ENG-PSA-H06-MVSSF606 | PM03 | 307 | 156W Inspection Grounding PSA MVS H6.2 | MVS Sulphur Hexaflouride CB Sf6 H6.2 | A | 0190E011 | 2021-03-19 | 2011-07-18 | PHILAGANAN
0190-060-320 | 51748 | 0190-ENG-PSA-H06-MVSSF607 | PM03 | 307 | 156W Inspection Grounding PSA MVS H6.2A | MVS Sulphur Hexaflouride CB Sf6 H6.2a | B | 0190E011 | 2021-03-19 | 2011-07-18 | PHILAGANAN
0190-060-320 | 51748 | 0190-ENG-PSA-H06-XFRMER061 | PM03 | 307 | 156W Inspection Grounding PSA Xformer T6 | 2.5MVA Power Transformer T6.2 | A | 0190E011 | 2021-03-19 | 2011-07-18 | PHILAGANAN
0190-060-319 | 51748 | 0190-ENG-PSB-CMN-FCLTY | PM03 | 302 | 52W Inspection Grnding Substn B Aux Pnl | Power Substation B Facility | C | 0190E017 | 2021-01-13 | 2010-09-19 | PHILAGANAN
0190-060-319 | 51748 | 0190-ENG-PSB-H07-CAPATR07 | PM03 | 302 | 52W Inspection Grounding Cap Bank 07 | Capacitor Bank 07 | B | 0190E011 | 2021-01-13 | 2013-06-24 | PHILAGANAN
0190-060-319 | 51748 | 0190-ENG-PSB-H07-LVS07 | PM03 | 302 | 52W Inspection Grounding LVS07 | LVS7, 440VAC, ACB, 3ph, 60Hz, ABB | A | 0190E011 | 2021-01-13 | 2013-06-24 | PHILAGANAN
0190-060-319 | 51748 | 0190-ENG-PSB-H07-MVSZS207 | PM03 | 302 | 52W Inspection Grounding MVS 07 | MVS Unigear ZS2 Vacuum CB H7.2 | A | 0190E011 | 2021-01-13 | 2013-06-24 | PHILAGANAN
0190-060-319 | 51748 | 0190-ENG-PSB-H07-XFRMER07 | PM03 | 302 | 52W Inspection Grounding Xformer 07 | 1.5MVA Power Transformer T7.2 | A | 0190E011 | 2021-01-13 | 2013-06-24 | PHILAGANAN
0190-060-319 | 51748 | 0190-ENG-PSB-H08-CAPATR08 | PM03 | 302 | 52W Inspection Grounding Cap Bank 08 | Capacitor Bank 08 | B | 0190E011 | 2021-01-13 | 2013-06-24 | PHILAGANAN
0190-060-319 | 51748 | 0190-ENG-PSB-H08-LVS08 | PM03 | 302 | 52W Inspection Grounding LVS08 | LVS8 440VAC, ACB, 3ph, 60Hz. ABB | A | 0190E011 | 2021-01-13 | 2013-06-24 | PHILAGANAN
0190-060-319 | 51748 | 0190-ENG-PSB-H08-MVSZS208 | PM03 | 302 | 52W Inspection Grounding MVS 08 | MVS Unigear ZS2 Vacuum CB H8.2 | A | 0190E011 | 2021-01-13 | 2013-06-24 | PHILAGANAN
0190-060-319 | 51748 | 0190-ENG-PSB-H08-XFRMER08 | PM03 | 302 | 52W Inspection Grounding Xformer 08 | 1.5MVA Power Transformer T8.2 | A | 0190E011 | 2021-01-13 | 2013-06-24 | PHILAGANAN
0190-060-319 | 51748 | 0190-ENG-PSB-LTG-DISPNL01 | PM03 | 302 | 52W Inspection Grounding PSB Ltg Pnl | Lighting Main Distribution Panel 01 | A | 0190E011 | 2021-01-13 | 2013-06-24 | PHILAGANAN
0190-060-319 | 51748 | 0190-ENG-PSB-LTG-XFRMER01 | PM03 | 302 | 52W Inspection Grounding PSB Ltg Xformer | 250KVA, 440/380VAC, 3ph. 4W, 60Hz | A | 0190E011 | 2021-01-13 | 2013-06-24 | PHILAGANAN
0190-060-318 | 51748 | 0190-ENG-PPT-LPS-AVR01 | PM03 | 302 | 52W Inspection Grounding 69KV AVR01 | 34.5 Kv Automatic Voltage Regulator 01 | A | 0190E011 | 2021-01-13 | 2010-09-19 | PHILAGANAN
0190-060-318 | 51748 | 0190-ENG-PPT-LPS-BREKER01 | PM03 | 302 | 52W Inspection Grounding LPS 69kV CB | 69 Kv Circuit Breaker | A | 0190E011 | 2021-01-13 | 2010-09-19 | PHILAGANAN
0190-060-318 | 51748 | 0190-ENG-PPT-LPS-BREKER02 | PM03 | 302 | 52W Inspection Grounding LPS 34.5kV CB | 34.5 Kv Circuit Breaker | A | 0190E011 | 2021-01-13 | 2010-09-19 | PHILAGANAN
0190-060-318 | 51748 | 0190-ENG-PPT-LPS-DISCON01 | PM03 | 302 | 52W Inspection Grnding LPS Dscnct Swtch | 69 Kv Disconnect Switch | A | 0190E011 | 2021-01-13 | 2010-09-19 | PHILAGANAN
0190-060-318 | 51748 | 0190-ENG-PPT-LPS-DISCON01 | PM03 | 302 | 52W Inspection Grounding LPS 440/220 Pnl | 69 Kv Disconnect Switch | A | 0190E011 | 2021-01-13 | 2010-09-19 | PHILAGANAN
0190-060-318 | 51748 | 0190-ENG-PPT-LPS-SWGPNL01 | PM03 | 302 | 52W Inspection Grounding LPS HVS Pnl | HV Switch Gear Panel | A | 0190E011 | 2021-01-13 | 2010-09-19 | PHILAGANAN
0190-060-318 | 51748 | 0190-ENG-PPT-LPS-VACTFR01 | PM03 | 302 | 52W Inspection LPS 34.5/220 TX | 34.5 Kv/220 Vac Single Tranformer | C | 0190E011 | 2021-01-13 | 2010-09-19 | PHILAGANAN
0190-060-318 | 51748 | 0190-ENG-PPT-LPS-XFRMER01 | PM03 | 302 | 52W Inspection Grounding LPS 69/34.5 TX | 69/34.5 Kv Transformer | A | 0190E011 | 2021-01-13 | 2010-09-19 | PHILAGANAN
0190-060-317 | 51748 | 0190-ENG-PPT-GPS-BATBAN01 | PM03 | 302 | 52W Inspection Grounding 48VDC Bat Bank | 48 Vdc Battery Bank | C | 0190E011 | 2021-01-13 | 2010-09-19 | PHILAGANAN
0190-060-317 | 51748 | 0190-ENG-PPT-GPS-BREKER01 | PM03 | 302 | 52W Inspection Grounding PPT H1.1 MVS | Medium Voltage Switchgear, SF6, H0.1 | A | 0190E011 | 2021-01-13 | 2010-09-19 | PHILAGANAN
0190-060-317 | 51748 | 0190-ENG-PPT-GPS-BREKER02 | PM03 | 302 | 52W Grounding Inspection PPT H2.1 MVS | Medium Voltage Switchgear, SF6, H1.1 | B | 0190E011 | 2021-01-13 | 2010-09-19 | PHILAGANAN
0190-060-317 | 51748 | 0190-ENG-PPT-GPS-BREKER03 | PM03 | 302 | 52W Grounding Inspection PPT H3.1 MVS | Medium Voltage Switchgear, SF6, H2/3.1 | B | 0190E011 | 2021-01-13 | 2010-09-19 | PHILAGANAN
0190-060-317 | 51748 | 0190-ENG-PPT-GPS-BREKER04 | PM03 | 302 | 52W Grounding Inspection PPT H4.1 MVS | Medium Voltage Switchgear, SF6, H4.1 | B | 0190E011 | 2021-01-13 | 2010-09-19 | PHILAGANAN
0190-060-317 | 51748 | 0190-ENG-PPT-GPS-BREKER05 | PM03 | 302 | 52W Grounding Inspection PPT H5.1 MVS | Medium Voltage Switchgear, SF6, H5.1 | B | 0190E011 | 2021-01-13 | 2010-09-19 | PHILAGANAN
0190-060-317 | 51748 | 0190-ENG-PPT-GPS-BREKER06 | PM03 | 302 | 52W Grounding Inspection PPT H6.1 MVS | Medium Voltage Switchgear, Aux, H6.1 | A | 0190E011 | 2021-01-13 | 2010-09-19 | PHILAGANAN
0190-060-317 | 51748 | 0190-ENG-PPT-GPS-CHARGR01 | PM03 | 302 | 52W Grounding Inspection PPT 48V Charger | 48 VdC Charger GPS Substation | C | 0190E011 | 2021-01-13 | 2010-09-19 | PHILAGANAN
0190-060-317 | 51748 | 0190-ENG-PPT-GPS-XFORMER01 | PM03 | 302 | 52W Grounding Inspection PPT Xformer01 | 34.5 Kv/440vac Transformer T1.1 | B | 0190E011 | 2021-01-13 | 2010-09-19 | PHILAGANAN
0190-060-317 | 51748 | 0190-ENG-PPT-GPS-XFORMER02 | PM03 | 302 | 52W Grounding Inspection PPT Xformer2/3 | 34.5 Kv/440vac Transformer T2/3.1 | B | 0190E011 | 2021-01-13 | 2010-09-19 | PHILAGANAN
0190-060-317 | 51748 | 0190-ENG-PPT-GPS-XFORMER03 | PM03 | 302 | 52W Grounding Inspection PPT Xformer04 | 34.5 Kv/4.16kv Transformer T4.1 | B | 0190E011 | 2021-01-13 | 2010-09-19 | PHILAGANAN
0190-060-317 | 51748 | 0190-ENG-PPT-GPS-XFORMER05 | PM03 | 302 | 52W Grounding Inspection PPT Xformer05 | 10MVA, Power Xformer, 13.8kV/34.5kV T5.1 | C | 0190E011 | 2021-01-13 | 2010-09-19 | PHILAGANAN
0190-060-317 | 51748 | 0190-ENG-PPT-GPS-XFORMER06 | PM03 | 302 | 52W Grounding Inspection PPT Xformer06 | 1250KV,34.5/480 3ph, Auxilliary Xformer | A | 0190E011 | 2021-01-13 | 2010-09-19 | PHILAGANAN
0190-060-316 | 51050 | 0190-WST-PPT-GN5-ENGINE001 | PM03 | 305 | 500RH Planned Maintenance G5 Engine | Wartsila Generator Engine | A | 0190E009 | 2021-01-13 | 2010-07-30 | PHILAGANAN
0190-060-315 | 45543 | 0190-WST-PPT-GN5-ENGINE001 | PM03 | 305 | 24000RH Planned Maintenance G5 Engine | Wartsila Generator Engine | A | 0190E009 | 2021-01-13 | 2009-10-16 | PHILAGANAN
0190-060-314 | 45542 | 0190-WST-PPT-GN5-ENGINE001 | PM03 | 305 | 16000RH Planned Maintenance G5 Engine | Wartsila Generator Engine | A | 0190E009 | 2021-01-13 | 2009-10-16 | PHILAGANAN
0190-060-313 | 45801 | 0190-ENG-PPT-GN4-BREKER01 | PM03 | 302 | 26W Thermal Scan G4 LVS Breaker | 4.16 Circuit Breaker | B | 0190E009 | 2021-01-13 | 2009-11-14 | PHILAGANAN
0190-060-313 | 45801 | 0190-ENG-PPT-GN4-CTRPNL01 | PM03 | 302 | 26W Thermal Scan G4 Control Panel | G4 Control Panel | B | 0190E011 | 2021-01-13 | 2009-10-16 | PHILAGANAN
0190-060-313 | 45801 | 0190-ENG-PPT-GN4-RESPNL01 | PM03 | 302 | 26W Thermal Scan G4 Resistor Panel | Resistor Panel | C | 0190E009 | 2021-01-13 | 2009-11-14 | PHILAGANAN
0190-060-312 | 45801 | 0190-ADM-FAC-BLG-ELECRM01 | PM03 | 302 | 26W Thermal Scan Admin Electrical Room | Admin Building Electrical Room | C | 0190E011 | 2021-01-13 | 2009-10-16 | PHILAGANAN
0190-060-312 | 45801 | 0190-ADM-FAC-BLG-ELECRM02 | PM03 | 302 | 26W Thermal Scan Guard House Elctrcl Rm | Main Guardhouse Electrical Room | C | 0190E011 | 2021-01-13 | 2009-11-14 | PHILAGANAN
0190-060-312 | 45801 | 0190-ADM-FAC-BLG-ELECRM03 | PM03 | 302 | 26W Thermal Scan Laundry Elctrcl Room | Laundry Area Electrical Room | C | 0190E017 | 2021-01-13 | 2011-12-06 | PHILAGANAN
0190-060-312 | 45801 | 0190-ADM-FAC-BLG-ELECRM04 | PM03 | 302 | 26W Thermal Scan Main Canteen Elect Pnls | Main Canteen Electrical Room | C | 0190E017 | 2021-01-13 | 2011-12-06 | PHILAGANAN
0190-060-311 | 45801 | 0190-ADM-FAC-BLG-ELECRM06 | PM03 | 302 | 26W Thermal Scan Old Gen Lab Electrcl Rm | General Laboratory Electrical Room | C | 0190E017 | 2021-01-13 | 2009-11-14 | PHILAGANAN
0190-060-311 | 45801 | 0190-ADM-FAC-BLG-ELECRM07 | PM03 | 302 | 26W Thermal Scan SLab Electrcl Rm | S Laboratory Electrical Room | C | 0190E017 | 2021-01-13 | 2009-11-14 | PHILAGANAN
0190-060-311 | 45801 | 0190-ADM-FAC-BLG-ENGBLG01 | PM03 | 302 | 26W Thermal Scan New Gen Lab Electrcl Rm | Engineering Building And Facilities | C | 0190E017 | 2021-01-13 | 2011-12-06 | PHILAGANAN
0190-060-310 | 45801 | 0190-ENG-REF-CA1-MCCPNL01 | PM03 | 302 | 26W Thermal Scan CA1 Electrical Panel | Water Chiller No 1 Electrical panel | C | 0190E011 | 2021-01-13 | 2009-10-16 | PHILAGANAN
0190-060-310 | 45801 | 0190-ENG-REF-CA2-MCCPNL01 | PM03 | 302 | 26W Thermal Scan CA2 Electrical Panel | Water Chiller No 2 Electrical panel | C | 0190E011 | 2021-01-13 | 2009-11-14 | PHILAGANAN
0190-060-310 | 45801 | 0190-ENG-REF-NH3-MCCPNL01 | PM03 | 302 | 26W Thermal Scan NH3 MCC Panel | NH3 Chiller Motor Control Center | B | 0190E011 | 2021-01-13 | 2009-11-14 | PHILAGANAN
0190-060-310 | 45801 | 0190-ENG-REF-VAC-MCCPNL01 | PM03 | 302 | 26W Thermal Scan VAC MCC | VAC Motor Control Center | C | 0190E011 | 2021-01-13 | 2009-11-14 | PHILAGANAN
0190-060-310 | 45801 | 0190-ENG-WTR-DWF-COMMON01 | PM03 | 302 | 26W Thermal Scan H20 Drinking Panel | Drinking Water Facilities Common | C | 0190E011 | 2021-01-13 | 2009-11-14 | PHILAGANAN
0190-060-309 | 45801 | 0190-ENG-PSA-AUX-DISPNL02 | PM03 | 302 | 26W Thermal Scan PSA 480V GC Panel | Main Distribution Panel 02 440v GC | A | 0190E011 | 2021-01-13 | 2012-11-17 | PHILAGANAN
0190-060-309 | 45801 | 0190-ENG-PSA-CMN-FCLTY | PM03 | 302 | 26W Thermal Scan PSA Auxillaries | Power Substation A Facility | C | 0190E011 | 2021-01-13 | 2011-01-24 | PHILAGANAN
0190-060-309 | 45801 | 0190-ENG-PSA-H00-MVSSF601 | PM03 | 302 | 26W Thermal Scan PSA H0.2 MVS | MVS Main Vacuum CB H0.2 - Cepalco | A | 0190E011 | 2021-01-13 | 2011-07-20 | PHILAGANAN
0190-060-309 | 45801 | 0190-ENG-PSA-H01-CAPATR01 | PM03 | 302 | 26W Thermal Scan PSA Cap Bank 1 | Capacitor Bank 01 | B | 0190E011 | 2021-01-13 | 2011-07-20 | PHILAGANAN
0190-060-309 | 45801 | 0190-ENG-PSA-H01-LVS01 | PM03 | 302 | 26W Thermal Scan PSA LVS 1 | LVS 01 ACB 440vac 3ph 60hz | A | 0190E011 | 2021-01-13 | 2011-07-20 | PHILAGANAN
0190-060-309 | 45801 | 0190-ENG-PSA-H01-OILBRK02 | PM03 | 302 | 26W Thermal Scan PSA H1.2 MVS | MVS Vacuum Circuit Breaker H1.2 | A | 0190E011 | 2021-01-13 | 2011-07-20 | PHILAGANAN
0190-060-309 | 45801 | 0190-ENG-PSA-H01-XFRMER01 | PM03 | 302 | 26W Thermal Scan PSA Transformer 1 | 1.5MVA Power Transformer 34.5kv T1.2 | A | 0190E011 | 2021-01-13 | 2011-07-20 | PHILAGANAN
0190-060-309 | 45801 | 0190-ENG-PSA-H02-CAPATR02 | PM03 | 302 | 26W Thermal Scan PSA Cap Bank 2 | Capacitor Bank 02 | B | 0190E011 | 2021-01-13 | 2011-07-20 | PHILAGANAN
0190-060-309 | 45801 | 0190-ENG-PSA-H02-LVS02 | PM03 | 302 | 26W Thermal Scan PSA LVS 2 | LVS 02 ACB 440vac 3ph 60hz | A | 0190E011 | 2021-01-13 | 2011-07-20 | PHILAGANAN
0190-060-309 | 45801 | 0190-ENG-PSA-H02-OILBRK02 | PM03 | 302 | 26W Thermal Scan PSA H2.2 MVS | MVS Oil Circuit Breaker H2.2 | A | 0190E011 | 2021-01-13 | 2011-07-20 | PHILAGANAN
0190-060-309 | 45801 | 0190-ENG-PSA-H02-XFRMER021 | PM03 | 302 | 26W Thermal Scan PSA Transformer 2 | 2.5MVA Power Transformer T2.2 | A | 0190E011 | 2021-01-13 | 2011-07-20 | PHILAGANAN
0190-060-309 | 45801 | 0190-ENG-PSA-H02-XFRMER021 | PM03 | 302 | 26W Thermal Scan PSA Substation Panel | 2.5MVA Power Transformer T2.2 | A | 0190E011 | 2021-01-13 | 2019-05-27 | PHILAGANAN
0190-060-309 | 45801 | 0190-ENG-PSA-H03-CAPATR03 | PM03 | 302 | 26W Thermal Scan PSA Cap Bank 3 | Capacitor Bank 03 | B | 0190E011 | 2021-01-13 | 2011-07-20 | PHILAGANAN
0190-060-309 | 45801 | 0190-ENG-PSA-H03-LVS03 | PM03 | 302 | 26W Thermal Scan PSA LVS 3 | LVS 03 ACB 440vac 3ph 60hz | A | 0190E011 | 2021-01-13 | 2011-07-20 | PHILAGANAN
0190-060-309 | 45801 | 0190-ENG-PSA-H03-MVSSF603 | PM03 | 302 | 26W Thermal Scan PSA H3.2 MVS | MVS Sulphur Hexaflouride CB Sf6 H3.2 | A | 0190E011 | 2021-01-13 | 2011-07-20 | PHILAGANAN
0190-060-309 | 45801 | 0190-ENG-PSA-H03-XFRMER031 | PM03 | 302 | 26W Thermal Scan PSA Transformer 3 | 2.5MVA Power Transformer T3.2 | A | 0190E011 | 2021-01-13 | 2011-07-20 | PHILAGANAN
0190-060-309 | 45801 | 0190-ENG-PSA-H04-CAPATR04 | PM03 | 302 | 26W Thermal Scan PSA Cap Bank 4 | Capacitor Bank 04 | B | 0190E011 | 2021-01-13 | 2011-07-20 | PHILAGANAN
0190-060-309 | 45801 | 0190-ENG-PSA-H04-LVS04 | PM03 | 302 | 26W Thermal Scan PSA LVS 4 | LVS 04 ACB 440vac 3ph 60hz | A | 0190E011 | 2021-01-13 | 2011-07-20 | PHILAGANAN
0190-060-309 | 45801 | 0190-ENG-PSA-H04-MVSACB04 | PM03 | 302 | 26W Thermal Scan PSA H4.2 MVS | MVS Air Circuit Breaker H4.2 | A | 0190E011 | 2021-01-13 | 2011-07-20 | PHILAGANAN
0190-060-309 | 45801 | 0190-ENG-PSA-H04-XFRMER041 | PM03 | 302 | 26W Thermal Scan PSA Transformer 4 | 2.5MVA Power Transformer T4.2 | A | 0190E011 | 2021-01-13 | 2011-07-20 | PHILAGANAN
0190-060-309 | 45801 | 0190-ENG-PSA-H05-CAPATR05 | PM03 | 302 | 26W Thermal Scan PSA Cap Bank 5 | Capacitor Bank 05 | B | 0190E011 | 2021-01-13 | 2011-07-20 | PHILAGANAN
0190-060-309 | 45801 | 0190-ENG-PSA-H05-LVS05 | PM03 | 302 | 26W Thermal Scan PSA LVS 5 | LVS 05 ACB 440vac 3ph 60hz | A | 0190E011 | 2021-01-13 | 2011-07-20 | PHILAGANAN
0190-060-309 | 45801 | 0190-ENG-PSA-H05-MVSSF601 | PM03 | 302 | 26W Thermal Scan PSA H5.2A MVS | MVS Sulphur Hexaflouride CB Sf6 H5.2a | A | 0190E011 | 2021-01-13 | 2011-07-20 | PHILAGANAN
0190-060-309 | 45801 | 0190-ENG-PSA-H05-MVSSF602 | PM03 | 302 | 26W Thermal Scan PSA H5.2 MVS | MVS Sulphur Hexaflouride CB SF6 H5.2 | C | 0190E011 | 2021-01-13 | 2011-07-20 | PHILAGANAN
0190-060-309 | 45801 | 0190-ENG-PSA-H05-XFRMER051 | PM03 | 302 | 26W Thermal Scan PSA Transformer 5 | 2.5MVA Power Transformer T5.2 | A | 0190E011 | 2021-01-13 | 2011-07-20 | PHILAGANAN
0190-060-309 | 45801 | 0190-ENG-PSA-H06-CAPATR06 | PM03 | 302 | 26W Thermal Scan PSA Cap Bank 6 | Capacitor Bank 06 | B | 0190E011 | 2021-01-13 | 2011-07-20 | PHILAGANAN
0190-060-309 | 45801 | 0190-ENG-PSA-H06-LVS06 | PM03 | 302 | 26W Thermal Scan PSA LVS 6 | LVS 06 ACB 440vac 3ph 60hz | A | 0190E011 | 2021-01-13 | 2011-07-20 | PHILAGANAN
0190-060-309 | 45801 | 0190-ENG-PSA-H06-MVSSF606 | PM03 | 302 | 26W Thermal Scan PSA H6.2 MVS | MVS Sulphur Hexaflouride CB Sf6 H6.2 | A | 0190E011 | 2021-01-13 | 2011-07-20 | PHILAGANAN
0190-060-309 | 45801 | 0190-ENG-PSA-H06-MVSSF607 | PM03 | 302 | 26W Thermal Scan PSA H6.2A MVS | MVS Sulphur Hexaflouride CB Sf6 H6.2a | B | 0190E011 | 2021-01-13 | 2011-07-20 | PHILAGANAN
0190-060-309 | 45801 | 0190-ENG-PSA-H06-XFRMER061 | PM03 | 302 | 26W Thermal Scan PSA Transformer 6 | 2.5MVA Power Transformer T6.2 | A | 0190E011 | 2021-01-13 | 2011-07-20 | PHILAGANAN
0190-060-309 | 45801 | 0190-ENG-PSA-LTG-DISPNL01 | PM03 | 302 | 26W Thermal Scan PSA 380V GC Panel | Main Distribution Panel 02 380v GC | A | 0190E011 | 2021-01-13 | 2012-11-17 | PHILAGANAN
0190-060-309 | 45801 | 0190-ENG-PSA-LTG-DISPNL02 | PM03 | 302 | 26W Thermal Scan PSA Main Lighting Pnl 1 | Main Lighting Distribution Panel 01 | A | 0190E011 | 2021-01-13 | 2011-07-20 | PHILAGANAN
0190-060-309 | 45801 | 0190-ENG-PSA-LTG-DISPNL03 | PM03 | 302 | 26W Thermal Scan PSA Main Lighting Pnl 2 | Main Lighting Distribution Panel 02 | A | 0190E011 | 2021-01-13 | 2011-07-20 | PHILAGANAN
0190-060-309 | 45801 | 0190-ENG-PSA-LTG-DISPNL04 | PM03 | 302 | 26W Thermal Scan PSA Main Lighting Pnl 3 | Main Lighting Distribution Panel 03 | A | 0190E011 | 2021-01-13 | 2011-07-20 | PHILAGANAN
0190-060-309 | 45801 | 0190-ENG-PSA-LTG-XFRMER01 | PM03 | 302 | 26W Thermal Scan PSA Ligting Xformer 1 | 380v Lighting Transformer 01 | A | 0190E011 | 2021-01-13 | 2011-07-20 | PHILAGANAN
0190-060-309 | 45801 | 0190-ENG-PSA-LTG-XFRMER02 | PM03 | 302 | 26W Thermal Scan PSA Ligting Xformer 2 | 380v Lighting Transformer 02 | A | 0190E011 | 2021-01-13 | 2011-07-20 | PHILAGANAN
0190-060-309 | 45801 | 0190-ENG-PSA-LTG-XFRMER03 | PM03 | 302 | 26W Thermal Scan PSA Ligting Xformer 3 | 380v Lighting Transformer 03 | A | 0190E011 | 2021-01-13 | 2011-07-20 | PHILAGANAN
0190-060-309 | 45801 | 0190-ENG-PSA-LTG-XFRMER04 | PM03 | 302 | 26W Thermal Scan PSA Ligting Xformer 4 | PSA LightingTransformer 04 | A | 0190E011 | 2021-01-13 | 2011-07-20 | PHILAGANAN
0190-060-309 | 45801 | 0190-ENG-PSA-LTG-XFRMER05 | PM03 | 302 | 26W Thermal Scan PSA Ligting Xformer 5 | PSA Lighting Transformer 05 | C | 0190E011 | 2021-01-13 | 2011-07-20 | PHILAGANAN
0190-060-308 | 45801 | 0190-ENG-PPT-GPS-BREKER01 | PM03 | 302 | 26W Thermal Scan PPT H0.1 MVS | Medium Voltage Switchgear, SF6, H0.1 | A | 0190E009 | 2021-01-13 | 2011-03-21 | PHILAGANAN
0190-060-308 | 45801 | 0190-ENG-PPT-GPS-BREKER02 | PM03 | 302 | 26W Thermal Scan PPT H1.1 MVS | Medium Voltage Switchgear, SF6, H1.1 | B | 0190E009 | 2021-01-13 | 2011-03-21 | PHILAGANAN
0190-060-308 | 45801 | 0190-ENG-PPT-GPS-BREKER03 | PM03 | 302 | 26W Thermal Scan PPT H2/3 MVS | Medium Voltage Switchgear, SF6, H2/3.1 | B | 0190E009 | 2021-01-13 | 2011-03-21 | PHILAGANAN
0190-060-308 | 45801 | 0190-ENG-PPT-GPS-BREKER04 | PM03 | 302 | 26W Thermal Scan PPT H4.1 MVS | Medium Voltage Switchgear, SF6, H4.1 | B | 0190E009 | 2021-01-13 | 2011-03-21 | PHILAGANAN
0190-060-308 | 45801 | 0190-ENG-PPT-GPS-BREKER05 | PM03 | 302 | 26W Thermal Scan PPT H5.1 MVS | Medium Voltage Switchgear, SF6, H5.1 | B | 0190E011 | 2021-01-13 | 2011-03-21 | PHILAGANAN
0190-060-308 | 45801 | 0190-ENG-PPT-GPS-BREKER06 | PM03 | 302 | 26W Thermal Scan PPT H6.1 MVS | Medium Voltage Switchgear, Aux, H6.1 | A | 0190E009 | 2021-01-13 | 2011-03-21 | PHILAGANAN
0190-060-308 | 45801 | 0190-ENG-PPT-GPS-BREKER07 | PM03 | 302 | 26W Thermal Scan PPT H7.1 MVS | MVS Unigear ZS2 Vacuum CB H7.1 | B | 0190E009 | 2021-01-13 | 2019-08-14 | PHILAGANAN
0190-060-308 | 45801 | 0190-ENG-PPT-GPS-BREKER08 | PM03 | 302 | 26W Thermal Scan PPT H8.1 MVS | MVS Unigear ZS2 Vacuum CB H8.1 | B | 0190E009 | 2021-01-13 | 2019-08-14 | PHILAGANAN
0190-060-308 | 45801 | 0190-ENG-PPT-GPS-XFORMER01 | PM03 | 302 | 26W Thermal Scan PPT Xformer01 | 34.5 Kv/440vac Transformer T1.1 | B | 0190E009 | 2021-01-13 | 2011-03-21 | PHILAGANAN
0190-060-308 | 45801 | 0190-ENG-PPT-GPS-XFORMER02 | PM03 | 302 | 26W Thermal Scan PPT Xformer2/3 | 34.5 Kv/440vac Transformer T2/3.1 | B | 0190E009 | 2021-01-13 | 2011-03-21 | PHILAGANAN
0190-060-308 | 45801 | 0190-ENG-PPT-GPS-XFORMER03 | PM03 | 302 | 26W Thermal Scan PPT Xformer04 | 34.5 Kv/4.16kv Transformer T4.1 | B | 0190E009 | 2021-01-13 | 2011-03-21 | PHILAGANAN
0190-060-308 | 45801 | 0190-ENG-PPT-GPS-XFORMER05 | PM03 | 302 | 26W Thermal Scan PPT Xformer05 | 10MVA, Power Xformer, 13.8kV/34.5kV T5.1 | C | 0190E009 | 2021-01-13 | 2011-03-21 | PHILAGANAN
0190-060-308 | 45801 | 0190-ENG-PPT-GPS-XFORMER06 | PM03 | 302 | 26W Thermal Scan PPT Xformer06 | 1250KV,34.5/480 3ph, Auxilliary Xformer | A | 0190E009 | 2021-01-13 | 2011-03-21 | PHILAGANAN
0190-060-308 | 45801 | 0190-ENG-PPT-GPS-XFORMER07 | PM03 | 302 | 26W Thermal Scan PPT Xformer07 | 2.5MVA Power Transformer T7.1 | B | 0190E009 | 2021-01-13 | 2019-08-14 | PHILAGANAN
0190-060-308 | 45801 | 0190-ENG-PPT-GPS-XFORMER08 | PM03 | 302 | 26W Thermal Scan PPT Xformer08 | 2.5MVA Power Transformer T8.1 | B | 0190E009 | 2021-01-13 | 2019-08-14 | PHILAGANAN
0190-060-307 | 45801 | 0190-COF-PRO-AHC-PLCFAN01 | PM03 | 302 | 26W Thermal Scan CAH Panels | Coffee Air Heater 1 & 2 PAF PLC MCC | A | 0190E001 | 2018-03-22 | 2014-05-19 | PHILAGANAN
0190-060-307 | 45801 | 0190-COF-PRO-AHC-PLCPNL01 | PM03 | 302 | 26W Thermal Scan CAH Panels | Coffee Air Heater 1 & 2 PLC Desk Panel | A | 0190E002 | 2018-03-22 | 2014-05-19 | PHILAGANAN
0190-060-307 | 45801 | 0190-COF-PRO-AHC-PLCPNL02 | PM03 | 302 | 26W Thermal Scan CAH Panels | Coffee Air Heater 1 & 2 PLC Panel | A | 0190E002 | 2018-03-22 | 2014-05-19 | PHILAGANAN
0190-060-307 | 45801 | 0190-COF-PRO-AHC-PNLBRD01 | PM03 | 302 | 26W Thermal Scan CAH Burner Panel | Coffee Air Heater Panel Board | A | 0190E011 | 2021-01-13 | 2009-11-13 | PHILAGANAN
0190-060-306 | 45801 | 0190-ENG-SCG-BIO-CTLPNL01 | PM03 | 302 | 26W Thermal Scan Biomass CntrlPanel | Conveyor Control Panel 01 | B | 0190E011 | 2021-01-13 | 2008-07-15 | PHILAGANAN
0190-060-305 | 45801 | 0190-ENG-SCG-CHW-DECNTR03 | PM03 | 302 | 26W Thermal Scan AFBB Decanter Panel | Coffee Oil Decanter #3 | B | 0190E011 | 2021-01-13 | 2011-12-10 | PHILAGANAN
0190-060-305 | 45801 | 0190-ENG-STM-ESP-MCCPNL01 | PM03 | 302 | 26W Thermal Scan ESP MCC01 Panel | ESP Motor Control Center Panel 01 | A | 0190E011 | 2021-01-13 | 2009-11-13 | PHILAGANAN
0190-060-305 | 45801 | 0190-ENG-STM-ESP-MCCPNL02 | PM03 | 302 | 26W Thermal Scan ESP MCC02 Panel | ESP Motor Control Center Panel 02 | A | 0190E011 | 2021-01-13 | 2009-11-13 | PHILAGANAN
0190-060-305 | 45801 | 0190-ENG-STM-ESP-MCCPNL03 | PM03 | 302 | 26W Thermal Scan ESP MCC03 Panel | ESP Motor Control Center Panel 03 | A | 0190E011 | 2021-01-13 | 2009-11-13 | PHILAGANAN
0190-060-305 | 45801 | 0190-ENG-STM-FBB-AFBBLR01 | PM03 | 302 | 26W Thermal Scan AFBB Field Panels | Atmospheric Fluidized Bed Boiler | A | 0190E011 | 2021-01-13 | 2011-12-10 | PHILAGANAN
0190-060-305 | 45801 | 0190-ENG-STM-FBB-LTGPNL01 | PM03 | 302 | 26W Thermal Scan AFBB Lighting Panel | AFBB Lighting Panel | B | 0190E011 | 2021-01-13 | 2011-12-10 | PHILAGANAN
0190-060-305 | 45801 | 0190-ENG-STM-FBB-MCCPNL01 | PM03 | 302 | 26W Thermal Scan AFBB MCC01 Panel | AFBB Motor Control Center Panel 01 | B | 0190E011 | 2021-01-13 | 2008-07-15 | PHILAGANAN
0190-060-305 | 45801 | 0190-ENG-STM-FBB-MCCPNL02 | PM03 | 302 | 26W Thermal Scan AFBB MCC02 Panel | AFBB Motor Control Center Panel 02 | B | 0190E011 | 2021-01-13 | 2009-11-13 | PHILAGANAN
0190-060-305 | 45801 | 0190-ENG-STM-FBB-MCCPNL03 | PM03 | 302 | 26W Thermal Scan AFBB MCC03 Panel | AFBB Motor Control Center Panel 03 | B | 0190E011 | 2021-01-13 | 2009-11-13 | PHILAGANAN
0190-060-305 | 45801 | 0190-ENG-STM-FBB-PLCPNL01 | PM03 | 302 | 26W Thermal Scan AFBB PLC Panel | AFBB Controller Subsystem PLC Cabinet | B | 0190E011 | 2021-01-13 | 2009-11-13 | PHILAGANAN
0190-060-305 | 45801 | 0190-ENG-STM-FBB-PLCPNL02 | PM03 | 302 | 26W Thermal Scan AFBB Remote IO Pnl | AFBB Remote IO Panel 3A CP System | B | 0190E011 | 2021-01-13 | 2011-12-10 | PHILAGANAN
0190-060-305 | 45801 | 0190-ENG-STM-FBB-PLCPNL03 | PM03 | 302 | 26W Thermal Scan AFBB Remote IO 3B | AFBB Remote IO Panel 3B CP System | B | 0190E011 | 2021-01-13 | 2011-12-10 | PHILAGANAN
0190-060-305 | 45801 | 0190-ENG-STM-FBB-VFDPNL01 | PM03 | 302 | 26W Thermal Scan AFBB VFD Panel01 | AFBB Feedwater 1 VFD | B | 0190E011 | 2021-01-13 | 2009-11-13 | PHILAGANAN
0190-060-305 | 45801 | 0190-ENG-STM-FBB-VFDPNL02 | PM03 | 302 | 26W Thermal Scan AFBB VFD Panel02 | AFBB Feedwater 2 VFD | B | 0190E011 | 2021-01-13 | 2011-12-10 | PHILAGANAN
0190-060-305 | 45801 | 0190-ENG-STM-FBB-VFDPNL03 | PM03 | 302 | 26W Thermal Scan AFBB VFD Panel03 | AFBB Induce Draft Fan VFD | B | 0190E011 | 2021-01-13 | 2011-12-10 | PHILAGANAN
0190-060-305 | 45801 | 0190-ENG-STM-FBB-VFDPNL04 | PM03 | 302 | 26W Thermal Scan AFBB VFD Panel04 | AFBB Hydraulic Press VFD | B | 0190E011 | 2021-01-13 | 2011-12-10 | PHILAGANAN
0190-060-305 | 45801 | 0190-ENG-STM-FBB-XFRMER01 | PM03 | 302 | 26W Thermal Scan AFBB Aux Xformer | AFBB Auxillary Transformer | B | 0190E011 | 2021-01-13 | 2011-12-10 | PHILAGANAN
0190-060-305 | 45801 | 0190-ENG-STM-FBB-XFRMER02 | PM03 | 302 | 26W Thermal Scan AFBB Aircon Xformer | AFBB Aircon Transformer | B | 0190E011 | 2021-01-13 | 2011-12-10 | PHILAGANAN
0190-060-305 | 45801 | 0190-ENG-STM-FBB-XFRMER03 | PM03 | 302 | 26W Thermal Scan AFBB UPS Xformer | AFBB UPS Transformer | B | 0190E011 | 2021-01-13 | 2011-12-10 | PHILAGANAN
0190-060-305 | 45801 | 0190-ENG-STM-RCN-CNDPNL01 | PM03 | 302 | 26W Thermal Scan AFBB Elect'l Panels | Condensate panels | B | 0190E012 | 2021-01-13 | 2014-05-19 | PHILAGANAN
0190-060-304 | 45801 | 0190-ENG-WTR-CW2-MCCPNL01 | PM03 | 302 | 26W Thermal Scan Cooling Tower MCC Panel | Cooling Tower 2 MCC Panel 01 | C | 0190E011 | 2021-01-13 | 2008-07-15 | PHILAGANAN
0190-060-303 | 45801 | 0190-ENG-STM-JT1-ELCTPN01 | PM03 | 302 | 26W Thermal Scan JTB1 Elect'l Panel | Electrical Panel | C | 0190E011 | 2021-01-13 | 2009-11-13 | PHILAGANAN
0190-060-303 | 45801 | 0190-ENG-STM-JT2-ELCTPN01 | PM03 | 302 | 26W Thermal Scan JTB2 Elect'l Panel | Electrical Panel | A | 0190E011 | 2021-01-13 | 2009-11-13 | PHILAGANAN
0190-060-302 | 45801 | 0190-ENG-SCG-COE-COMMON01 | PM03 | 302 | 26W Thermal Scan SCG Electrical Panels | Coffee Oil Extraction Facilities Common | C | 0190E011 | 2021-01-13 | 2008-07-03 | PHILAGANAN
0190-060-301 | 45801 | 0190-ENG-STM-WHB-MCCDRV01 | PM03 | 302 | 26W Thermal Scan WHB MCC Drive Panel | Lurgi Drive MCC Panel | C | 0190E011 | 2021-01-13 | 2012-05-26 | PHILAGANAN
0190-060-301 | 45801 | 0190-ENG-STM-WHB-MCCPRL01 | PM03 | 302 | 26W Thermal Scan WHB Peripheral Panels | Lurgi Pheriperal Control Panel | C | 0190E011 | 2021-01-13 | 2008-07-03 | PHILAGANAN
0190-060-300 | 45801 | 0190-ENG-WWT-AUX-LNGPNL01 | PM03 | 302 | 26W Thermal Scan WWTP MCC Panelsanels | WWTP Lighting Panel | C | 0190E011 | 2021-01-13 | 2009-11-13 | PHILAGANAN
0190-060-300 | 45801 | 0190-ENG-WWT-AUX-MTRCTR01 | PM03 | 302 | 26W Thermal Scan WWTP MCC Panels | WWTP Motor Control Center | C | 0190E011 | 2021-01-13 | 2008-07-03 | PHILAGANAN
0190-060-300 | 45801 | 0190-ENG-WWT-AUX-PLCPNL01 | PM03 | 302 | 26W Thermal Scan WWTP MCC Panels | WWTP PLC Panel | A | 0190E011 | 2021-01-13 | 2009-11-13 | PHILAGANAN
0190-060-300 | 45801 | 0190-ENG-WWT-MBR-PRMTNK01-EFRETNKMCP01 | PM03 | 302 | 26W Thermal Scan WWTP MCC Panels | Effluent Reuse Tank Motor Control Panel | B | 0190E016 | 2021-01-13 | 2014-09-26 | PHILAGANAN
0190-060-299 | 415218 | 0190-ENG-STM-FBB-PLCPNL01 | PM03 | 307 | 52W PLC/SLC/CLX PM & Data Backup AFBB | AFBB Controller Subsystem PLC Cabinet | B | 0190E011 | 2021-01-13 | 2014-05-20 | PHILAGANAN
0190-060-299 | 415218 | 0190-ENG-STM-FBB-PLCPNL02 | PM03 | 307 | 52W PLC/SLC/CLX PM & Data Backup AFBB P2 | AFBB Remote IO Panel 3A CP System | B | 0190E011 | 2021-01-13 | 2014-05-20 | PHILAGANAN
0190-060-299 | 415218 | 0190-ENG-STM-FBB-PLCPNL03 | PM03 | 307 | 52W PLC/SLC/CLX PM & Data Backup AFBB P3 | AFBB Remote IO Panel 3B CP System | B | 0190E011 | 2021-01-13 | 2014-05-20 | PHILAGANAN
0190-060-299 | 415218 | 0190-ENG-STM-JT1-ELCTPN01 | PM03 | 307 | 52W PLC/SLC/CLX PM & Data Backups JT1 | Electrical Panel | C | 0190E011 | 2021-01-13 | 2014-05-20 | PHILAGANAN
0190-060-299 | 415218 | 0190-ENG-STM-JT2-ELCTPN01 | PM03 | 307 | 52W PLC/SLC/CLX PM & Data Backups JT2 | Electrical Panel | A | 0190E011 | 2021-01-13 | 2014-05-20 | PHILAGANAN
0190-060-298 | 415273 | 0190-ENG-PPT-GN8-ENGINE01 | PM03 | 305 | 250RH Planned Maintenance G8 Engine | Mobile GenSet 02 Engine Unit | B | 0190E009 | 2021-01-13 | 2014-05-19 | PHILAGANAN
0190-060-297 | 415273 | 0190-ENG-PPT-GN7-ENGINE01 | PM03 | 305 | 250RH Planned Maintenance G7 Engine | Mobile GenSet 01 Engine Unit | B | 0190E009 | 2021-01-13 | 2014-05-19 | PHILAGANAN
0190-060-296 | 51623 | 0190-ENG-GFO-FFF-FIRPNL01 | PM03 | 307 | 26W Planned Maintenance FF Control Panel | Fire Fighting Control Panel | A | 0190E011 | 2021-01-13 | 2011-08-16 | PHILAGANAN
0190-060-295 | 59175 | 0190-ENG-GFO-FFF-ENGINE01 | PM03 | 305 | 52W Planned Maint FF Diesel Engine1 | Fire Fighting No 1 Diesel Engine | A | 0190E011 | 2021-01-13 | 2011-08-16 | PHILAGANAN
0190-060-295 | 59175 | 0190-ENG-GFO-FFF-ENGINE02 | PM03 | 305 | 52W Planned Maint FF Diesel Engine2 | Fire Fighting No 2 Diesel Engine | A | 0190E011 | 2021-01-13 | 2011-08-16 | PHILAGANAN
0190-060-294 | 59174 | 0190-ENG-GFO-FFF-FIRPMP01 | PM03 | 305 | 52W Planned Maint ElectricPump01 | Fire Fighting No 1 Electric Pump | A | 0190E011 | 2021-01-13 | 2011-08-16 | PHILAGANAN
0190-060-294 | 59174 | 0190-ENG-GFO-FFF-FIRPMP02 | PM03 | 305 | 52W Planned Maint ElectricPump02 | Fire Fighting No 2 Electric Pump | A | 0190E011 | 2021-01-13 | 2011-08-16 | PHILAGANAN
0190-060-293 | 59173 | 0190-ENG-GFO-FFF-ENGINE01 | PM03 | 307 | 26W Plnd Inspection FF Diesel Engines01 | Fire Fighting No 1 Diesel Engine | A | 0190E011 | 2021-01-13 | 2011-08-16 | PHILAGANAN
0190-060-293 | 59173 | 0190-ENG-GFO-FFF-ENGINE02 | PM03 | 307 | 26W Plnd Inspection FF Diesel Engines02 | Fire Fighting No 2 Diesel Engine | A | 0190E011 | 2021-01-13 | 2011-08-16 | PHILAGANAN
0190-060-292 | 59172 | 0190-ENG-GFO-FFF-FIRPMP01 | PM03 | 307 | 26W Plnd Inspection FF Electric Pumps01 | Fire Fighting No 1 Electric Pump | A | 0190E011 | 2021-01-13 | 2011-08-16 | PHILAGANAN
0190-060-292 | 59172 | 0190-ENG-GFO-FFF-FIRPMP02 | PM03 | 307 | 26W Plnd Inspection FF Electric Pumps02 | Fire Fighting No 2 Electric Pump | A | 0190E011 | 2021-01-13 | 2011-08-16 | PHILAGANAN
0190-060-291 | 59170 | 0190-ENG-GFO-FFF-FIRPMP02 | PM03 | 307 | 1M Inspection FF Electric Pump02 | Fire Fighting No 2 Electric Pump | A | 0190E011 | 2021-01-13 | 2011-08-16 | PHILAGANAN
0190-060-290 | 59170 | 0190-ENG-GFO-FFF-FIRPMP01 | PM03 | 307 | 4W Inspection FF Electric Pump 01 | Fire Fighting No 1 Electric Pump | A | 0190E011 | 2021-01-13 | 2011-08-16 | PHILAGANAN
0190-060-290 | 59170 | 0190-ENG-GFO-FFF-FIRPMP02 | PM03 | 307 | 4W Inspection FF Electric Pump 02 | Fire Fighting No 2 Electric Pump | A | 0190E011 | 2021-01-13 | 2012-08-08 | PHILAGANAN
0190-060-289 | 59171 | 0190-ENG-GFO-FFF-ENGINE02 | PM03 | 307 | 1M Inspection FF Diesel Engine02 | Fire Fighting No 2 Diesel Engine | A | 0190E011 | 2021-01-13 | 2011-08-16 | PHILAGANAN
0190-060-288 | 59171 | 0190-ENG-GFO-FFF-ENGINE01 | PM03 | 307 | 4W Inspection FF Diesel Engine 01 | Fire Fighting No 1 Diesel Engine | A | 0190E011 | 2021-01-13 | 2011-08-16 | PHILAGANAN
0190-060-288 | 59171 | 0190-ENG-GFO-FFF-ENGINE02 | PM03 | 307 | 4W Inspection FF Diesel Engine 02 | Fire Fighting No 2 Diesel Engine | A | 0190E011 | 2021-01-13 | 2012-08-08 | PHILAGANAN
0190-060-287 | 59124 | 0190-ENG-PSA-CMN-FCLTY | PM03 | 307 | 52W TS Substation Equipment Maintenance | Power Substation A Facility | C | 0190E011 | 2021-03-31 | 2011-08-11 | PHILAGANAN
0190-060-286 | 59120 | 0190-ENG-GFO-CEI-FAS01 | PM03 | 305 | 52W Metering System Software Support | Central EI FAS and Automation | C | 0190E017 | 2021-01-13 | 2011-08-11 | PHILAGANAN
0190-060-285 | 59104 | 0190-ENG-GFO-CEI-WRKSHP | PM03 | 307 | 52W Thermal Scan Technical Services | Central EI Workshop | C | 0190E017 | 2021-03-31 | 2011-08-10 | PHILAGANAN
0190-060-284 | 59103 | 0190-ENG-GFO-CEI-WRKSHP | PM03 | 305 | 52W Technical Service-Calibration | Central EI Workshop | C | 0190E017 | 2021-01-13 | 2011-08-10 | PHILAGANAN
0190-060-283 | 59102 | 0190-ENG-GFO-CEI-LTGSYS | PM03 | 307 | 52W TS Lighting Maintenance Factory Wide | Factory Wide Lighting System | C | 0190E017 | 2021-03-31 | 2011-08-10 | PHILAGANAN
0190-060-282 | 59996 | 0190-ENG-REF-VAC-MCCPNL01 | PM03 | 305 | 52W Planned EI Maintenance VAC Chiller | VAC Motor Control Center | C | 0190E011 | 2021-01-13 | 2011-08-06 | PHILAGANAN
0190-060-281 | 62396 | 0190-ENG-PPT-CTR-MCCPNL01 | PM03 | 307 | 8W Cleaning PPT CTR MCC Room | Power Plant Cooling Tower MCC Panel | A | 0190E009 | 2021-03-31 | 2011-08-04 | PHILAGANAN
0190-060-280 | 68095 | 0190-WST-PPT-EBF-CTRPNL01 | PM03 | 305 | 2M Cleaning GN5 EGB Control Panel | Control Panel Exhaust Boiler | A | 0190E009 | 2020-12-14 | 2011-08-04 | PHILAGANAN
0190-060-279 | 62396 | 0190-ENG-PPT-CMN-FCLTY | PM03 | 307 | 8W Cleaning PPT LVS Electrical Room | Power Plant Facilities | C | 0190E009 | 2021-03-31 | 2011-08-04 | PHILAGANAN
0190-060-278 | 58895 | 0190-WST-PPT-GN5-AIRSTR01 | PM03 | 305 | 2W Inspection G5 Starting Air Compressor | Wartsila Generator Starting Air | C | 0190E009 | 2021-01-13 | 2011-08-04 | PHILAGANAN
0190-060-277 | 58889 | 0190-WST-PPT-GN5-HRCVRY01 | PM03 | 305 | 6M Cleaning G5 Heat Recovery PHE | Wartsila Generator Heat Recovery System | A | 0190E009 | 2020-12-14 | 2011-08-03 | PHILAGANAN
0190-060-276 | 55205 | 0190-WST-PPT-GN5-CFE011 | PM03 | 305 | 3M PLANNED SERVICE G5 CFE011 PANEL | Wartsila Engine Control Panel CFE 011 | A | 0190E009 | 2021-01-13 | 2011-08-03 | PHILAGANAN
0190-060-276 | 55205 | 0190-WST-PPT-GN5-COLSYS01 | PM03 | 305 | 3M PLANNED SERVICE G5 COOLING SYSTEM PNL | Wartsila Generator Cooling Water System | A | 0190E009 | 2021-01-13 | 2011-08-03 | PHILAGANAN
0190-060-276 | 55205 | 0190-WST-PPT-GN5-FULBOS01 | PM03 | 305 | 3M PLANNED SERVICE G5 FULBOSTR PANEL | Wartsila Fuel Booster Module | A | 0190E009 | 2021-01-13 | 2011-08-03 | PHILAGANAN
0190-060-276 | 55205 | 0190-WST-PPT-GN5-OILSEP | PM03 | 305 | 3M PLANNED SERVICE G5 OIL SEPARATOR PNL | Wartsila Lube Oil Separator 01 | C | 0190E009 | 2021-01-13 | 2011-08-03 | PHILAGANAN
0190-060-275 | 45801 | 0190-WST-PPT-GN5-AIRSTR01 | PM03 | 302 | 3M Thermal Scan G5 Start Air Panel | Wartsila Generator Starting Air | C | 0190E009 | 2021-01-13 | 2011-12-15 | PHILAGANAN
0190-060-275 | 45801 | 0190-WST-PPT-GN5-CFA901 | PM03 | 302 | 3M Thermal Scan G5 CFA901 Panel | Wartsila Common Control Panel CFA 901 | A | 0190E009 | 2021-01-13 | 2012-05-26 | PHILAGANAN
0190-060-275 | 45801 | 0190-WST-PPT-GN5-CFC011 | PM03 | 302 | 3M Thermal Scan G5 CFC011 Panel | Wartsila Engine Control Panel CFC 011 | A | 0190E009 | 2021-01-13 | 2012-05-26 | PHILAGANAN
0190-060-275 | 45801 | 0190-WST-PPT-GN5-CFE011 | PM03 | 302 | 3M Thermal Scan G5 CFE011 Panel | Wartsila Engine Control Panel CFE 011 | A | 0190E009 | 2021-01-13 | 2011-08-02 | PHILAGANAN
0190-060-275 | 45801 | 0190-WST-PPT-GN5-COLSYS01 | PM03 | 302 | 3M Thermal Scan G5 Cool Systm Panel | Wartsila Generator Cooling Water System | A | 0190E009 | 2021-01-13 | 2011-08-02 | PHILAGANAN
0190-060-275 | 45801 | 0190-WST-PPT-GN5-DISPNL01 | PM03 | 302 | 3M Thermal Scan G5 LVS Panel | Wartsila Low Voltage Switchgear 440V, 3p | A | 0190E009 | 2021-01-13 | 2012-05-26 | PHILAGANAN
0190-060-275 | 45801 | 0190-WST-PPT-GN5-ENGINE001 | PM03 | 302 | 3M Thermal Scan G5 Disconnect Switch | Wartsila Generator Engine | A | 0190E009 | 2021-01-13 | 2012-05-26 | PHILAGANAN
0190-060-275 | 45801 | 0190-WST-PPT-GN5-FULBOS01 | PM03 | 302 | 3M Thermal Scan G5 Fulbooster Panel | Wartsila Fuel Booster Module | A | 0190E009 | 2021-01-13 | 2011-08-02 | PHILAGANAN
0190-060-275 | 45801 | 0190-WST-PPT-GN5-HYDROP01 | PM03 | 302 | 3M Thermal Scan G5 Hydrophore Panel | Wartsila Generator Hydrophore System | A | 0190E009 | 2021-01-13 | 2011-08-02 | PHILAGANAN
0190-060-275 | 45801 | 0190-WST-PPT-GN5-OILSEP | PM03 | 302 | 3M Thermal Scan G5 LOPX Panel | Wartsila Lube Oil Separator 01 | C | 0190E009 | 2021-01-13 | 2011-08-02 | PHILAGANAN
0190-060-274 | 33834 | 0190-WST-PPT-GN5-AIRSTR01 | PM03 | 303 | 1Y Lubrication G5 Starting Air Motor | Wartsila Generator Starting Air | C | 0190E009 | 2021-01-13 | 2011-07-25 | PHILAGANAN
0190-060-273 | 33834 | 0190-WST-PPT-GN5-FULBOS01 | PM03 | 303 | 6M Lubrication G5 Fulbooster Module Pmps | Wartsila Fuel Booster Module | A | 0190E009 | 2020-12-14 | 2011-07-25 | PHILAGANAN
0190-060-272 | 58881 | 0190-WST-PPT-GN5-INSAIR01 | PM03 | 303 | 6M Lubrication G5 Instrument Air Motor | Wartsila Generator Instrument Air | C | 0190E009 | 2020-12-14 | 2011-07-25 | PHILAGANAN
0190-060-271 | 60682 | 0190-WST-PPT-EBF-STDRUM01 | PM03 | 305 | 1Y Pressure Testing EG FeedWater Tank | Exhaust Boiler Steam Drum | A | 0190E009 | 2021-01-13 | 2011-11-26 | PHILAGANAN
0190-060-271 | 60682 | 0190-WST-PPT-GN5-EHGBLR01 | PM03 | 305 | 1Y Planned Pressure Testing EG Boiler | Wartsila Generator Exh. Gas Boiler | A | 0190E009 | 2021-01-13 | 2011-07-25 | PHILAGANAN
0190-060-270 | 60680 | 0190-WST-PPT-EBF-FEDPMP01 | PM03 | 305 | 1Y Tightness Test EG Boiler | Feed Water Pump 1 | A | 0190E009 | 2021-01-13 | 2011-07-25 | PHILAGANAN
0190-060-270 | 60680 | 0190-WST-PPT-EBF-FEDWAT01 | PM03 | 305 | 1Y Tightness Test EGB Feedpump | Exhaust Boiler Feed Water System | A | 0190E009 | 2021-01-13 | 2011-11-26 | PHILAGANAN
0190-060-270 | 60680 | 0190-WST-PPT-EBF-STDRUM01 | PM03 | 305 | 1Y Tightness Test EGB Steam Drum | Exhaust Boiler Steam Drum | A | 0190E009 | 2021-01-13 | 2011-11-26 | PHILAGANAN
0190-060-270 | 60680 | 0190-WST-PPT-EBF-STDRUM01 | PM03 | 305 | 1Y Tightness Test EGB Damper | Exhaust Boiler Steam Drum | A | 0190E009 | 2021-01-13 | 2011-11-26 | PHILAGANAN
0190-060-269 | 58882 | 0190-WST-PPT-EBF-CDSTNK01 | PM03 | 303 | 6M LUBRICATION EGB CONDENSATE PUMP | Condensate Tank | A | 0190E009 | 2020-12-14 | 2011-07-25 | PHILAGANAN
0190-060-269 | 33834 | 0190-WST-PPT-EBF-FEDPMP01 | PM03 | 303 | 6M LUBRICATION EGB FEED PUMP01 | Feed Water Pump 1 | A | 0190E009 | 2020-12-14 | 2011-11-26 | PHILAGANAN
0190-060-269 | 33834 | 0190-WST-PPT-EBF-FEDPMP02 | PM03 | 305 | 6M LUBRICATION EGB FEED PUMP02 | Feed Water Pump 2 | A | 0190E009 | 2020-12-14 | 2011-11-26 | PHILAGANAN
0190-060-269 | 60678 | 0190-WST-PPT-EBF-STDRUM01 | PM03 | 303 | 6M LUBRICATION GN5 EGB BYPASS DAMPER | Exhaust Boiler Steam Drum | A | 0190E009 | 2020-12-14 | 2011-11-26 | PHILAGANAN
0190-060-268 | 33834 | 0190-WST-PPT-GN5-HYDROP01 | PM03 | 303 | 6M LUBRICATION G5 HOT WATER PUMP | Wartsila Generator Hydrophore System | A | 0190E009 | 2020-12-14 | 2011-07-25 | PHILAGANAN
0190-060-267 | 45855 | 0190-WST-PPT-GN5-INSAIR01 | PM03 | 305 | 8000RH Planned Maintenance G5 InsAir | Wartsila Generator Instrument Air | C | 0190E009 | 2020-12-14 | 2011-07-21 | PHILAGANAN
0190-060-266 | 58711 | 0190-ENG-PSA-AUX-CO2SYS01 | PM03 | 305 | 13W Plnd Maintenane PSA CO2 Suppression | Substation A CO2 Suppression System | A | 0190E017 | 2021-01-13 | 2011-12-10 | PHILAGANAN
0190-060-266 | 58711 | 0190-ENG-PSB-AUX-CO2SYS01 | PM03 | 305 | 13W Plnd Maintenance PSB CO2 Suppression | Substation B CO2 Suppression System | A | 0190E017 | 2021-01-13 | 2011-12-10 | PHILAGANAN
0190-060-265 | 50982 | 0190-WST-PPT-GN5-INSAIR01 | PM03 | 305 | 2M Plnd Maintenance G5 InsAir DryerRef | Wartsila Generator Instrument Air | C | 0190E009 | 2021-01-13 | 2011-08-02 | PHILAGANAN
0190-060-264 | 45801 | 0190-ENG-PPT-LPS-COMMON01 | PM03 | 302 | 26W Thermal Scan 69KV Substation Panels | 69kV Local Power Substation Facility | C | 0190E011 | 2021-01-13 | 2011-07-20 | PHILAGANAN
0190-060-263 | 45801 | 0190-ENG-PSB-AUX-TIEBUS01 | PM03 | 302 | 26W Thermal Scan PSB Tie n Bus | Tie-In Bus System | B | 0190E011 | 2021-01-13 | 2012-02-27 | PHILAGANAN
0190-060-263 | 45801 | 0190-ENG-PSB-H07-CAPATR07 | PM03 | 302 | 26W Thermal Scan Cap Bank 7 | Capacitor Bank 07 | B | 0190E011 | 2021-01-13 | 2012-02-27 | PHILAGANAN
0190-060-263 | 45801 | 0190-ENG-PSB-H07-LVS07 | PM03 | 302 | 26W Thermal Scan LVS 7 | LVS7, 440VAC, ACB, 3ph, 60Hz, ABB | A | 0190E011 | 2021-01-13 | 2012-02-27 | PHILAGANAN
0190-060-263 | 45801 | 0190-ENG-PSB-H07-MVSZS207 | PM03 | 302 | 26W Thermal Scan MVS H7.2 | MVS Unigear ZS2 Vacuum CB H7.2 | A | 0190E011 | 2021-01-13 | 2012-02-27 | PHILAGANAN
0190-060-263 | 45801 | 0190-ENG-PSB-H07-XFRMER07 | PM03 | 302 | 26W Thermal Scan Transformer 7 | 1.5MVA Power Transformer T7.2 | A | 0190E011 | 2021-01-13 | 2011-07-20 | PHILAGANAN
0190-060-263 | 45801 | 0190-ENG-PSB-H08-CAPATR08 | PM03 | 302 | 26W Thermal Scan Cap Bank 8 | Capacitor Bank 08 | B | 0190E011 | 2021-01-13 | 2012-02-27 | PHILAGANAN
0190-060-263 | 45801 | 0190-ENG-PSB-H08-LVS08 | PM03 | 302 | 26W Thermal Scan LVS 8 | LVS8 440VAC, ACB, 3ph, 60Hz. ABB | A | 0190E011 | 2021-01-13 | 2012-02-27 | PHILAGANAN
0190-060-263 | 45801 | 0190-ENG-PSB-H08-MVSZS208 | PM03 | 302 | 26W Thermal Scan MVS H8.2 | MVS Unigear ZS2 Vacuum CB H8.2 | A | 0190E011 | 2021-01-13 | 2012-02-27 | PHILAGANAN
0190-060-263 | 45801 | 0190-ENG-PSB-H08-XFRMER08 | PM03 | 302 | 26W Thermal Scan Transformer 8 | 1.5MVA Power Transformer T8.2 | A | 0190E011 | 2021-01-13 | 2012-02-27 | PHILAGANAN
0190-060-263 | 45801 | 0190-ENG-PSB-LTG-DISPNL01 | PM03 | 302 | 26W Thermal Scan PSB Lighting Panel | Lighting Main Distribution Panel 01 | A | 0190E011 | 2021-01-13 | 2012-02-27 | PHILAGANAN
0190-060-263 | 45801 | 0190-ENG-PSB-LTG-XFRMER01 | PM03 | 302 | 26W Thermal Scan PSB Lighting Xformer | 250KVA, 440/380VAC, 3ph. 4W, 60Hz | A | 0190E011 | 2021-01-13 | 2012-02-27 | PHILAGANAN
0190-060-262 | 45801 | 0190-MLK-PRO-NH3-MCCPNL01 | PM03 | 302 | 26W Thermal Scan Rodeo Chiller 1 | Milks Chiller Motor Control Panel 1 | B | 0190E011 | 2021-01-13 | 2011-07-16 | PHILAGANAN
0190-060-262 | 45801 | 0190-MLK-PRO-NH3-MCCPNL02 | PM03 | 302 | 26W Thermal Scan Rodeo Chiller 2 | Milks Chiller Motor Control Panel 2 | C | 0190E005 | 2021-01-13 | 2014-06-25 | PHILAGANAN
0190-060-261 | 56427 | 0190-WST-PPT-GN5-INSAIR01 | PM03 | 305 | 2000RH Planned Maintenance G5 InsAir | Wartsila Generator Instrument Air | C | 0190E009 | 2021-01-13 | 2011-07-14 | PHILAGANAN
0190-060-260 | 58001 | 0190-WST-PPT-GN5-CFE011 | PM03 | 305 | 4Y Replacement G5 Spemos Assembly | Wartsila Engine Control Panel CFE 011 | A | 0190E009 | 2021-01-13 | 2011-06-07 | PHILAGANAN
0190-060-259 | 62396 | 0190-ENG-IGG-N2A-DISTPNL01 | PM03 | 307 | 8W Cleaning N2 Facility Electrical Room | N2 Generator Power Distribution Panel | C | 0190E009 | 2021-03-31 | 2011-06-06 | PHILAGANAN
0190-060-258 | 62396 | 0190-ENG-PPT-FHF-MCC01 | PM03 | 307 | 8W Cleaning FHF MCC Room | Motor Control Center 01 | B | 0190E009 | 2021-03-31 | 2011-06-06 | PHILAGANAN
0190-060-257 | 62396 | 0190-ENG-WWT-AUX-MTRCTR01 | PM03 | 307 | 4W Cleaning WWTP MCC Room | WWTP Motor Control Center | C | 0190E011 | 2021-03-31 | 2011-06-06 | PHILAGANAN
0190-060-256 | 59590 | 0190-ENG-PSB-H07-XFRMER07 | PM03 | 307 | 4W Inspection Substation B Transformer07 | 1.5MVA Power Transformer T7.2 | A | 0190E011 | 2021-01-13 | 2011-06-06 | PHILAGANAN
0190-060-256 | 59590 | 0190-ENG-PSB-H08-XFRMER08 | PM03 | 307 | 4W Inspection Substation B Transformer08 | 1.5MVA Power Transformer T8.2 | A | 0190E011 | 2021-01-13 | 2012-01-12 | PHILAGANAN
0190-060-255 | 45670 | 0190-ENG-PPT-FHF-FULPMP09 | PM03 | 305 | 2Y Planned Maintenance FHF Transferpmp09 | Roasting Diesel Transfer Pump | C | 0190E009 | 2021-01-13 | 2011-05-20 | PHILAGANAN
0190-060-254 | 45670 | 0190-ENG-PPT-FHF-FULPMP08 | PM03 | 305 | 2Y Planned Maintenance FHF Transferpmp08 | Cat 3&4 Diesel Supply | C | 0190E009 | 2021-01-13 | 2011-05-20 | PHILAGANAN
0190-060-253 | 57577 | 0190-ENG-GFO-CEI-LTGSYS | PM03 | 306 | 1Y Safety Inspection Manlift 1 & 2 | Factory Wide Lighting System | C | 0190E017 | 2014-02-05 | 2012-10-17 | PHILAGANAN
0190-060-253 | 57577 | 0190-ENG-GFO-CEI-WRKSHP | PM03 | 306 | 1Y Safety Inspection Workshop Hoist | Central EI Workshop | C | 0190E009 | 2014-02-05 | 2011-05-20 | PHILAGANAN
0190-060-253 | 57577 | 0190-ENG-PPT-AUF-OCRANE01 | PM03 | 306 | 1Y Safety Inspection Cat Lifting Hoist | Overhead Crane | C | 0190E009 | 2014-02-05 | 2011-05-20 | PHILAGANAN
0190-060-253 | 57577 | 0190-WST-PPT-GN5-ENGINE001 | PM03 | 306 | 1Y Safety Inspection G5 Hoist | Wartsila Generator Engine | A | 0190E009 | 2014-02-05 | 2011-05-20 | PHILAGANAN
0190-060-252 | 57486 | 0190-WST-PPT-GN5-ENGINE001 | PM03 | 307 | 1M CBM Monitoring G5 Engine | Wartsila Generator Engine | A | 0190E009 | 2021-01-13 | 2011-05-16 | PHILAGANAN
0190-060-251 | 49555 | 0190-WST-PPT-GN5-COLSYS01 | PM03 | 305 | 4Y Replacement G5 Central Cooler Gaskets | Wartsila Generator Cooling Water System | A | 0190E009 | 2021-01-13 | 2011-03-19 | PHILAGANAN
0190-060-250 | 45801 | 0190-ENG-WWT-DAF-CTRPNL01 | PM03 | 302 | 26W Thermal Scan DAF Control Panel 1 | DAF Control Panel 01 | A | 0190E011 | 2021-01-13 | 2011-03-19 | PHILAGANAN
0190-060-250 | 45801 | 0190-ENG-WWT-DAF-CTRPNL02 | PM03 | 302 | 26W Thermal Scan DAF Control Panel 2 | DAF Control Panel 02 | A | 0190E011 | 2021-01-13 | 2011-03-19 | PHILAGANAN
0190-060-250 | 45801 | 0190-ENG-WWT-MBR-CTRPNL01 | PM03 | 302 | 26W Thermal Scan MBR MCC Panel | Membrane Reactor Motor Control Panel | C | 0190E011 | 2021-01-13 | 2011-12-10 | PHILAGANAN
0190-060-250 | 45801 | 0190-ENG-WWT-MBR-PLCPNL01 | PM03 | 302 | 26W Thermal Scan MBR PLC Panel | Membrane Reactor PLC Panel 01 | C | 0190E011 | 2021-01-13 | 2011-12-10 | PHILAGANAN
0190-060-250 | 45801 | 0190-ENG-WWT-SBR-CTRPNL01 | PM03 | 302 | 26W Thermal Scan Actiflo SBR Ctrl Pnl | Actiflo-SBR-Chemical Dosing Control Pnl1 | C | 0190E011 | 2021-01-13 | 2011-03-19 | PHILAGANAN
0190-060-250 | 45801 | 0190-ENG-WWT-SBR-PLCPNL01 | PM03 | 302 | 26W Thermal Scan SBR PLC Panel | Actiflo-SBR-Chemical Dosing PLC Panel | C | 0190E011 | 2021-01-13 | 2011-03-19 | PHILAGANAN
0190-060-249 | 45801 | 0190-ENG-PPT-GN3-AIRBRK01 | PM03 | 302 | 26W Thermal Scan G3 Engine LVS Breaker | Air Circuit Breaker 1 | B | 0190E011 | 2021-01-13 | 2011-03-19 | PHILAGANAN
0190-060-249 | 45801 | 0190-ENG-PPT-GN3-CTRPNL01 | PM03 | 302 | 26W Thermal Scan G3 Engine Control Panel | G3 Control Panel | B | 0190E009 | 2021-01-13 | 2012-05-28 | PHILAGANAN
0190-060-248 | 51209 | 0190-WST-PPT-CTR-PUMP07 | PM03 | 302 | 1M Vibration Analysis PPT CTR Pump07 | Cooling Tower Pump No.7 Recirculation | A | 0190E011 | 2021-01-13 | 2011-03-19 | PHILAGANAN
0190-060-247 | 56677 | 0190-ENG-PPT-GPS-COMMON01 | PM03 | 307 | 8W Cleaning PPT Substation Facility | Genset Power Substation Common Facility | C | 0190E009 | 2021-03-31 | 2011-03-19 | PHILAGANAN
0190-060-246 | 56677 | 0190-ENG-PSB-CMN-FCLTY | PM03 | 307 | 4W Cleaning Substation B Facility | Power Substation B Facility | C | 0190E011 | 2021-03-31 | 2011-05-10 | PHILAGANAN
0190-060-245 | 56677 | 0190-ENG-PSA-CMN-FCLTY | PM03 | 307 | 4W Cleaning Substation A Facility | Power Substation A Facility | C | 0190E011 | 2021-03-31 | 2011-05-10 | PHILAGANAN
0190-060-244 | 62269 | 0190-ENG-REF-CA1-MCCPNL01 | PM03 | 307 | 4W Inspection IS Chiller | Water Chiller No 1 Electrical panel | C | 0190E011 |  | 2021-01-14
0190-060-244 | 62269 | 0190-ENG-REF-NH3-MCCPNL01 | PM03 | 307 | 4W Inspection IS Chiller | NH3 Chiller Motor Control Center | B | 0190E011 |  | 2021-01-14
0190-060-244 | 62269 | 0190-ENG-REF-VAC-CHILER01 | PM03 | 307 | 4W Inspection IS Chiller | Vapor Absorption Chiller | C | 0190E011 | 2021-01-14 | 2011-03-18 | PHILAGANAN
0190-060-244 | 62269 | 0190-ENG-REF-VAC-MCCPNL01 | PM03 | 307 | 4W Inspection IS Chiller | VAC Motor Control Center | C | 0190E011 |  | 2021-01-14
0190-060-243 | 62396 | 0190-ENG-WWT-MBR-CTRPNL01 | PM03 | 307 | 4W Cleaning and Inspection MBR MCC | Membrane Reactor Motor Control Panel | C | 0190E011 | 2021-03-31 | 2011-03-18 | PHILAGANAN
0190-060-242 | 62396 | 0190-ADM-FAC-BLG-ELECRM06 | PM03 | 307 | 4W Cleaning QAD GenLab Electrical Room | General Laboratory Electrical Room | C | 0190E017 | 2021-03-31 | 2011-03-18 | PHILAGANAN
0190-060-241 | 62396 | 0190-ADM-FAC-BLG-ELECRM07 | PM03 | 307 | 8W Cleaning SLab Electrical Room | S Laboratory Electrical Room | C | 0190E017 | 2021-03-31 | 2011-03-18 | PHILAGANAN
0190-060-240 | 62273 | 0190-ENG-STM-WHB-LURGIB01 | PM03 | 305 | 2M Inspection & Cleaning WH Boiler | Waste Heat Boiler Lurgi | A | 0190E017 | 2014-09-17 | 2011-03-18 | PHILAGANAN
0190-060-239 | 62396 | 0190-ADM-FAC-BLG-ELECRM05 | PM03 | 307 | 8W Cleaning Training Center Elec Room | Training Center Electrical Room | C | 0190E017 | 2021-03-31 | 2011-03-18 | PHILAGANAN
0190-060-238 | 62396 | 0190-ADM-FAC-BLG-ELECRM03 | PM03 | 307 | 4W Cleaning Laundry Electrical Room | Laundry Area Electrical Room | C | 0190E017 | 2021-03-31 | 2011-03-18 | PHILAGANAN
0190-060-237 | 62396 | 0190-ADM-FAC-BLG-ELCPNL01 | PM03 | 307 | 4W Cleaning GCCD 380/440V Distribution | Green Coffee 380/440V Distribution | C | 0190E017 | 2021-03-31 | 2011-03-18 | PHILAGANAN
0190-060-236 | 62396 | 0190-ADM-FAC-BLG-ELECRM02 | PM03 | 307 | 4W Cleaning Guard House Electrical Room | Main Guardhouse Electrical Room | C | 0190E017 | 2021-03-31 | 2011-03-18 | PHILAGANAN
0190-060-235 | 62396 | 0190-ADM-FAC-BLG-ELECRM01 | PM03 | 307 | 4W Cleaning Admin Electrical Room | Admin Building Electrical Room | C | 0190E017 | 2021-03-31 | 2011-03-18 | PHILAGANAN
0190-060-235 | 62396 | 0190-ADM-FAC-BLG-WHSBLG03-ELCPNL01 | PM03 | 307 | 4W Cleaning Satellite Cant Electl Panel | Green Coffee Vendors Shed Panel | C | 0190E017 | 2021-01-13 | 2015-10-19 | PHILAGANAN
0190-060-234 | 49556 | 0190-ENG-WWT-AUX-ELCPNL04 | PM03 | 307 | 6W Inspection SBlock Waste Pit Panel | Social Block Mix Waste Pit ElectricPanel | A | 0190E011 | 2021-01-13 | 2011-03-17 | PHILAGANAN
0190-060-233 | 49556 | 0190-ENG-WWT-AUX-ELCPNL03 | PM03 | 307 | 6W Inspection E45 Waste Pit Panel | Ext.45 Area Waste Pit Panel | A | 0190E011 | 2021-01-13 | 2011-03-17 | PHILAGANAN
0190-060-232 | 49556 | 0190-ENG-WWT-AUX-ELCPNL02 | PM03 | 307 | 6W Inspection Lurgi Waste Pit Panel | Lurgi Area Waste Pit Electrical Panel | A | 0190E011 | 2021-01-13 | 2011-03-17 | PHILAGANAN
0190-060-231 | 49556 | 0190-ENG-WWT-AUX-ELCPNL01 | PM03 | 307 | 6W Inspection Milks Waste Pit Panel | Milks Area Waste Pit Electrical Panel | A | 0190E011 | 2021-01-13 | 2011-03-17 | PHILAGANAN
0190-060-230 | 49612 | 0190-ENG-CAF-AIR-LNEFLTR11 | PM03 | 305 | 52W Replacement AirCom LineFilter | Line Filter 1 - DD2200+F | B | 0190E009 | 2021-01-13 | 2010-10-03 | PHILAGANAN
0190-060-230 | 49612 | 0190-ENG-CAF-AIR-LNEFLTR12 | PM03 | 305 | 52W Replacement AirCom LineFilter | Line Filter 1 - PD2200+F | B | 0190E009 | 2021-01-13 | 2020-06-11 | PHILAGANAN
0190-060-230 | 49612 | 0190-ENG-CAF-AIR-LNEFLTR21 | PM03 | 305 | 52W Replacement AirCom LineFilter | Line Filter 2 - DD2200+F | B | 0190E009 | 2021-01-13 | 2020-06-11 | PHILAGANAN
0190-060-230 | 49612 | 0190-ENG-CAF-AIR-LNEFLTR22 | PM03 | 305 | 52W Replacement AirCom LineFilter | Line Filter 2 - PD2200+F | B | 0190E009 | 2021-01-13 | 2020-06-11 | PHILAGANAN
0190-060-229 | 45567 | 0190-ENG-CAF-AIR-FNLFTR09 | PM03 | 307 | 13W Inspection AirCom Linefilter 09 | Final Filter 9 PD520 | C | 0190E009 | 2021-01-13 | 2010-10-03 | PHILAGANAN
0190-060-228 | 49612 | 0190-ENG-CAF-AIR-FNLFTR08 | PM03 | 305 | 52W Replacement AirCom LineFilter 08 | Final Filter 8 PD520 | C | 0190E009 | 2021-01-13 | 2010-10-03 | PHILAGANAN
0190-060-227 | 52014 | 0190-ENG-CAF-AIR-FNLFTR07 | PM03 | 305 | 52W Replacement AirCom LineFilter 07 | Final Filter 7 K430 | C | 0190E009 | 2021-01-13 | 2010-10-03 | PHILAGANAN
0190-060-226 | 52014 | 0190-ENG-CAF-AIR-FNLFTR06 | PM03 | 305 | 52W Replacement AirCom LineFilter 06 | Final Filter 6 K430 | C | 0190E009 | 2021-01-13 | 2010-10-03 | PHILAGANAN
0190-060-225 | 49612 | 0190-ENG-CAF-AIR-FNLFTR05 | PM03 | 305 | 52W Replacement AirCom LineFilter 05 | Final Filter 5 PD520 | C | 0190E009 | 2021-01-13 | 2010-10-03 | PHILAGANAN
0190-060-224 | 61836 | 0190-ENG-CAF-AIR-FNLFTR04 | PM03 | 305 | 52W Replacement AirCom LineFilter 04 | Final Filter 4 PD400 | C | 0190E009 | 2021-01-13 | 2010-10-03 | PHILAGANAN
0190-060-223 | 61836 | 0190-ENG-CAF-AIR-FNLFTR03 | PM03 | 305 | 52W Replacement AirCom LineFilter 03 | Final Filter 3 PD400 | C | 0190E009 | 2021-01-13 | 2010-10-03 | PHILAGANAN
0190-060-222 | 61836 | 0190-ENG-CAF-AIR-FNLFTR02 | PM03 | 305 | 52W Replacement AirCom LineFilter 02 | Final Filter 2 PD400 | C | 0190E009 | 2021-01-13 | 2010-10-03 | PHILAGANAN
0190-060-221 | 49612 | 0190-ENG-CAF-AIR-FNLFTR01 | PM03 | 305 | 52W Replacement AirCom LineFilter 01 | Final Filter 1 PD520 | C | 0190E009 | 2021-01-13 | 2010-10-03 | PHILAGANAN
0190-060-220 | 51843 | 0190-MLK-PRO-AHC-BURNER01 | PM03 | 301 | 6M Calibration Fuel Pressure Gauge MAH C | Weishaupt Burner C1 | A | 0190E011 | 2015-08-11 | 2010-09-27 | PHILAGANAN
0190-060-219 | 51689 | 0190-MLK-PRO-AHC-AIRHTR01 | PM03 | 301 | 1Y CALIBRATION MAHC INSTRUMENTS | Milk Air Heater C1 | A | 0190E017 | 2011-05-04 | 2010-09-13 | PHFUTALARA
0190-060-218 | 101 | 0190-MLK-PRO-AHB-AIRHTR02 | PM03 | 305 | 4W Planned EI Maintenance MAH B2 | Milk Air Heater B2 | A | 0190E011 | 2021-01-13 | 2010-04-29 | PHILAGANAN
0190-060-217 | 101 | 0190-MLK-PRO-AHB-AIRHTR01 | PM03 | 305 | 4W Planned EI Maintenance MAH B1 | Milk Air Heater B1 | A | 0190E011 | 2021-01-13 | 2010-04-29 | PHILAGANAN
0190-060-216 | 45740 | 0190-ENG-STM-FBB-BURNER01 | PM03 | 307 | 4W Maintenance AFBB Start Up Burner | Start-up Burner | B | 0190E011 | 2021-03-31 | 2012-10-30 | PHILAGANAN
0190-060-216 | 45740 | 0190-ENG-STM-FBB-BURNER02 | PM03 | 307 | 4W Maintenance AFBB Load Burner | Load Burner | C | 0190E011 | 2021-03-31 | 2009-10-22 | PHILAGANAN
0190-060-215 | 45742 | 0190-ENG-STM-FBB-AFBBLR01 | PM03 | 307 | 16W Maintenance AFBB Remote I/O Panel 4 | Atmospheric Fluidized Bed Boiler | A | 0190E012 | 2021-01-13 | 2012-10-30 | PHILAGANAN
0190-060-215 | 45742 | 0190-ENG-STM-FBB-PLCPNL01 | PM03 | 307 | 16W Maintenance AFBB Remote I/O Panel 1 | AFBB Controller Subsystem PLC Cabinet | B | 0190E012 | 2021-01-13 | 2009-10-22 | PHILAGANAN
0190-060-215 | 45742 | 0190-ENG-STM-FBB-PLCPNL02 | PM03 | 307 | 16W Maintenance AFBB Remote I/O Panel 2 | AFBB Remote IO Panel 3A CP System | B | 0190E011 | 2021-01-13 | 2012-10-30 | PHILAGANAN
0190-060-215 | 45742 | 0190-ENG-STM-FBB-PLCPNL03 | PM03 | 307 | 16W Maintenance AFBB Remote I/O Panel 3 | AFBB Remote IO Panel 3B CP System | B | 0190E011 | 2021-01-13 | 2012-10-30 | PHILAGANAN
0190-060-214 | 45741 | 0190-ENG-STM-FBB-MCCPNL01 | PM03 | 307 | 8W Planned Maintenance AFBB MCC Panel 1 | AFBB Motor Control Center Panel 01 | B | 0190E011 | 2021-01-13 | 2009-10-22 | PHILAGANAN
0190-060-214 | 45741 | 0190-ENG-STM-FBB-MCCPNL02 | PM03 | 307 | 8W Planned Maintenance AFBB MCC Panel 2 | AFBB Motor Control Center Panel 02 | B | 0190E011 | 2021-03-31 | 2012-10-30 | PHILAGANAN
0190-060-214 | 45741 | 0190-ENG-STM-FBB-MCCPNL03 | PM03 | 307 | 8W Planned Maintenance AFBB MCC Panel 3 | AFBB Motor Control Center Panel 03 | B | 0190E011 | 2021-01-13 | 2012-10-30 | PHILAGANAN
0190-060-214 | 45741 | 0190-ENG-STM-FBB-VFDPNL01 | PM03 | 307 | 8W Planned EI Maintenance AFBB VFD Pnl 1 | AFBB Feedwater 1 VFD | B | 0190E011 | 2021-01-13 | 2012-10-30 | PHILAGANAN
0190-060-214 | 45741 | 0190-ENG-STM-FBB-VFDPNL02 | PM03 | 307 | 8W Planned EI Maintenance AFBB VFD Pnl 2 | AFBB Feedwater 2 VFD | B | 0190E011 | 2021-01-13 | 2012-10-30 | PHILAGANAN
0190-060-214 | 45741 | 0190-ENG-STM-FBB-VFDPNL03 | PM03 | 307 | 8W Planned EI Maintenance AFBB VFD Pnl 3 | AFBB Induce Draft Fan VFD | B | 0190E011 | 2021-01-13 | 2012-10-30 | PHILAGANAN
0190-060-214 | 45741 | 0190-ENG-STM-FBB-VFDPNL04 | PM03 | 307 | 8W Planned EI Maintenance AFBB VFD Pnl 4 | AFBB Hydraulic Press VFD | B | 0190E011 | 2021-01-13 | 2012-10-30 | PHILAGANAN
0190-060-213 | 45734 | 0190-ENG-STM-ESP-FCLTY01 | PM03 | 307 | 8W Planned EI Maintenance AFBB ESP | ESP Facility | C | 0190E012 | 2021-03-31 | 2009-10-22 | PHILAGANAN
0190-060-212 | 45728 | 0190-ENG-STM-ESP-FCLTY01 | PM03 | 305 | 52W Planned EI Maintenance AFBB ESP | ESP Facility | C | 0190E011 | 2021-01-13 | 2009-10-22 | PHILAGANAN
0190-060-211 | 45725 | 0190-ENG-STM-JT2-JTBOILR02 | PM03 | 305 | 52W Planned EI Maintenance JT Boiler 2 | JT Boiler No 2 | A | 0190E012 | 2021-01-13 | 2009-10-22 | PHILAGANAN
0190-060-210 | 45725 | 0190-ENG-STM-JT1-JTBOILR01 | PM03 | 305 | 52W Planned EI Maintenance JT Boiler 1 | JT Boiler No 1 | A | 0190E011 | 2021-01-13 | 2009-10-22 | PHILAGANAN
0190-060-209 | 33412 | 0190-ENG-STM-JT2-JTBOILR02 | PM03 | 305 | 4W Planned Maintenance JT Boiler 2 | JT Boiler No 2 | A | 0190E011 | 2021-01-13 | 2009-10-18 | PHILAGANAN
0190-060-208 | 33412 | 0190-ENG-STM-JT1-JTBOILR01 | PM03 | 307 | 4W Planned Maintenance JT Boiler 1 | JT Boiler No 1 | A | 0190E011 | 2021-03-31 | 2009-10-18 | PHILAGANAN
0190-060-207 | 127 | 0190-COF-PRO-AHC-PNLBRD01 | PM03 | 305 | 52W Planned EI Maintenance Coffee AH | Coffee Air Heater Panel Board | A | 0190E002 | 2021-01-13 | 2009-10-18 | PHILAGANAN
0190-060-206 | 33396 | 0190-COF-PRO-AH3-BURNER01 | PM03 | 307 | 4W Planned EI Maintenance CAH | Coffee AH3 Burner01 | C | 0190E011 | 2021-03-31 | 2008-07-01 | PHILAGANAN
0190-060-205 | 102 | 0190-MLK-PRO-AHC-AIRHTR01 | PM03 | 305 | 52W Planned EI Maintenance MAH C | Milk Air Heater C1 | A | 0190E010 | 2021-01-13 | 2008-07-01 | PHILAGANAN
0190-060-204 | 101 | 0190-MLK-PRO-AHC-AIRHTR01 | PM03 | 305 | 4W Planned EI Maintenance MAH C | Milk Air Heater C1 | A | 0190E011 | 2021-01-13 | 2008-07-01 | PHILAGANAN
0190-060-203 | 51842 | 0190-MLK-PRO-AHC-AIRHTR01 | PM03 | 305 | 1W Planned EI Maintenance MAH C | Milk Air Heater C1 | A | 0190E011 | 2021-01-13 | 2008-07-01 | PHILAGANAN
0190-060-202 | 102 | 0190-MLK-PRO-AHB-AIRHTR01 | PM03 | 305 | 52W Planned EI Maintenance MAH B1 | Milk Air Heater B1 | A | 0190E011 | 2021-01-13 | 2008-07-01 | PHILAGANAN
0190-060-201 | 51842 | 0190-MLK-PRO-AHB-AIRHTR02 | PM03 | 305 | 1W Planned EI Maintenance MAH B2 | Milk Air Heater B2 | A | 0190E011 | 2021-01-13 | 2008-07-01 | PHILAGANAN
0190-060-200 | 51842 | 0190-MLK-PRO-AHB-AIRHTR01 | PM03 | 305 | 1W Planned EI Maintenance MAH B1 | Milk Air Heater B1 | A | 0190E011 | 2021-01-13 | 2008-07-01 | PHILAGANAN
0190-060-199 | 50579 | 0190-ENG-PPT-GPS-BREKER06 | PM03 | 305 | 3Y Planned Maintenance PPT H6.1 MVS | Medium Voltage Switchgear, Aux, H6.1 | A | 0190E009 | 2021-01-13 | 2010-06-24 | PHILAGANAN
0190-060-198 | 50579 | 0190-ENG-PPT-GPS-BREKER05 | PM03 | 305 | 3Y Planned Maintenance PPT H5.1 MVS | Medium Voltage Switchgear, SF6, H5.1 | B | 0190E011 | 2021-01-13 | 2010-06-24 | PHILAGANAN
0190-060-197 | 50579 | 0190-ENG-PPT-GPS-BREKER04 | PM03 | 305 | 3Y Planned Maintenance PPT H4.1 MVS | Medium Voltage Switchgear, SF6, H4.1 | B | 0190E009 | 2021-01-13 | 2010-06-24 | PHILAGANAN
0190-060-196 | 50579 | 0190-ENG-PPT-GPS-BREKER03 | PM03 | 305 | 3Y Planned Maintenance PPT H2/3 MVS | Medium Voltage Switchgear, SF6, H2/3.1 | B | 0190E009 | 2021-01-13 | 2010-06-24 | PHILAGANAN
0190-060-195 | 50579 | 0190-ENG-PPT-GPS-BREKER02 | PM03 | 305 | 3Y Planned Maintenance PPT H2.1 MVS | Medium Voltage Switchgear, SF6, H1.1 | B | 0190E009 | 2021-01-13 | 2010-06-24 | PHILAGANAN
0190-060-194 | 50579 | 0190-ENG-PPT-GPS-BREKER01 | PM03 | 305 | 3Y Planned Maintenance PPT H0.1 MVS | Medium Voltage Switchgear, SF6, H0.1 | A | 0190E009 | 2021-01-13 | 2010-06-24 | PHILAGANAN
0190-060-193 | 50585 | 0190-ENG-PSB-H08-LVS08 | PM03 | 305 | 3Y Planned Maintenance LVS08 | LVS8 440VAC, ACB, 3ph, 60Hz. ABB | A | 0190E009 | 2021-01-13 | 2010-06-24 | PHILAGANAN
0190-060-192 | 50585 | 0190-ENG-PSB-H07-LVS07 | PM03 | 305 | 3Y Planned Maintenance LVS07 | LVS7, 440VAC, ACB, 3ph, 60Hz, ABB | A | 0190E009 | 2021-01-13 | 2010-06-24 | PHILAGANAN
0190-060-191 | 50585 | 0190-ENG-PSA-H06-LVS06 | PM03 | 305 | 3Y Planned Maintenance LVS06 | LVS 06 ACB 440vac 3ph 60hz | A | 0190E009 | 2021-01-13 | 2010-06-24 | PHILAGANAN
0190-060-190 | 50585 | 0190-ENG-PSA-H05-LVS05 | PM03 | 305 | 3Y Planned Maintenance LVS05 | LVS 05 ACB 440vac 3ph 60hz | A | 0190E009 | 2021-01-13 | 2010-06-24 | PHILAGANAN
0190-060-189 | 50585 | 0190-ENG-PSA-H04-LVS04 | PM03 | 305 | 3Y Planned Maintenance LVS04 | LVS 04 ACB 440vac 3ph 60hz | A | 0190E009 | 2021-01-13 | 2010-06-24 | PHILAGANAN
0190-060-188 | 50585 | 0190-ENG-PSA-H03-LVS03 | PM03 | 305 | 3Y Planned Maintenance LVS03 | LVS 03 ACB 440vac 3ph 60hz | A | 0190E009 | 2021-01-13 | 2010-06-24 | PHILAGANAN
0190-060-187 | 50585 | 0190-ENG-PSA-H02-LVS02 | PM03 | 305 | 3Y Planned Maintenance LVS02 | LVS 02 ACB 440vac 3ph 60hz | A | 0190E009 | 2021-01-13 | 2010-06-24 | PHILAGANAN
0190-060-186 | 50585 | 0190-ENG-PSA-H01-LVS01 | PM03 | 305 | 3Y Planned Maintenance LVS01 | LVS 01 ACB 440vac 3ph 60hz | A | 0190E009 | 2021-01-13 | 2010-06-24 | PHILAGANAN
0190-060-185 | 50581 | 0190-ENG-PPT-GPS-XFORMER06 | PM03 | 305 | 3Y Plnd Maintenance Xformer PPT T6 | 1250KV,34.5/480 3ph, Auxilliary Xformer | A | 0190E011 | 2021-01-13 | 2010-06-24 | PHILAGANAN
0190-060-184 | 50581 | 0190-ENG-PPT-GPS-XFORMER05 | PM03 | 305 | 3Y Plnd Maintenance Xformer PPT T5 | 10MVA, Power Xformer, 13.8kV/34.5kV T5.1 | C | 0190E011 | 2021-01-13 | 2010-06-24 | PHILAGANAN
0190-060-183 | 50581 | 0190-ENG-PPT-GPS-XFORMER03 | PM03 | 305 | 3Y Plnd Maintenance Xformer PPT T4 | 34.5 Kv/4.16kv Transformer T4.1 | B | 0190E011 | 2021-01-13 | 2010-06-24 | PHILAGANAN
0190-060-182 | 50581 | 0190-ENG-PPT-GPS-XFORMER02 | PM03 | 305 | 3YPlnd Maintenance Xformer PPT T2/3 | 34.5 Kv/440vac Transformer T2/3.1 | B | 0190E011 | 2021-01-13 | 2010-06-24 | PHILAGANAN
0190-060-181 | 50581 | 0190-ENG-PPT-GPS-XFORMER01 | PM03 | 305 | 3YPlnd Maintenance XTformer PPT T1 | 34.5 Kv/440vac Transformer T1.1 | B | 0190E011 | 2021-01-13 | 2010-06-24 | PHILAGANAN
0190-060-180 | 50582 | 0190-ENG-PSB-LTG-XFRMER01 | PM03 | 305 | 3Y Planned Maintenance Transformer LT4 | 250KVA, 440/380VAC, 3ph. 4W, 60Hz | A | 0190E011 | 2021-01-13 | 2010-06-24 | PHILAGANAN
0190-060-179 | 50582 | 0190-ENG-PSA-LTG-XFRMER03 | PM03 | 305 | 3Y Planned Maintenance Transformer LT3 | 380v Lighting Transformer 03 | A | 0190E011 | 2021-01-13 | 2010-06-24 | PHILAGANAN
0190-060-178 | 50582 | 0190-ENG-PSA-LTG-XFRMER02 | PM03 | 305 | 3Y Planned Maintenance Transformer LT2 | 380v Lighting Transformer 02 | A | 0190E011 | 2021-01-13 | 2010-06-24 | PHILAGANAN
0190-060-177 | 50582 | 0190-ENG-PSA-LTG-XFRMER01 | PM03 | 305 | 3Y Planned Maintenance Transformer LT1 | 380v Lighting Transformer 01 | A | 0190E011 | 2021-01-13 | 2010-06-24 | PHILAGANAN
0190-060-176 | 50581 | 0190-ENG-PSB-H08-XFRMER08 | PM03 | 305 | 3Y Planned Maintenance Transformer T8 | 1.5MVA Power Transformer T8.2 | A | 0190E011 | 2021-01-13 | 2010-06-24 | PHILAGANAN
0190-060-175 | 50581 | 0190-ENG-PSB-H07-XFRMER07 | PM03 | 305 | 3Y Planned Maintenance Transformer T7 | 1.5MVA Power Transformer T7.2 | A | 0190E011 | 2021-01-13 | 2010-06-24 | PHILAGANAN
0190-060-174 | 50581 | 0190-ENG-PSA-H06-XFRMER061 | PM03 | 305 | 3Y Planned Maintenance Transformer T6 | 2.5MVA Power Transformer T6.2 | A | 0190E011 | 2021-01-13 | 2010-06-24 | PHILAGANAN
0190-060-173 | 50581 | 0190-ENG-PSA-H05-XFRMER051 | PM03 | 305 | 3Y Planned Maintenance Transformer T5 | 2.5MVA Power Transformer T5.2 | A | 0190E011 | 2021-01-13 | 2010-06-24 | PHILAGANAN
0190-060-173 | 50581 | 0190-ENG-PSA-H06-XFRMER061 | PM03 | 305 | 3Y Planned Maintenance Transformer T5 | 2.5MVA Power Transformer T6.2 | A | 0190E011 | 2021-01-13 | 2019-05-27 | PHILAGANAN
0190-060-172 | 50581 | 0190-ENG-PSA-H04-XFRMER041 | PM03 | 305 | 3Y Planned Maintenance Transformer T4 | 2.5MVA Power Transformer T4.2 | A | 0190E011 | 2021-01-13 | 2010-06-24 | PHILAGANAN
0190-060-171 | 50581 | 0190-ENG-PSA-H03-XFRMER031 | PM03 | 305 | 3Y Planned Maintenance Transformer T3 | 2.5MVA Power Transformer T3.2 | A | 0190E011 | 2021-01-13 | 2010-06-24 | PHILAGANAN
0190-060-170 | 50581 | 0190-ENG-PSA-H02-XFRMER021 | PM03 | 305 | 3Y Planned Maintenance Transformer T2 | 2.5MVA Power Transformer T2.2 | A | 0190E011 | 2021-01-13 | 2010-06-24 | PHILAGANAN
0190-060-169 | 50581 | 0190-ENG-PSA-H01-XFRMER01 | PM03 | 305 | 3Y Planned Maintenance Transformer T1 | 1.5MVA Power Transformer 34.5kv T1.2 | A | 0190E011 | 2021-01-13 | 2010-06-24 | PHILAGANAN
0190-060-169 | 50581 | 0190-ENG-PSA-H02-XFRMER021 | PM03 | 305 | 3Y Planned Maintenance Transformer T1 | 2.5MVA Power Transformer T2.2 | A | 0190E011 | 2021-01-13 | 2019-05-27 | PHILAGANAN
0190-060-168 | 50579 | 0190-ENG-PSB-H08-MVSZS208 | PM03 | 305 | 3Y Planned Maintenance H8.2 MVS | MVS Unigear ZS2 Vacuum CB H8.2 | A | 0190E011 | 2021-01-13 | 2010-06-24 | PHILAGANAN
0190-060-167 | 50579 | 0190-ENG-PSB-H07-MVSZS207 | PM03 | 305 | 3Y Planned Maintenance H7.2 MVS | MVS Unigear ZS2 Vacuum CB H7.2 | A | 0190E011 | 2021-01-13 | 2010-06-24 | PHILAGANAN
0190-060-166 | 50579 | 0190-ENG-PSA-H06-MVSSF607 | PM03 | 305 | 3Y Planned Maintenance H6.2A MVS | MVS Sulphur Hexaflouride CB Sf6 H6.2a | B | 0190E011 | 2021-01-13 | 2010-06-24 | PHILAGANAN
0190-060-165 | 50579 | 0190-ENG-PSA-H06-MVSSF606 | PM03 | 305 | 3Y Planned Maintenance H6.2 MVS | MVS Sulphur Hexaflouride CB Sf6 H6.2 | A | 0190E011 | 2021-01-13 | 2010-06-24 | PHILAGANAN
0190-060-164 | 50579 | 0190-ENG-PSA-H05-MVSSF601 | PM03 | 305 | 3Y Planned Maintenance H5.2A MVS | MVS Sulphur Hexaflouride CB Sf6 H5.2a | A | 0190E009 | 2021-01-13 | 2010-06-24 | PHILAGANAN
0190-060-163 | 50579 | 0190-ENG-PSA-H05-MVSSF602 | PM03 | 305 | 3Y Planned Maintenance H5.2 MVS | MVS Sulphur Hexaflouride CB SF6 H5.2 | C | 0190E011 | 2021-01-13 | 2010-06-24 | PHILAGANAN
0190-060-162 | 50579 | 0190-ENG-PSA-H04-MVSACB04 | PM03 | 305 | 3Y Planned Maintenance H4.2 MVS | MVS Air Circuit Breaker H4.2 | A | 0190E011 | 2021-01-13 | 2010-06-24 | PHILAGANAN
0190-060-161 | 50579 | 0190-ENG-PSA-H03-MVSSF603 | PM03 | 305 | 3Y Planned Maintenance H3.2 MVS | MVS Sulphur Hexaflouride CB Sf6 H3.2 | A | 0190E011 | 2021-01-13 | 2010-06-24 | PHILAGANAN
0190-060-160 | 50579 | 0190-ENG-PSA-H02-OILBRK02 | PM03 | 305 | 3Y Planned Maintenance H2.2 MVS | MVS Oil Circuit Breaker H2.2 | A | 0190E009 | 2021-01-13 | 2010-06-24 | PHILAGANAN
0190-060-159 | 50579 | 0190-ENG-PSA-H01-OILBRK02 | PM03 | 305 | 3Y Planned Maintenance H1.2 MVS | MVS Vacuum Circuit Breaker H1.2 | A | 0190E011 | 2021-01-13 | 2010-06-24 | PHILAGANAN
0190-060-158 | 50579 | 0190-ENG-PSA-H00-MVSSF601 | PM03 | 305 | 3Y Planned Maintenance H0.2 MVS | MVS Main Vacuum CB H0.2 - Cepalco | A | 0190E011 | 2021-01-13 | 2010-06-24 | PHILAGANAN
0190-060-157 | 50697 | 0190-ENG-PPT-GPS-BATBAN01 | PM03 | 307 | 4W Inspection PPT Substation Battry Bank | 48 Vdc Battery Bank | C | 0190E011 | 2021-01-13 | 2011-12-10 | PHILAGANAN
0190-060-157 | 34141 | 0190-ENG-PPT-GPS-BREKER01 | PM03 | 307 | 4W Inspection PPT MVS H0.1 | Medium Voltage Switchgear, SF6, H0.1 | A | 0190E011 | 2021-01-13 | 2008-08-27 | PHILAGANAN
0190-060-157 | 34141 | 0190-ENG-PPT-GPS-BREKER02 | PM03 | 307 | 4W Inspection PPT MVS H1.1 | Medium Voltage Switchgear, SF6, H1.1 | B | 0190E011 | 2021-01-13 | 2008-08-27 | PHILAGANAN
0190-060-157 | 34141 | 0190-ENG-PPT-GPS-BREKER03 | PM03 | 307 | 4W Inspection PPT MVS H2/3 | Medium Voltage Switchgear, SF6, H2/3.1 | B | 0190E011 | 2021-01-13 | 2008-08-27 | PHILAGANAN
0190-060-157 | 34141 | 0190-ENG-PPT-GPS-BREKER04 | PM03 | 307 | 4W Inspection PPT MVS H4.1 | Medium Voltage Switchgear, SF6, H4.1 | B | 0190E011 | 2021-01-13 | 2008-08-27 | PHILAGANAN
0190-060-157 | 34141 | 0190-ENG-PPT-GPS-BREKER05 | PM03 | 307 | 4W Inspection PPT MVS H5.1 | Medium Voltage Switchgear, SF6, H5.1 | B | 0190E011 | 2021-01-13 | 2008-08-27 | PHILAGANAN
0190-060-157 | 34141 | 0190-ENG-PPT-GPS-BREKER06 | PM03 | 307 | 4W Inspection PPT MVS H6.1 | Medium Voltage Switchgear, Aux, H6.1 | A | 0190E011 | 2021-01-13 | 2011-02-05 | PHILAGANAN
0190-060-157 | 34141 | 0190-ENG-PPT-GPS-BREKER07 | PM03 | 307 | 4W Inspection PPT MVS H7.1 | MVS Unigear ZS2 Vacuum CB H7.1 | B | 0190E009 | 2021-01-13 | 2021-01-06 | PHILAGANAN
0190-060-157 | 34141 | 0190-ENG-PPT-GPS-BREKER08 | PM03 | 307 | 4W Inspection PPT MVS H8.1 | MVS Unigear ZS2 Vacuum CB H8.1 | B | 0190E009 | 2021-01-13 | 2021-01-06 | PHILAGANAN
0190-060-157 | 61081 | 0190-ENG-PPT-GPS-OUTSUB01 | PM03 | 307 | 4W Inspection PPT Outdoor Substation | Outdoor Substation Room | B | 0190E011 | 2021-01-13 | 2011-12-10 | PHILAGANAN
0190-060-156 | 34162 | 0190-ENG-PSA-H02-XFRMER021 | PM03 | 307 | 4W Inspection PSA Transformers T2 | 2.5MVA Power Transformer T2.2 | A | 0190E011 | 2021-09-03 | 2019-05-27 | PHILAGANAN
0190-060-156 | 34162 | 0190-ENG-PSA-H03-XFRMER031 | PM03 | 307 | 4W Inspection PSA Transformer T3 | 2.5MVA Power Transformer T3.2 | A | 0190E011 | 2021-09-03 | 2012-01-13 | PHILAGANAN
0190-060-156 | 34162 | 0190-ENG-PSA-H04-XFRMER041 | PM03 | 307 | 4W Inspection PSA Transformers T4 | 2.5MVA Power Transformer T4.2 | A | 0190E011 | 2021-09-03 | 2019-05-29 | PHILAGANAN
0190-060-156 | 34162 | 0190-ENG-PSA-H05-XFRMER051 | PM03 | 307 | 4W Inspection PSA Transformer T5 | 2.5MVA Power Transformer T5.2 | A | 0190E011 | 2021-09-03 | 2012-01-13 | PHILAGANAN
0190-060-156 | 34162 | 0190-ENG-PSA-H06-XFRMER061 | PM03 | 307 | 4W Inspection PSA Transformers T6 | 2.5MVA Power Transformer T6.2 | A | 0190E011 | 2021-09-03 | 2019-05-29 | PHILAGANAN
0190-060-155 | 60553 | 0190-ENG-PSB-H07-CAPATR07 | PM03 | 307 | 4W Inspection Substation B Cpctor Bnk07 | Capacitor Bank 07 | B | 0190E011 | 2021-01-13 | 2008-08-27 | PHILAGANAN
0190-060-155 | 60553 | 0190-ENG-PSB-H08-CAPATR08 | PM03 | 307 | 4W Inspection Substation B Cpctor Bnk08 | Capacitor Bank 08 | B | 0190E011 | 2021-01-13 | 2012-01-12 | PHILAGANAN
0190-060-154 | 34143 | 0190-ENG-PSA-H02-CAPATR02 | PM03 | 307 | 4W Inspection PSA Capacitor Bank02 | Capacitor Bank 02 | B | 0190E011 | 2021-09-03 | 2012-01-13 | PHILAGANAN
0190-060-154 | 34143 | 0190-ENG-PSA-H03-CAPATR03 | PM03 | 307 | 4W Inspection PSA Capacitor Bank03 | Capacitor Bank 03 | B | 0190E011 | 2021-09-03 | 2012-01-13 | PHILAGANAN
0190-060-154 | 34143 | 0190-ENG-PSA-H04-CAPATR04 | PM03 | 307 | 4W Inspection PSA Capacitor Bank04 | Capacitor Bank 04 | B | 0190E011 | 2021-09-03 | 2012-01-13 | PHILAGANAN
0190-060-154 | 34143 | 0190-ENG-PSA-H05-CAPATR05 | PM03 | 307 | 4W Inspection PSA Capacitor Bank05 | Capacitor Bank 05 | B | 0190E011 | 2021-09-03 | 2012-01-13 | PHILAGANAN
0190-060-154 | 34143 | 0190-ENG-PSA-H06-CAPATR06 | PM03 | 307 | 4W Inspection PSA Capacitor Bank06 | Capacitor Bank 06 | B | 0190E011 | 2021-09-03 | 2012-01-13 | PHILAGANAN
0190-060-153 | 34142 | 0190-ENG-PSB-H07-LVS07 | PM03 | 307 | 4W Inspection Substation B LVS 07 | LVS7, 440VAC, ACB, 3ph, 60Hz, ABB | A | 0190E009 | 2021-01-13 | 2008-08-27 | PHILAGANAN
0190-060-153 | 34142 | 0190-ENG-PSB-H08-LVS08 | PM03 | 307 | 4W Inspection Substation B LVS 08 | LVS8 440VAC, ACB, 3ph, 60Hz. ABB | A | 0190E011 | 2021-01-13 | 2012-01-12 | PHILAGANAN
0190-060-152 | 34142 | 0190-ENG-PSA-H02-LVS02 | PM03 | 307 | 4W Inspection PSA LVS02 | LVS 02 ACB 440vac 3ph 60hz | A | 0190E011 | 2021-09-03 | 2012-01-13 | PHILAGANAN
0190-060-152 | 34142 | 0190-ENG-PSA-H03-LVS03 | PM03 | 307 | 4W Inspection PSA LVS03 | LVS 03 ACB 440vac 3ph 60hz | A | 0190E011 | 2021-09-03 | 2012-01-13 | PHILAGANAN
0190-060-152 | 34142 | 0190-ENG-PSA-H04-LVS04 | PM03 | 307 | 4W Inspection PSA LVS04 | LVS 04 ACB 440vac 3ph 60hz | A | 0190E011 | 2021-09-03 | 2012-01-13 | PHILAGANAN
0190-060-152 | 34142 | 0190-ENG-PSA-H05-LVS05 | PM03 | 307 | 4W Inspection PSA LVS05 | LVS 05 ACB 440vac 3ph 60hz | A | 0190E011 | 2021-09-03 | 2012-01-13 | PHILAGANAN
0190-060-152 | 34142 | 0190-ENG-PSA-H06-LVS06 | PM03 | 307 | 4W Inspection PSA LVS06 | LVS 06 ACB 440vac 3ph 60hz | A | 0190E011 | 2021-09-03 | 2012-01-13 | PHILAGANAN
0190-060-151 | 34141 | 0190-ENG-PSB-H07-MVSZS207 | PM03 | 307 | 4W Inspection Substation B MVS07 | MVS Unigear ZS2 Vacuum CB H7.2 | A | 0190E011 | 2021-01-13 | 2008-08-27 | PHILAGANAN
0190-060-151 | 34141 | 0190-ENG-PSB-H08-MVSZS208 | PM03 | 307 | 4W Inspection Substation B MVS08 | MVS Unigear ZS2 Vacuum CB H8.2 | A | 0190E011 | 2021-01-13 | 2012-01-12 | PHILAGANAN
0190-060-150 | 34141 | 0190-ENG-PSA-H00-MVSSF601 | PM03 | 307 | 4W Inspection PSA MVS H0.2 | MVS Main Vacuum CB H0.2 - Cepalco | A | 0190E011 | 2021-01-13 | 2008-08-27 | PHILAGANAN
0190-060-150 | 49550 | 0190-ENG-PSA-H01-OILBRK02 | PM03 | 307 | 4W Inspection PSA MVS H1.2 | MVS Vacuum Circuit Breaker H1.2 | A | 0190E011 | 2021-01-13 | 2012-01-13 | PHILAGANAN
0190-060-150 | 34141 | 0190-ENG-PSA-H02-OILBRK02 | PM03 | 307 | 4W Inspection PSA MVS H2.2 | MVS Oil Circuit Breaker H2.2 | A | 0190E011 | 2021-01-13 | 2012-01-13 | PHILAGANAN
0190-060-150 | 34141 | 0190-ENG-PSA-H03-MVSSF603 | PM03 | 307 | 4W Inspection PSA MVS H3.2 | MVS Sulphur Hexaflouride CB Sf6 H3.2 | A | 0190E011 | 2021-01-13 | 2012-01-13 | PHILAGANAN
0190-060-150 | 34141 | 0190-ENG-PSA-H04-MVSACB04 | PM03 | 307 | 4W Inspection PSA MVS H4.2 | MVS Air Circuit Breaker H4.2 | A | 0190E011 | 2021-01-13 | 2012-01-13 | PHILAGANAN
0190-060-150 | 34141 | 0190-ENG-PSA-H05-MVSSF601 | PM03 | 307 | 4W Inspection PSA MVS H5.2A | MVS Sulphur Hexaflouride CB Sf6 H5.2a | A | 0190E011 | 2021-01-13 | 2012-01-13 | PHILAGANAN
0190-060-150 | 34141 | 0190-ENG-PSA-H05-MVSSF602 | PM03 | 307 | 4W Inspection PSA MVS H5.2 | MVS Sulphur Hexaflouride CB SF6 H5.2 | C | 0190E011 | 2021-01-13 | 2012-01-13 | PHILAGANAN
0190-060-150 | 34141 | 0190-ENG-PSA-H06-MVSSF606 | PM03 | 307 | 4W Inspection PSA MVS H6.2 | MVS Sulphur Hexaflouride CB Sf6 H6.2 | A | 0190E011 | 2021-01-13 | 2012-01-13 | PHILAGANAN
0190-060-150 | 34141 | 0190-ENG-PSA-H06-MVSSF607 | PM03 | 307 | 4W Inspection PSA MVS H6.2A | MVS Sulphur Hexaflouride CB Sf6 H6.2a | B | 0190E011 | 2021-01-13 | 2012-01-13 | PHILAGANAN
0190-060-149 | 45801 | 0190-ENG-PPT-GN7-CTRPNL01 | PM03 | 302 | 26W Thermal Scan G7 Control Panel | Mobile GenSet 01 Control Panel | B | 0190E009 | 2021-01-13 | 2014-05-19 | PHILAGANAN
0190-060-149 | 45801 | 0190-ENG-PPT-GN8-CTRPNL01 | PM03 | 302 | 26W Thermal Scan G8 Control Panel | Mobile GenSet 02 Control Panel | B | 0190E009 | 2021-01-13 | 2014-05-19 | PHILAGANAN
0190-060-148 | 61148 | 0190-ENG-PPT-GN7-FULLIN01 | PM03 | 307 | 4W Inspection G7 Fuel Lines | Mobile GenSet 01 Fuel And Oil Lines | B | 0190E009 | 2021-01-13 | 2014-05-19 | PHILAGANAN
0190-060-148 | 61148 | 0190-ENG-PPT-GN8-FULLIN01 | PM03 | 307 | 4W Inspection G8 Fuel Lines | Mobile GenSet 02 Fule and Oil Lines | B | 0190E009 | 2021-01-13 | 2014-05-19 | PHILAGANAN
0190-060-147 | 52440 | 0190-ENG-IGG-N2A-N2GEN05 | PM03 | 305 | 13W Planned Maintenance N2 Gen05 | N2 Generator No. 5 | A | 0190E009 | 2021-01-13 | 2014-05-19 | PHILAGANAN
0190-060-146 | 52440 | 0190-ENG-IGG-N2A-N2GEN04 | PM03 | 305 | 13W Planned Maintenance N2 Gen04 | N2 Generator No. 4 | A | 0190E009 | 2021-01-13 | 2014-05-19 | PHILAGANAN
0190-060-145 | 33282 | 0190-COF-PRO-RST-FUELTNK-FULTNK01 | PM03 | 305 | 52W Planned Maintenance Roaster Daytank | Roaster 1 and 2 Fuel Tank | A | 0190E017 | 2021-01-13 | 2012-12-21 | PHILAGANAN
0190-060-144 | 55507 | 0190-WST-PPT-GN5-ENGINE001 | PM03 | 305 | 6M Planned Maintenance G5 Charge Air | Wartsila Generator Engine | A | 0190E009 | 2020-12-14 | 2011-01-15 | PHILAGANAN
0190-060-143 | 51721 | 0190-ENG-PPT-FSF-FLSTNK01 | PM03 | 307 | 1Y Planned Maintenance Diesel Flush Tank | Diesel Flushing Tank | A | 0190E009 | 2021-01-13 | 2010-09-16 | PHILAGANAN
0190-060-142 | 57845 | 0190-ENG-PPT-FSF-FLSTNK01 | PM03 | 307 | 13W Inspection Diesel Flush Tank | Diesel Flushing Tank | A | 0190E009 | 2021-01-13 | 2010-09-16 | PHILAGANAN
0190-060-141 | 49573 | 0190-ENG-PPT-FSF-OILTNK02 | PM03 | 307 | 3M Inspection Used Oil Tank | Used Oil Tank | B | 0190E009 | 2021-01-13 | 2010-09-16 | PHILAGANAN
0190-060-140 | 51720 | 0190-ENG-PPT-FSF-OILTNK02 | PM03 | 305 | 1Y Planned Maintenance Used Oil Tank | Used Oil Tank | B | 0190E009 | 2021-01-13 | 2010-09-16 | PHILAGANAN
0190-060-139 | 51719 | 0190-ENG-PPT-FSF-SLUTNK01 | PM03 | 305 | 1Y Planned Maintenance Sludge Tank | Sludge Tank | B | 0190E009 | 2021-01-13 | 2010-09-16 | PHILAGANAN
0190-060-138 | 57845 | 0190-ENG-PPT-FSF-MIXTNK01 | PM03 | 307 | 3M Inspection Diesel Clarification Tank | Mixed Tank | C | 0190E009 | 2021-01-13 | 2010-09-16 | PHILAGANAN
0190-060-137 | 51718 | 0190-ENG-PPT-FSF-MIXTNK01 | PM03 | 305 | 1Y Plnd Maintenance Dsl Clrifcation Syst | Mixed Tank | C | 0190E009 | 2021-01-13 | 2010-09-16 | PHILAGANAN
0190-060-136 | 51718 | 0190-ENG-PPT-FSF-DFDTNK01 | PM03 | 305 | 1Y Planned Maintenance Diesel DayTank | Diesel Day Tank | A | 0190E009 | 2021-01-13 | 2010-09-16 | PHILAGANAN
0190-060-135 | 51661 | 0190-ENG-PPT-GN3-ENGINE01 | PM03 | 305 | 500RH Planned Maintenance G3 Engine | GenSet 03 Engine Unit | B | 0190E009 | 2021-04-06 | 2010-09-13 | PHILAGANAN
0190-060-134 | 59327 | 0190-ENG-PPT-GN2-ENGINE01 | PM03 | 305 | 500RH Planned Maintenance G2 Engine | GenSet 02 Engine Unit | B | 0190E009 | 2021-04-06 | 2010-09-10 | PHILAGANAN
0190-060-133 | 57845 | 0190-ENG-PPT-FSF-DFDTNK01 | PM03 | 307 | 13W Inspection Diesel DayTank | Diesel Day Tank | A | 0190E011 | 2021-01-13 | 2010-09-09 | PHILAGANAN
0190-060-132 | 51616 | 0190-COF-PRO-RST-FUELTNK-FULTNK01 | PM03 | 307 | 13W Planned Maint Roaster Day Tank | Roaster 1 and 2 Fuel Tank | A | 0190E011 | 2021-03-31 | 2010-09-09 | PHILAGANAN
0190-060-131 | 51616 | 0190-ENG-STM-FHF-JTTANK01 | PM03 | 307 | 13W Planned Maint JTB Fuel Day Tank | JT Boilers Fuel DayTank | C | 0190E011 | 2021-01-13 | 2010-09-06 | PHILAGANAN
0190-060-130 | 51616 | 0190-ENG-STM-FHF-DAYTNK01 | PM03 | 307 | 13W Planned Maint AFBB/Lurgi Daytnk | Fuel Oil Day Tank 1 Bhse No 1 | C | 0190E011 | 2021-01-13 | 2010-09-06 | PHILAGANAN
0190-060-129 | 49570 | 0190-MLK-PRO-AHB-FHTSTN01 | PM03 | 307 | 13W Planned Maint MAH Fuel Day Tank | Milk Fuel Heating Station | C | 0190E011 | 2021-03-31 | 2010-09-06 | PHILAGANAN
0190-060-128 | 51616 | 0190-ENG-STM-FHF-CPBTNK03 | PM03 | 307 | 13W Planned Maint CAH Fuel Day Tank | Coffee Air Heater Daytank | C | 0190E011 | 2021-03-31 | 2010-09-06 | PHILAGANAN
0190-060-127 | 51209 | 0190-WST-PPT-GN5-ENGINE001 | PM03 | 302 | 2W Vibration Analysis G5 Genset | Wartsila Generator Engine | A | 0190E009 | 2021-01-13 | 2010-08-10 | PHILAGANAN
0190-060-126 | 51209 | 0190-ENG-PPT-GN4-ENGINE01 | PM03 | 302 | 8W Vibration Analysis G4 Engine | GenSet 04 Engine Unit | B | 0190E009 | 2021-01-13 | 2010-08-10 | PHILAGANAN
0190-060-126 | 51209 | 0190-ENG-PPT-GN4-TURCHR01 | PM03 | 302 | 8W Vibration Analysis G4 Turbocharger | Turbo Charger Set | B | 0190E009 | 2021-01-13 | 2011-12-08 | PHILAGANAN
0190-060-125 | 51209 | 0190-ENG-PPT-GN3-ENGINE01 | PM03 | 302 | 8W Vibration Analysis G3 Engine | GenSet 03 Engine Unit | B | 0190E009 | 2021-01-13 | 2010-08-10 | PHILAGANAN
0190-060-124 | 51209 | 0190-ENG-PPT-GN2-ENGINE01 | PM03 | 302 | 8W Vibration Analysis G2 Engine | GenSet 02 Engine Unit | B | 0190E009 | 2021-01-13 | 2010-08-10 | PHILAGANAN
0190-060-123 | 51209 | 0190-ENG-PPT-GN1-ENGINE01 | PM03 | 302 | 8W Vibration Analysis G1 Engine | GenSet 01 Engine Unit | B | 0190E009 | 2021-01-13 | 2010-08-10 | PHILAGANAN
0190-060-123 | 51209 | 0190-ENG-PPT-GN1-TURCHR01 | PM03 | 302 | 8W Vibration Analysis G1 Turbocharger | Turbo Charger Set | B | 0190E009 | 2021-01-13 | 2011-12-08 | PHILAGANAN
0190-060-122 | 33160 | 0190-WST-PPT-GN5-ENGINE001 | PM03 | 305 | 12000RH Planned Maintenance G5 Engine | Wartsila Generator Engine | A | 0190E009 | 2021-01-13 | 2010-04-23 | PHILAGANAN
0190-060-121 | 45540 | 0190-WST-PPT-GN5-ENGINE001 | PM03 | 305 | 8000RH Planned Maintenance G5 Engine | Wartsila Generator Engine | A | 0190E009 | 2020-12-14 | 2009-11-07 | PHILAGANAN
0190-060-120 | 58717 | 0190-WST-PPT-GN5-INSAIR01 | PM03 | 305 | 4000H Planned Maintenance G5 InsAir | Wartsila Generator Instrument Air | C | 0190E009 | 2021-01-13 | 2009-11-03 | PHILAGANAN
0190-060-119 | 45808 | 0190-WST-PPT-GN5-HFOSEP02 | PM03 | 305 | 2M Planned Maintenance G5 HFO Sep02 | Wartsila Heavy Oil Separator 02 | C | 0190E009 | 2021-01-13 | 2009-10-29 | PHILAGANAN
0190-060-118 | 45808 | 0190-WST-PPT-GN5-HFOSEP01 | PM03 | 305 | 2M Planned Maintenance G5 HFOSep01 | Wartsila Heavy Oil Separator 01 | C | 0190E009 | 2021-01-13 | 2009-10-29 | PHILAGANAN
0190-060-117 | 45807 | 0190-WST-PPT-GN5-OILSEP | PM03 | 305 | 1M Planned Maintenance G5 Oil Separator | Wartsila Lube Oil Separator 01 | C | 0190E009 | 2021-01-13 | 2009-10-29 | PHILAGANAN
0190-060-116 | 45670 | 0190-ENG-PPT-FHF-FULPMP03 | PM03 | 305 | 2Y Planned Maintenance FHF Transferpmp03 | Coffee Air Heater LSFO Transfer Pump | C | 0190E009 | 2021-01-13 | 2009-10-29 | PHILAGANAN
0190-060-115 | 45670 | 0190-ENG-PPT-FHF-FULPMP04 | PM03 | 305 | 104W Planned Maintenance FHF Pump 04 | Spare JT and AFBB LSFO Transfer Pump | C | 0190E009 | 2021-03-19 | 2009-10-29 | PHILAGANAN
0190-060-114 | 60852 | 0190-WST-PPT-GN5-HFOSEP01 | PM03 | 305 | 8000RH Planned Maintenance G5 HFOSep01 | Wartsila Heavy Oil Separator 01 | C | 0190E009 | 2020-12-14 | 2009-10-21 | PHILAGANAN
0190-060-113 | 60850 | 0190-WST-PPT-GN5-HFOSEP01 | PM03 | 307 | 1M Inspection HFO Separator 1 | Wartsila Heavy Oil Separator 01 | C | 0190E009 | 2021-01-13 | 2009-10-21 | PHILAGANAN
0190-060-113 | 60850 | 0190-WST-PPT-GN5-HFOSEP02 | PM03 | 307 | 1M Inspection HFO Separator 2 | Wartsila Heavy Oil Separator 02 | C | 0190E009 | 2021-01-13 | 2011-12-08 | PHILAGANAN
0190-060-112 | 60852 | 0190-WST-PPT-GN5-HFOSEP02 | PM03 | 307 | 8000RH Planned Maintenance G5 HFOSep02 | Wartsila Heavy Oil Separator 02 | C | 0190E009 | 2020-12-14 | 2009-10-21 | PHILAGANAN
0190-060-111 | 63310 | 0190-WST-PPT-GN5-ENGINE001 | PM03 | 305 | 8000RH Planned EI Maintenance G5 Engine | Wartsila Generator Engine | A | 0190E009 | 2021-01-13 | 2009-10-20 | PHILAGANAN
0190-060-110 | 49560 | 0190-ENG-CAF-AIR-FCLTY | PM03 | 307 | 52W Compress Air Quality Test | Compress Air Facility | C | 0190E009 | 2021-01-13 | 2010-04-15 | PHILAGANAN
0190-060-109 | 33357 | 0190-WST-CAF-AIR-AIRCOM03 | PM03 | 305 | 8000RH Planned Maintenance AirCom03 | Air Compressor No 3 GA110 | C | 0190E009 | 2021-01-13 | 2009-10-20 | PHILAGANAN
0190-060-108 | 401416 | 0190-ENG-IGG-N2A-ADR01 | PM03 | 307 | 13W Inspection Air Dryer 1 Line Filters | N2 Air Dryer No. 1 | A | 0190E009 | 2021-01-13 | 2009-10-16 | PHILAGANAN
0190-060-107 | 45602 | 0190-ENG-IGG-N2A-ADR01 | PM03 | 305 | 240W Planned Maintenance N2 AirDryer01 | N2 Air Dryer No. 1 | A | 0190E009 | 2021-01-13 | 2009-10-16 | PHILAGANAN
0190-060-106 | 45601 | 0190-ENG-IGG-N2A-ADR01 | PM03 | 305 | 192W Planned Maintenance N2 AirDryer01 | N2 Air Dryer No. 1 | A | 0190E009 | 2021-01-13 | 2008-06-30 | PHILAGANAN
0190-060-105 | 45600 | 0190-ENG-IGG-N2A-ADR01 | PM03 | 305 | 144W Planned Maintenance N2 AirDryer01 | N2 Air Dryer No. 1 | A | 0190E009 | 2021-01-13 | 2008-06-30 | PHILAGANAN
0190-060-104 | 45599 | 0190-ENG-IGG-N2A-ADR01 | PM03 | 305 | 120W Planned Maintenance N2 AirDryer01 | N2 Air Dryer No. 1 | A | 0190E009 | 2021-01-13 | 2008-06-28 | PHILAGANAN
0190-060-103 | 45598 | 0190-ENG-IGG-N2A-ADR01 | PM03 | 305 | 104W Planned Maintenance N2 AirDryer01 | N2 Air Dryer No. 1 | A | 0190E009 | 2021-01-13 | 2008-06-28 | PHILAGANAN
0190-060-102 | 45597 | 0190-ENG-IGG-N2A-ADR01 | PM03 | 305 | 52W Planned Maintenance N2 AirDryer01 | N2 Air Dryer No. 1 | A | 0190E009 | 2021-01-13 | 2008-06-28 | PHILAGANAN
0190-060-101 | 100 | 0190-MLK-PRO-AHB-COMMON | PM03 | 304 | 1W MAHB PLANNED MAINTENANCE | Milks Air Heater B Common | C | 0190E011 | 2011-05-04 | 2008-06-28 | PHFUTALARA
0190-060-100 | 45596 | 0190-ENG-IGG-N2A-N2GEN03 | PM03 | 305 | 40000RH Planned Maintenance N2 Gen03 | N2 Generator No. 3 | A | 0190E009 | 2021-01-13 | 2008-06-28 | PHILAGANAN
0190-060-099 | 45595 | 0190-ENG-IGG-N2A-N2GEN03 | PM03 | 305 | 32000RH Planned Maintenance N2 Gen03 | N2 Generator No. 3 | A | 0190E009 | 2021-01-13 | 2009-10-17 | PHILAGANAN
0190-060-098 | 45594 | 0190-ENG-IGG-N2A-N2GEN03 | PM03 | 305 | 24000RH Planned Maintenance N2 Gen03 | N2 Generator No. 3 | A | 0190E009 | 2021-01-13 | 2009-10-17 | PHILAGANAN
0190-060-097 | 45593 | 0190-ENG-IGG-N2A-N2GEN03 | PM03 | 305 | 16000RH Planned Maintenance N2 Gen03 | N2 Generator No. 3 | A | 0190E009 | 2021-01-13 | 2009-10-17 | PHILAGANAN
0190-060-096 | 45592 | 0190-ENG-IGG-N2A-N2GEN03 | PM03 | 305 | 8000RH Planned Maintenance N2 Gen03 | N2 Generator No. 3 | A | 0190E009 | 2021-01-13 | 2009-10-17 | PHILAGANAN
0190-060-095 | 45596 | 0190-ENG-IGG-N2A-N2GEN02 | PM03 | 305 | 40000RH Planned Maintenance N2 Gen02 | N2 Generator No. 2 | A | 0190E009 | 2021-01-13 | 2009-10-17 | PHILAGANAN
0190-060-094 | 45595 | 0190-ENG-IGG-N2A-N2GEN02 | PM03 | 305 | 32000RH Planned Maintenance N2 Gen02 | N2 Generator No. 2 | A | 0190E009 | 2021-01-13 | 2009-10-17 | PHILAGANAN
0190-060-093 | 45594 | 0190-ENG-IGG-N2A-N2GEN02 | PM03 | 305 | 24000RH Planned Maintenance N2 Gen02 | N2 Generator No. 2 | A | 0190E009 | 2021-01-13 | 2009-10-17 | PHILAGANAN
0190-060-092 | 45593 | 0190-ENG-IGG-N2A-N2GEN02 | PM03 | 305 | 16000RH Planned Maintenance N2 Gen02 | N2 Generator No. 2 | A | 0190E009 | 2021-01-13 | 2009-10-17 | PHILAGANAN
0190-060-091 | 45592 | 0190-ENG-IGG-N2A-N2GEN02 | PM03 | 305 | 8000RH Planned Maintenance N2 Gen02 | N2 Generator No. 2 | A | 0190E009 | 2021-01-13 | 2009-10-17 | PHILAGANAN
0190-060-090 | 45596 | 0190-ENG-IGG-N2A-N2GEN01 | PM03 | 305 | 40000RH Planned Maintenance N2 Gen01 | N2 Generator No. 1 | A | 0190E009 | 2021-01-13 | 2009-10-17 | PHILAGANAN
0190-060-089 | 45595 | 0190-ENG-IGG-N2A-N2GEN01 | PM03 | 305 | 32000RH Planned Maintenance N2 Gen01 | N2 Generator No. 1 | A | 0190E009 | 2021-01-13 | 2009-10-17 | PHILAGANAN
0190-060-088 | 45594 | 0190-ENG-IGG-N2A-N2GEN01 | PM03 | 305 | 24000RH Planned Maintenance N2 Gen01 | N2 Generator No. 1 | A | 0190E009 | 2021-01-13 | 2009-10-17 | PHILAGANAN
0190-060-087 | 45593 | 0190-ENG-IGG-N2A-N2GEN01 | PM03 | 305 | 16000RH Planned Maintenance N2 Gen01 | N2 Generator No. 1 | A | 0190E009 | 2021-01-13 | 2009-10-17 | PHILAGANAN
0190-060-086 | 45592 | 0190-ENG-IGG-N2A-N2GEN01 | PM03 | 305 | 8000RH Planned Maintenance N2 Gen01 | N2 Generator No. 1 | A | 0190E009 | 2021-01-13 | 2009-10-17 | PHILAGANAN
0190-060-085 | 33360 | 0190-ENG-IGG-N2A-AIRCOM02 | PM03 | 305 | 24000RH Planned Maintenance N2 AirCom02 | N2 Air Compressor No. 2 | A | 0190E009 | 2021-01-13 | 2009-10-17 | PHILAGANAN
0190-060-084 | 33358 | 0190-ENG-IGG-N2A-AIRCOM02 | PM03 | 305 | 12000RH Planned Maintenance N2 AirCom02 | N2 Air Compressor No. 2 | A | 0190E009 | 2021-01-13 | 2009-10-17 | PHILAGANAN
0190-060-083 | 33355 | 0190-ENG-IGG-N2A-AIRCOM02 | PM03 | 305 | 10000RH Planned Maintenance N2 AirCom02 | N2 Air Compressor No. 2 | A | 0190E009 | 2021-01-13 | 2009-10-17 | PHILAGANAN
0190-060-082 | 33357 | 0190-ENG-IGG-N2A-AIRCOM02 | PM03 | 305 | 8000RH Planned Maintenance N2 AirCom02 | N2 Air Compressor No. 2 | A | 0190E009 | 2021-01-13 | 2009-10-17 | PHILAGANAN
0190-060-081 | 33356 | 0190-ENG-IGG-N2A-AIRCOM02 | PM03 | 305 | 6000RH Planned Maintenance N2 AirCom02 | N2 Air Compressor No. 2 | A | 0190E009 | 2021-11-04 | 2009-10-17 | PHILAGANAN
0190-060-080 | 33362 | 0190-ENG-IGG-N2A-AIRCOM02 | PM03 | 305 | 4000RH Planned Maintenance N2 AirCom02 | N2 Air Compressor No. 2 | A | 0190E009 | 2021-01-13 | 2009-10-17 | PHILAGANAN
0190-060-079 | 33334 | 0190-ENG-IGG-N2A-AIRCOM02 | PM03 | 305 | 2000RH Planned Maintenance N2 AirCom02 | N2 Air Compressor No. 2 | A | 0190E009 | 2021-07-27 | 2009-10-17 | PHILAGANAN
0190-060-078 | 33360 | 0190-ENG-IGG-N2A-AIRCOM01 | PM03 | 305 | 24000RH Planned Maintenance N2 AirCom01 | N2 Air Compressor No. 1 | A | 0190E009 | 2021-01-13 | 2009-10-17 | PHILAGANAN
0190-060-077 | 33358 | 0190-ENG-IGG-N2A-AIRCOM01 | PM03 | 305 | 12000RH Planned Maintenance N2 AirCom01 | N2 Air Compressor No. 1 | A | 0190E009 | 2021-01-13 | 2009-10-17 | PHILAGANAN
0190-060-076 | 33357 | 0190-ENG-IGG-N2A-AIRCOM01 | PM03 | 305 | 8000RH Planned Maintenance N2 AirCom01 | N2 Air Compressor No. 1 | A | 0190E009 | 2021-01-13 | 2009-10-17 | PHILAGANAN
0190-060-075 | 33356 | 0190-ENG-IGG-N2A-AIRCOM01 | PM03 | 305 | 6000RH Planned Maintenance N2 AirCom01 | N2 Air Compressor No. 1 | A | 0190E009 | 2021-11-04 | 2009-10-17 | PHILAGANAN
0190-060-074 | 33335 | 0190-ENG-IGG-N2A-AIRCOM01 | PM03 | 305 | 4000RH Planned Maintenance N2 AirCom01 | N2 Air Compressor No. 1 | A | 0190E009 | 2021-01-13 | 2009-10-17 | PHILAGANAN
0190-060-073 | 33334 | 0190-ENG-IGG-N2A-AIRCOM01 | PM03 | 305 | 2000RH Planned Maintenance N2 Air Com01 | N2 Air Compressor No. 1 | A | 0190E009 | 2021-07-27 | 2009-10-17 | PHILAGANAN
0190-060-072 | 45567 | 0190-ENG-CAF-AIR-FNLFTR08 | PM03 | 307 | 13W Inspection AirCom Linefilter 08 | Final Filter 8 PD520 | C | 0190E009 | 2021-01-13 | 2009-10-17 | PHILAGANAN
0190-060-071 | 45567 | 0190-ENG-CAF-AIR-FNLFTR07 | PM03 | 307 | 13W Inspection AirCom Linefilter 07 | Final Filter 7 K430 | C | 0190E009 | 2021-01-13 | 2009-10-17 | PHILAGANAN
0190-060-070 | 45567 | 0190-ENG-CAF-AIR-FNLFTR06 | PM03 | 307 | 13W Inspection AirCom Linefilter 06 | Final Filter 6 K430 | C | 0190E009 | 2021-01-13 | 2009-10-17 | PHILAGANAN
0190-060-069 | 45567 | 0190-ENG-CAF-AIR-FNLFTR05 | PM03 | 307 | 13W Inspection AirCom Linefilter 05 | Final Filter 5 PD520 | C | 0190E009 | 2021-01-13 | 2009-10-17 | PHILAGANAN
0190-060-068 | 45567 | 0190-ENG-CAF-AIR-FNLFTR04 | PM03 | 307 | 13W Inspection AirCom Linefilter 04 | Final Filter 4 PD400 | C | 0190E009 | 2021-01-13 | 2009-10-17 | PHILAGANAN
0190-060-067 | 45567 | 0190-ENG-CAF-AIR-FNLFTR03 | PM03 | 307 | 13W Inspection AirCom Linefilter 03 | Final Filter 3 PD400 | C | 0190E009 | 2021-01-13 | 2009-10-17 | PHILAGANAN
0190-060-066 | 45567 | 0190-ENG-CAF-AIR-FNLFTR02 | PM03 | 307 | 13W Inspection AirCom Linefilter 02 | Final Filter 2 PD400 | C | 0190E009 | 2021-01-13 | 2009-10-17 | PHILAGANAN
0190-060-065 | 45567 | 0190-ENG-CAF-AIR-LNEFLTR11 | PM03 | 307 | 13W Inspection AirCom Linefilter | Line Filter 1 - DD2200+F | B | 0190E009 | 2021-01-14 | 2021-01-14 | PHILAGANAN
0190-060-065 | 45567 | 0190-ENG-CAF-AIR-LNEFLTR12 | PM03 | 307 | 13W Inspection AirCom Linefilter | Line Filter 1 - PD2200+F | B | 0190E009 | 2021-01-14 | 2021-01-14 | PHILAGANAN
0190-060-065 | 45567 | 0190-ENG-CAF-AIR-LNEFLTR21 | PM03 | 307 | 13W Inspection AirCom Linefilter | Line Filter 2 - DD2200+F | B | 0190E009 | 2021-01-14 | 2021-01-14 | PHILAGANAN
0190-060-065 | 45567 | 0190-ENG-CAF-AIR-LNEFLTR22 | PM03 | 307 | 13W Inspection AirCom Linefilter | Line Filter 2 - PD2200+F | B | 0190E009 | 2021-01-14 | 2021-01-14 | PHILAGANAN
0190-060-064 | 69343 | 0190-ENG-CAF-AIR-AFTCOL01 | PM03 | 305 | 1Y Planned Servicing AirCom Aftercooler1 | After Cooler 1 | C | 0190E009 | 2021-01-13 | 2009-10-17 | PHILAGANAN
0190-060-064 | 69343 | 0190-ENG-CAF-AIR-AFTCOL02 | PM03 | 305 | 1Y Planned Servicing AirCom Aftercooler2 | After Cooler 2 | C | 0190E009 | 2021-01-13 | 2012-10-22 | PHILAGANAN
0190-060-064 | 69343 | 0190-ENG-CAF-AIR-AFTCOL03 | PM03 | 305 | 1Y Planned Servicing AirCom Aftercooler3 | After Cooler 3 | C | 0190E009 | 2021-01-13 | 2012-10-22 | PHILAGANAN
0190-060-064 | 69343 | 0190-ENG-CAF-AIR-AFTCOL04 | PM03 | 305 | 1Y Planned Servicing AirCom Aftercooler4 | After Cooler 4 | C | 0190E009 | 2021-01-13 | 2012-10-22 | PHILAGANAN
0190-060-064 | 69343 | 0190-ENG-CAF-AIR-AFTCOL05 | PM03 | 305 | 1Y Planned Servicing AirCom Aftercooler5 | After Cooler 5 | C | 0190E009 | 2021-01-13 | 2012-10-22 | PHILAGANAN
0190-060-064 | 69343 | 0190-ENG-CAF-AIR-AFTCOL06 | PM03 | 305 | 1Y Planned Servicing AirCom Aftercooler6 | After Cooler 6 | C | 0190E009 | 2021-01-13 | 2012-10-22 | PHILAGANAN
0190-060-064 | 69343 | 0190-ENG-CAF-AIR-AFTCOL07 | PM03 | 305 | 1Y Planned Servicing AirCom Aftercooler7 | After Cooler 7 | C | 0190E009 | 2021-01-13 | 2012-10-22 | PHILAGANAN
0190-060-064 | 69343 | 0190-WST-CAF-AIR-AFTCOL08 | PM03 | 305 | 1Y Planned Servicing AirCom Aftercooler8 | After Cooler 8 | C | 0190E009 |  | 2012-10-22
0190-060-063 | 33332 | 0190-ENG-CAF-AIR-ADR09 | PM03 | 305 | 8000RH Planned Maintenance Air Dryer09 | Air Dryer No 9 - FD700 | B | 0190E009 | 2021-01-13 | 2009-10-17 | PHILAGANAN
0190-060-062 | 33332 | 0190-ENG-CAF-AIR-ADR05 | PM03 | 305 | 8000RH Planned Maintenance Air Dryer05 | Air Dryer No 5 - FD380 | C | 0190E009 | 2021-01-13 | 2009-10-17 | PHILAGANAN
0190-060-061 | 33332 | 0190-ENG-CAF-AIR-ADR04 | PM03 | 305 | 8000RH Planned Maintenance Air Dryer04 | Air Dryer No 4 - FD170 | C | 0190E009 | 2021-01-13 | 2009-10-17 | PHILAGANAN
0190-060-060 | 33332 | 0190-ENG-CAF-AIR-ADR03 | PM03 | 305 | 8000RH Planned Maintenance Air Dryer03 | Air Dryer No 3 - FD380 | C | 0190E009 | 2021-01-13 | 2009-10-17 | PHILAGANAN
0190-060-059 | 33332 | 0190-ENG-CAF-AIR-ADR08 | PM03 | 305 | 8000RH Planned Maintenance Air Dryer08 | Air Dryer No 2 - FD610W | B | 0190E009 | 2021-01-13 | 2009-10-17 | PHILAGANAN
0190-060-058 | 33332 | 0190-ENG-CAF-AIR-ADR10 | PM03 | 305 | 8000RH Planned Maintenance Air Dryer07 | Air Dryer No 1 - FD610W | B | 0190E009 | 2021-01-13 | 2009-10-17 | PHILAGANAN
0190-060-057 | 33360 | 0190-WST-CAF-AIR-AIRCOM08 | PM03 | 305 | 24000RH Planned Maintenance AirCom08 | Air Compressor No 8 GA37 | C | 0190E009 | 2020-12-14 | 2009-10-17 | PHILAGANAN
0190-060-056 | 33358 | 0190-WST-CAF-AIR-AIRCOM08 | PM03 | 305 | 12000RH Planned Maintenance AirCom08 | Air Compressor No 8 GA37 | C | 0190E009 | 2020-12-14 | 2009-10-17 | PHILAGANAN
0190-060-055 | 33355 | 0190-WST-CAF-AIR-AIRCOM08 | PM03 | 305 | 10000RH Planned Maintenance AirCom08 | Air Compressor No 8 GA37 | C | 0190E009 | 2020-12-14 | 2009-10-17 | PHILAGANAN
0190-060-054 | 33357 | 0190-WST-CAF-AIR-AIRCOM08 | PM03 | 305 | 8000RH Planned Maintenance AirCom08 | Air Compressor No 8 GA37 | C | 0190E009 | 2020-12-14 | 2009-10-17 | PHILAGANAN
0190-060-053 | 33356 | 0190-WST-CAF-AIR-AIRCOM08 | PM03 | 305 | 6000RH Planned Maintenance AirCom08 | Air Compressor No 8 GA37 | C | 0190E009 | 2020-12-14 | 2009-10-17 | PHILAGANAN
0190-060-052 | 33362 | 0190-WST-CAF-AIR-AIRCOM08 | PM03 | 305 | 4000RH Planned Maintenane AirCom08 | Air Compressor No 8 GA37 | C | 0190E009 | 2021-01-13 | 2009-10-17 | PHILAGANAN
0190-060-051 | 33334 | 0190-WST-CAF-AIR-AIRCOM08 | PM03 | 305 | 2000RH Planned Maintenance AirCom08 | Air Compressor No 8 GA37 | C | 0190E009 | 2021-01-13 | 2009-10-17 | PHILAGANAN
0190-060-050 | 33360 | 0190-WST-CAF-AIR-AIRCOM07 | PM03 | 305 | 24000RH Planned Maintenance AirCom07 | Air Compressor No 7 GA507 | C | 0190E009 | 2020-12-14 | 2009-10-17 | PHILAGANAN
0190-060-049 | 33358 | 0190-WST-CAF-AIR-AIRCOM07 | PM03 | 305 | 12000RH Planned Maintenance AirCom07 | Air Compressor No 7 GA507 | C | 0190E009 | 2020-12-14 | 2009-10-17 | PHILAGANAN
0190-060-048 | 33355 | 0190-WST-CAF-AIR-AIRCOM07 | PM03 | 305 | 10000RH Planned Maintenance AirCom07 | Air Compressor No 7 GA507 | C | 0190E009 | 2020-12-14 | 2009-10-17 | PHILAGANAN
0190-060-047 | 33357 | 0190-WST-CAF-AIR-AIRCOM07 | PM03 | 305 | 8000RH Planned Maintenance AirCom07 | Air Compressor No 7 GA507 | C | 0190E009 | 2020-12-14 | 2009-10-17 | PHILAGANAN
0190-060-046 | 33356 | 0190-WST-CAF-AIR-AIRCOM07 | PM03 | 305 | 6000RH Planned Maintenance AirCom07 | Air Compressor No 7 GA507 | C | 0190E009 | 2020-12-14 | 2009-10-17 | PHILAGANAN
0190-060-045 | 33362 | 0190-WST-CAF-AIR-AIRCOM07 | PM03 | 305 | 4000RH Planned Maintenance AirCom07 | Air Compressor No 7 GA507 | C | 0190E009 | 2020-12-14 | 2009-10-17 | PHILAGANAN
0190-060-044 | 33334 | 0190-WST-CAF-AIR-AIRCOM07 | PM03 | 305 | 2000RH Planned Maintenance AirCom07 | Air Compressor No 7 GA507 | C | 0190E009 | 2021-01-13 | 2009-10-17 | PHILAGANAN
0190-060-043 | 33360 | 0190-WST-CAF-AIR-AIRCOM06 | PM03 | 305 | 24000RH Planned Maintenance AirCom06 | Air Compressor No 6 GA507 | C | 0190E009 | 2020-12-14 | 2009-10-17 | PHILAGANAN
0190-060-042 | 33358 | 0190-WST-CAF-AIR-AIRCOM06 | PM03 | 305 | 12000RH Planned Maintenance AirCom06 | Air Compressor No 6 GA507 | C | 0190E009 | 2020-12-14 | 2009-10-17 | PHILAGANAN
0190-060-041 | 33355 | 0190-WST-CAF-AIR-AIRCOM06 | PM03 | 305 | 10000RH Planned Maintenance AirCom06 | Air Compressor No 6 GA507 | C | 0190E009 | 2020-12-14 | 2008-07-04 | PHILAGANAN
0190-060-040 | 33357 | 0190-WST-CAF-AIR-AIRCOM06 | PM03 | 305 | 8000RH Planned Maintenance AirCom06 | Air Compressor No 6 GA507 | C | 0190E009 | 2020-12-14 | 2008-07-04 | PHILAGANAN
0190-060-039 | 33356 | 0190-WST-CAF-AIR-AIRCOM06 | PM03 | 305 | 6000RH Planned Maintenance AirCom06 | Air Compressor No 6 GA507 | C | 0190E009 | 2020-12-14 | 2008-07-04 | PHILAGANAN
0190-060-038 | 33362 | 0190-WST-CAF-AIR-AIRCOM06 | PM03 | 305 | 4000RH Planned Maintenance AirCom06 | Air Compressor No 6 GA507 | C | 0190E009 | 2020-12-14 | 2008-07-04 | PHILAGANAN
0190-060-037 | 33334 | 0190-WST-CAF-AIR-AIRCOM06 | PM03 | 305 | 2000RH Planned Maintenance AirCom06 | Air Compressor No 6 GA507 | C | 0190E009 | 2021-01-13 | 2008-07-04 | PHILAGANAN
0190-060-036 | 56614 | 0190-WST-PPT-GN5-HRCVRY01 | PM03 | 305 | 2Y Replacement G5 HeatExchanger Gaskets | Wartsila Generator Heat Recovery System | A | 0190E009 | 2021-01-13 | 2008-07-04 | PHILAGANAN
0190-060-035 | 400480 | 0190-ENG-CAF-AIR-AIRCOM05 | PM03 | 305 | 52W Motor Tightness Check AC5 | Air Compressor No 5 ZR132 | C | 0190E009 | 2021-01-13 | 2008-07-04 | PHILAGANAN
0190-060-034 | 56577 | 0190-ENG-CAF-AIR-AIRCOM05 | PM03 | 305 | 40000RH Planned Mainetenance AirCom05 | Air Compressor No 5 ZR132 | C | 0190E009 | 2021-01-13 | 2008-07-04 | PHILAGANAN
0190-060-033 | 56575 | 0190-ENG-CAF-AIR-AIRCOM05 | PM03 | 305 | 16000RH Planned Maintenance AirCom05 | Air Compressor No 5 ZR132 | C | 0190E009 | 2021-01-13 | 2008-07-03 | PHILAGANAN
0190-060-032 | 56574 | 0190-ENG-CAF-AIR-AIRCOM05 | PM03 | 305 | 8000RH Planned Maintenance AirCom05 | Air Compressor No 5 ZR132 | C | 0190E009 | 2021-07-22 | 2008-07-03 | PHILAGANAN
0190-060-031 | 56573 | 0190-ENG-CAF-AIR-AIRCOM05 | PM03 | 305 | 4000RH Planned Maintenance AirCom05 | Air Compressor No 5 ZR132 | C | 0190E009 | 2021-05-18 | 2008-07-03 | PHILAGANAN
0190-060-030 | 56573 | 0190-ENG-CAF-AIR-AIRCOM05 | PM03 | 305 | 12000RH Planned Maintenance AirCom05 | Air Compressor No 5 ZR132 | C | 0190E009 | 2021-01-13 | 2008-07-03 | PHILAGANAN
0190-060-029 | 33360 | 0190-ENG-CAF-AIR-AIRCOM04 | PM03 | 305 | 24000RH Planned Maintenance AirCom04 | Air Compressor No 4 GA110 | C | 0190E009 | 2021-01-13 | 2009-10-17 | PHILAGANAN
0190-060-028 | 33358 | 0190-ENG-CAF-AIR-AIRCOM04 | PM03 | 305 | 12000RH Planned Maintenance AirCom04 | Air Compressor No 4 GA110 | C | 0190E009 | 2021-01-13 | 2009-10-17 | PHILAGANAN
0190-060-027 | 33355 | 0190-ENG-CAF-AIR-AIRCOM04 | PM03 | 305 | 10000RH Planned Maintenance AirCom04 | Air Compressor No 4 GA110 | C | 0190E009 | 2021-01-13 | 2009-10-17 | PHILAGANAN
0190-060-026 | 33357 | 0190-ENG-CAF-AIR-AIRCOM04 | PM03 | 305 | 8000RH Planned Maintenance AirCom04 | Air Compressor No 4 GA110 | C | 0190E009 | 2021-07-22 | 2009-10-17 | PHILAGANAN
0190-060-025 | 33356 | 0190-ENG-CAF-AIR-AIRCOM04 | PM03 | 305 | 6000RH Planned Maintenance AirCom04 | Air Compressor No 4 GA110 | C | 0190E009 | 2021-01-13 | 2009-10-17 | PHILAGANAN
0190-060-024 | 33362 | 0190-ENG-CAF-AIR-AIRCOM04 | PM03 | 305 | 4000RH Planned Maintenance AirCom04 | Air Compressor No 4 GA110 | C | 0190E009 | 2021-01-13 | 2009-10-17 | PHILAGANAN
0190-060-023 | 33334 | 0190-ENG-CAF-AIR-AIRCOM04 | PM03 | 305 | 2000RH Planned Maintenance AirCom04 | Air Compressor No 4 GA110 | C | 0190E009 | 2021-07-27 | 2009-10-17 | PHILAGANAN
0190-060-022 | 33360 | 0190-WST-CAF-AIR-AIRCOM03 | PM03 | 305 | 24000RH Planned Maintenance AirCom03 | Air Compressor No 3 GA110 | C | 0190E009 | 2020-12-14 | 2009-10-17 | PHILAGANAN
0190-060-021 | 33358 | 0190-WST-CAF-AIR-AIRCOM03 | PM03 | 305 | 12000RH Planned Maintenance AirCom03 | Air Compressor No 3 GA110 | C | 0190E009 | 2020-12-14 | 2008-06-26 | PHILAGANAN
0190-060-020 | 33355 | 0190-WST-CAF-AIR-AIRCOM03 | PM03 | 305 | 10000RH PLANNED SERVICE MAINTENANCE AC03 | Air Compressor No 3 GA110 | C | 0190E009 | 2021-01-13 | 2008-06-21 | PHILAGANAN
0190-060-019 | 33355 | 0190-WST-CAF-AIR-AIRCOM03 | PM03 | 305 | 10000RH Planned Maintenance AirCom03 | Air Compressor No 3 GA110 | C | 0190E009 | 2020-12-14 | 2008-06-20 | PHILAGANAN
0190-060-018 | 33356 | 0190-WST-CAF-AIR-AIRCOM03 | PM03 | 305 | 6000RH Planned Maintenance AirCom03 | Air Compressor No 3 GA110 | C | 0190E009 | 2020-12-14 | 2008-06-20 | PHILAGANAN
0190-060-017 | 33362 | 0190-WST-CAF-AIR-AIRCOM03 | PM03 | 305 | 4000RH Planned Maintenance AirCom03 | Air Compressor No 3 GA110 | C | 0190E009 | 2020-12-14 | 2008-06-20 | PHILAGANAN
0190-060-016 | 33334 | 0190-WST-CAF-AIR-AIRCOM03 | PM03 | 305 | 2000RH Planned Maintenance AirCom03 | Air Compressor No 3 GA110 | C | 0190E009 | 2021-01-13 | 2008-06-20 | PHILAGANAN
0190-060-015 | 33360 | 0190-ENG-CAF-AIR-AIRCOM01 | PM03 | 305 | 24000RH Planned Maintenance AirCom01 | Air Compressor No 1 GA160 | C | 0190E009 | 2021-01-13 | 2008-06-20 | PHILAGANAN
0190-060-014 | 33358 | 0190-ENG-CAF-AIR-AIRCOM01 | PM03 | 305 | 12000RH Planned Maintenance AirCom01 | Air Compressor No 1 GA160 | C | 0190E009 | 2021-01-13 | 2008-06-20 | PHILAGANAN
0190-060-013 | 33355 | 0190-ENG-CAF-AIR-AIRCOM01 | PM03 | 305 | 10000RH Planned Maintenance AirCom01 | Air Compressor No 1 GA160 | C | 0190E009 | 2021-01-13 | 2008-06-20 | PHILAGANAN
0190-060-012 | 33357 | 0190-ENG-CAF-AIR-AIRCOM01 | PM03 | 305 | 8000RH Planned Maintenance AirCom01 | Air Compressor No 1 GA160 | C | 0190E009 | 2020-12-14 | 2008-06-19 | PHILAGANAN
0190-060-011 | 33356 | 0190-ENG-CAF-AIR-AIRCOM01 | PM03 | 305 | 6000RH Planned Maintenance AirCom01 | Air Compressor No 1 GA160 | C | 0190E009 | 2021-12-21 | 2008-06-19 | PHILAGANAN
0190-060-010 | 33362 | 0190-ENG-CAF-AIR-AIRCOM01 | PM03 | 305 | 4000RH Planned Maintenance AirCom01 | Air Compressor No 1 GA160 | C | 0190E009 | 2021-01-13 | 2008-06-19 | PHILAGANAN
0190-060-009 | 33334 | 0190-ENG-CAF-AIR-AIRCOM01 | PM03 | 305 | 2000RH Planned Maintenance AirCom01 | Air Compressor No 1 GA160 | C | 0190E009 | 2021-07-27 | 2008-06-19 | PHILAGANAN
0190-060-008 | 33355 | 0190-WST-CAF-AIR-AIRCOM02 | PM03 | 305 | 10000RH Planned Maintenance AirCom02 | Air Compressor No 2 GA160 | C | 0190E009 | 2020-12-14 | 2008-06-18 | PHILAGANAN
0190-060-007 | 33334 | 0190-WST-CAF-AIR-AIRCOM02 | PM03 | 305 | 2000RH Planned Maintenance AirCom02 | Air Compressor No 2 GA160 | C | 0190E009 | 2021-01-13 | 2008-06-18 | PHILAGANAN
0190-060-006 | 33362 | 0190-WST-CAF-AIR-AIRCOM02 | PM03 | 305 | 4000RH Planned Maintenance AirCom02 | Air Compressor No 2 GA160 | C | 0190E009 | 2020-12-14 | 2008-06-17 | PHILAGANAN
0190-060-005 | 33356 | 0190-WST-CAF-AIR-AIRCOM02 | PM03 | 305 | 6000RH Planned Maintenance AirCom02 | Air Compressor No 2 GA160 | C | 0190E009 | 2020-12-14 | 2008-06-17 | PHILAGANAN
0190-060-004 | 33358 | 0190-WST-CAF-AIR-AIRCOM02 | PM03 | 305 | 12000RH Planned Maintenance AirCom02 | Air Compressor No 2 GA160 | C | 0190E009 | 2020-12-14 | 2008-06-03 | PHILAGANAN
0190-060-003 | 33357 | 0190-WST-CAF-AIR-AIRCOM02 | PM03 | 305 | 8000RH Planned Maintenance AirCom02 | Air Compressor No 2 GA160 | C | 0190E009 | 2020-12-14 | 2008-06-13 | PHILAGANAN
0190-060-002 | 33361 | 0190-WST-CAF-AIR-AIRCOM02 | PM03 | 305 | 24000RH Planned Maintenance AirCom02 | Air Compressor No 2 GA160 | C | 0190E009 | 2020-12-14 | 2008-06-14 | PHILAGANAN
0190-060-001 | 33050 | 0190-ENG-PPT-CMN-FCLTY | PM03 | 301 | 1Y CALIBRATION PPT INSTRUMENTS | Power Plant Facilities | C | 0190E009 | 2015-10-12 | 2008-05-31 | PHILAGANAN
0190-060-000 | 33070 | 0190-ENG-STM-FBB-AFBBLR01 | PM03 | 301 | 1YR AFBB PLANNED SERVICE CALIBRATION | Atmospheric Fluidized Bed Boiler | A | 0190E012 | 2015-10-12 | 2008-05-31 | PHILAGANAN
0190-050-58 | 33443 | 0190-MLK-PRO-AHB-PRIFAN01 | PM03 | 303 | 3M MLK AH LUBRICATION MAINTENANCE | Milk Air Heater B Primary Air Fan No 1 | C | 0190E010 | 2014-01-09 | 2008-07-04 | PHBALALAOS
0190-050-58 | 33443 | 0190-MLK-PRO-AHB-PRIFAN02 | PM03 | 303 | 3M MLK AH LUBRICATION MAINTENANCE | Milk Air Heater B Primary Air Fan No 2 | C | 0190E010 | 2014-01-09 | 2008-07-04 | PHBALALAOS
0190-050-58 | 33443 | 0190-MLK-PRO-AHC-PRIFAN01 | PM03 | 303 | 3M MLK AH LUBRICATION MAINTENANCE | Milk Air Heater C Primary Air Fan No 1 | C | 0190E010 | 2014-01-09 | 2008-07-04 | PHBALALAOS
0190-050-58 | 33443 | 0190-MLK-PRO-AHC-PRIFAN02 | PM03 | 303 | 3M MLK AH LUBRICATION MAINTENANCE | Milk Air Heater C Primary Air Fan No 2 | C | 0190E010 | 2014-01-09 | 2008-07-04 | PHBALALAOS
0190-050-510 |  | 0190-ENG-SCG-CWE-EFFCTV01 | PM03 | 307 | 4WK CWWE CIP | 1st Effect Evaporator Vessel | C | 0190E012 |  | 2021-12-21
0190-050-509 | 54905 | 0190-ENG-STM-JT2-FDFWHT01 | PM03 | 305 | 52WK Servicing FDF WEISHAUPT Burner JTB2 | FDF Weishaupt Burner | C | 0190E012 | 2020-11-18 | 2020-11-18 | PHBALALAOS
0190-050-507 | 573016 | 0190-COF-PRO-AH3-DEUMDR01 | PM03 | 307 | 8WK Dehumidifier Filter Replacement | CAH PAF AHU Dehumidifier | C | 0190E010 |  | 2021-02-01
0190-050-505 | 566575 | 0190-MLK-PRO-CTF-COLPMP01 | PM03 | 307 | 13WKS Pump Motor Current Measurement | Milks Cooling Tower Pump 1 | B | 0190E012 | 2020-07-28 | 2020-07-28 | PHBALALAOS
0190-050-505 | 566575 | 0190-MLK-PRO-CTF-COLPMP02 | PM03 | 307 | 13WKS Pump Motor Current Measurement | Milks Cooling Tower Pump 2 | B | 0190E012 | 2020-07-28 | 2020-07-28 | PHBALALAOS
0190-050-505 | 566575 | 0190-MLK-PRO-CTF-COLPMP03 | PM03 | 307 | 13WKS Pump Motor Current Measurement | Milks Cooling Tower Pump 3 | C | 0190E012 | 2020-07-28 | 2020-07-28 | PHBALALAOS
0190-050-503 | 562413 | 0190-ENG-WWT-PRP-MIXWST01 | PM03 | 307 | 4WK Milk Waste Pit Sub Pump Inspection | Mix Waste Pit No 1 (Milks area) | C | 0190E016 | 2021-03-19 | 2020-03-13 | PHILAGANAN
0190-050-503 | 562413 | 0190-ENG-WWT-PRP-MIXWST05 | PM03 | 307 | 4WK Milk Waste Pit Sub Pump Inspection | Mix Waste Pit Back up (Milks area) | C | 0190E016 | 2021-03-19 | 2020-03-13 | PHILAGANAN
0190-050-502 | 561272 | 0190-ENG-STM-BOS-BOSCH01 | PM03 | 307 | 52 WK Boiler cleaning water side | Bosch Boiler Assembly | A | 0190E012 | 2021-02-09 | 2020-02-06 | PHBALALAOS
0190-050-501 | 560928 | 0190-ENG-STM-BOS-BURNER01 | PM03 | 307 | 52WKBurner Assembly Inspection | Burner Weishaupt | B | 0190E012 | 2021-02-09 | 2020-01-22 | PHBALALAOS
0190-050-500 | 560928 | 0190-ENG-STM-JT2-BURNER02 | PM03 | 307 | Burner Assembly Inspection | WEISHAUPT Burner | B | 0190E012 |  | 2020-01-22
0190-050-499 | 560921 | 0190-ENG-STM-BOS-BOSCH01 | PM03 | 306 | 4WKBoiler Drum Low-Low Level Lock-Out tt | Bosch Boiler Assembly | A | 0190E012 | 2021-06-03 | 2020-01-22 | PHILAGANAN
0190-050-498 | 560920 | 0190-ENG-STM-BOS-BOSCH01 | PM03 | 306 | 4WKBoiler Drum Low Level Alarm Test | Bosch Boiler Assembly | A | 0190E012 | 2021-06-03 | 2020-01-22 | PHILAGANAN
0190-050-495 | 539635 | 0190-MLK-PRO-CTF-COLTWR01 | PM03 | 305 | 52WK Servicing/Cleaning Cooling Tower | Milks Cooling Tower 1 | B | 0190E012 | 2021-03-19 | 2018-05-02 | PHILAGANAN
0190-050-495 | 539635 | 0190-MLK-PRO-CTF-COLTWR02 | PM03 | 305 | 52WK Servicing/Cleaning Cooling Tower | Milks Cooling Tower 2 | B | 0190E012 | 2021-03-19 | 2018-05-02 | PHILAGANAN
0190-050-494 | 539638 | 0190-MLK-PRO-CTF-COLTWR01 | PM03 | 307 | 26WK Inspection/Cleaning Cooling Tower | Milks Cooling Tower 1 | B | 0190E012 |  | 2018-05-02
0190-050-494 | 539638 | 0190-MLK-PRO-CTF-COLTWR02 | PM03 | 307 | 26WK Inspection/Cleaning Cooling Tower | Milks Cooling Tower 2 | B | 0190E012 |  | 2018-05-02
0190-050-493 | 559492 | 0190-ENG-REF-NH3-NH3SAFETY-SENSOR01 | PM03 | 306 | 52WK Calibration and functional test | NH3 Gas Detection #1 | C | 0190E010 | 2021-06-03 | 2019-11-21 | PHILAGANAN
0190-050-493 | 559492 | 0190-ENG-REF-NH3-NH3SAFETY-SENSOR02 | PM03 | 306 | 52WK Calibration and functional test | NH3 Gas Detection #2 | C | 0190E010 | 2021-06-03 | 2019-11-21 | PHILAGANAN
0190-050-493 | 559492 | 0190-ENG-REF-NH3-NH3SAFETY-SENSOR03 | PM03 | 306 | 52WK Calibration and functional test | NH3 Gas Detection #3 | B | 0190E010 | 2021-06-03 | 2019-11-21 | PHILAGANAN
0190-050-492 | 559478 | 0190-ENG-REF-NH3-CHILER02-COMPRESSOR01 | PM03 | 306 | Visual inspection of coupling guard | SABROE Compressor | B | 0190E010 | 2021-06-03 | 2019-11-20 | PHILAGANAN
0190-050-491 | 559477 | 0190-ENG-REF-NH3-CHILER02-COMPRESSOR01 | PM03 | 306 | Shaft alignment and tightening of coupli | SABROE Compressor | B | 0190E010 | 2021-06-03 | 2019-11-20 | PHILAGANAN
0190-050-490 | 559474 | 0190-ENG-REF-NH3-CHILER02-HIGHPRES_SWTCH | PM03 | 306 | 52WK High Pressure switch single point c | SABROE High Pressure Cut-out | B | 0190E010 | 2021-06-03 | 2019-11-20 | PHILAGANAN
0190-050-489 | 559473 | 0190-ENG-REF-NH3-CHILER02-LOWPRES_SWITCH | PM03 | 306 | 52 WK Low Pressure switch single point c | SABROE Low Pressure Cut-out | B | 0190E010 | 2021-06-03 | 2019-11-20 | PHILAGANAN
0190-050-488 | 559471 | 0190-ENG-REF-NH3-CHILER02-PIPING_INSULA | PM03 | 306 | Visual inspection of Pressure Relief Val | SABROE Piping and Accessories | B | 0190E010 | 2021-06-03 | 2019-11-20 | PHILAGANAN
0190-050-487 | 559466 | 0190-ENG-REF-NH3-CHILER02-PLATEHEATEXCHR | PM03 | 306 | Gasket replacement | SABROE NH3 Chiller PHE | B | 0190E010 | 2021-06-03 | 2019-11-20 | PHILAGANAN
0190-050-486 | 559425 | 0190-ENG-REF-NH3-CHILER02-PIPING_INSULA | PM03 | 306 | Visual inspection of pipework & accessor | SABROE Piping and Accessories | B | 0190E010 | 2021-06-03 | 2019-11-18 | PHILAGANAN
0190-050-485 | 559419 | 0190-ENG-REF-NH3-CHILER02-DUALPRV | PM03 | 306 | Pressure relief valve inspection | SABROE Chiller Dual PRV | B | 0190E010 | 2021-06-03 | 2019-11-18 | PHILAGANAN
0190-050-484 | 559415 | 0190-ENG-REF-NH3-CHILER02 | PM03 | 306 | 10000HR Clean Oil Strainer(SABROE) | SABROE Package NH3 Chiller 2 | B | 0190E010 | 2021-06-03 | 2019-11-18 | PHILAGANAN
0190-050-483 | 559410 | 0190-ENG-REF-NH3-CHILER02 | PM03 | 306 | 10000HR Oil Filter Change (SABROE) | SABROE Package NH3 Chiller 2 | B | 0190E010 | 2021-06-03 | 2019-11-18 | PHILAGANAN
0190-050-482 | 559405 | 0190-ENG-REF-NH3-CHILER02-HIGHPRES_SWTCH | PM03 | 306 | 52WK Compressor high pressure cut-o | SABROE High Pressure Cut-out | B | 0190E010 | 2021-06-03 | 2019-11-18 | PHILAGANAN
0190-050-481 | 536960 | 0190-ENG-STM-FBB-AFBBLR01 | PM03 | 306 | 4WK Boiler Safety Checks | Atmospheric Fluidized Bed Boiler | A | 0190E012 | 2021-06-03 | 2018-02-26 | PHILAGANAN
0190-050-481 | 536960 | 0190-ENG-STM-JT1-JTBOILR01 | PM03 | 306 | 4WK Boiler Safety Checks | JT Boiler No 1 | A | 0190E012 | 2021-06-03 | 2018-02-26 | PHILAGANAN
0190-050-481 | 536960 | 0190-ENG-STM-JT2-JTBOILR02 | PM03 | 306 | 4WK Boiler Safety Checks | JT Boiler No 2 | A | 0190E012 | 2021-06-03 | 2018-02-26 | PHILAGANAN
0190-050-480 | 559400 | 0190-ENG-REF-NH3-CHILER02-LOWPRES_SWITCH | PM03 | 306 | 52WK Low pressure switch functional | SABROE Low Pressure Cut-out | B | 0190E010 | 2021-06-03 | 2019-11-18 | PHILAGANAN
0190-050-479 | 560919 | 0190-ENG-STM-BOS-BOSCH01 | PM03 | 307 | 52WKBoiler cleaning heating gas side | Bosch Boiler Assembly | A | 0190E012 | 2021-02-09 | 2020-01-22 | PHBALALAOS
0190-050-478 | 560917 | 0190-ENG-STM-BOS-BOSCH01 | PM03 | 306 | 4WKBoiler Drum High High Alarm Test | Bosch Boiler Assembly | A | 0190E012 | 2021-06-03 | 2020-01-21 | PHILAGANAN
0190-050-477 | 560916 | 0190-ENG-STM-BOS-BOSCH01 | PM03 | 306 | 4WK Bolier Drum High Alarm Test | Bosch Boiler Assembly | A | 0190E012 | 2021-06-03 | 2020-01-21 | PHILAGANAN
0190-050-476 | 560915 | 0190-ENG-STM-BOS-BOSCH01-SAFETYVALVE2 | PM03 | 306 | 52WKManual Operational Check Safety Val | BOSCH Safety Valve 2 | B | 0190E012 | 2021-06-03 | 2020-01-21 | PHILAGANAN
0190-050-475 | 560913 | 0190-ENG-STM-BOS-BOSCH01-SAFETYVALVE1 | PM03 | 306 | 52WKManual Operational Check Safety Val | BOSCH Safety Valve 1 | B | 0190E012 | 2021-06-03 | 2020-01-21 | PHILAGANAN
0190-050-474 | 533249 | 0190-ENG-STM-BHS-FCTY-EXT54STEAMLINE | PM03 | 305 | 52WK Steam Flange gasket replacement | Steam Header & Lines Ext.54 | C | 0190E012 | 2021-03-19 | 2017-10-30 | PHILAGANAN
0190-050-474 | 533249 | 0190-ENG-STM-BHS-FCTY-MAINSTEAMLINE | PM03 | 305 | 52WK Steam Flange gasket replacement | Steam Main Header Line | B | 0190E012 | 2021-03-19 | 2017-10-30 | PHILAGANAN
0190-050-474 | 533249 | 0190-ENG-STM-BHS-FCTY-MILKSTEAMLINE | PM03 | 305 | 52WK Steam Flange gasket replacement | Steam Header & Line Milks | C | 0190E012 | 2021-03-19 | 2017-10-30 | PHILAGANAN
0190-050-473 | 531293 | 0190-ENG-STM-FBB-AFBBLR01 | PM03 | 306 | 26WK Safety Devices and Interlock AFBB C | Atmospheric Fluidized Bed Boiler | A | 0190E012 | 2021-06-03 | 2017-09-15 | PHILAGANAN
0190-050-472 | 529032 | 0190-MLK-PRO-AHC-AIRHTR01 | PM03 | 307 | 26WK Determine tube leak for Air heater | Milk Air Heater C1 | A | 0190E010 | 2021-03-19 | 2017-07-25 | PHILAGANAN
0190-050-471 | 529032 | 0190-MLK-PRO-AHB-AIRHTR02 | PM03 | 307 | 26WK Determine tube leak for Air heater | Milk Air Heater B2 | A | 0190E010 | 2020-08-23 | 2017-07-25 | PHBALALAOS
0190-050-470 | 529032 | 0190-MLK-PRO-AHB-AIRHTR01 | PM03 | 307 | 26WK Determine tube leak for Air heater | Milk Air Heater B1 | A | 0190E010 | 2020-08-23 | 2017-07-25 | PHBALALAOS
0190-050-469 | 529032 | 0190-COF-PRO-AH3-AHCHMB01 | PM03 | 307 | 26WK Determine tube leak for Air heater | Coffee AH3 Combustion Chamber | C | 0190E010 | 2021-03-19 | 2017-07-25 | PHILAGANAN
0190-050-468 | 528341 | 0190-ENG-STM-FBB-BURNER01 | PM03 | 305 | 52WK Nozzle Replacement | Start-up Burner | B | 0190E012 | 2021-03-19 | 2017-07-07 | PHILAGANAN
0190-050-468 | 528341 | 0190-ENG-STM-FBB-BURNER02 | PM03 | 305 | 52WK Nozzle Replacement | Load Burner | C | 0190E012 | 2021-03-19 | 2017-07-07 | PHILAGANAN
0190-050-467 | 528176 | 0190-ENG-STM-FBB-AIRPRE01 | PM03 | 305 | 52WK Inspection & Cleaningof the Preheat | Air Preheater Facilities | C | 0190E012 | 2021-03-19 | 2017-07-03 | PHILAGANAN
0190-050-466 | 527242 | 0190-ENG-STM-FBB-ECOFAC01 | PM03 | 305 | 52WK Inspection - Economiser | Economizer Facilities | C | 0190E012 | 2021-03-19 | 2017-06-07 | PHILAGANAN
0190-050-465 | 527227 | 0190-ENG-STM-FBB-AFBBLR01-FURNACEWALL | PM03 | 305 | 52WK Inspection - Furnace/Combustion Cha | AFBB Furnace Wall | B | 0190E012 | 2021-02-09 | 2017-06-06 | PHBALALAOS
0190-050-464 | 525341 | 0190-ENG-SCG-CHW-CWPPMP03 | PM03 | 307 | 13WK Sub-pump Inspection | CWW SuB-Pump Below Mech'l Press (AFBB) | B | 0190E012 | 2021-03-19 | 2017-05-02 | PHILAGANAN
0190-050-463 | 524335 | 0190-ENG-STM-BHS-FCTY-EXT45STEAMLINE | PM03 | 307 | 13WK Thermal imaging and Ultrasound leak | Steam Header & Line Ext.45 | C | 0190E012 | 2020-12-14 | 2017-04-21 | PHBALALAOS
0190-050-463 | 524335 | 0190-ENG-STM-BHS-FCTY-EXT54STEAMLINE | PM03 | 307 | 13WK Thermal imaging and Ultrasound leak | Steam Header & Lines Ext.54 | C | 0190E012 | 2020-12-14 | 2017-04-21 | PHBALALAOS
0190-050-463 | 524335 | 0190-ENG-STM-BHS-FCTY-MILKSTEAMLINE | PM03 | 307 | 13WK Thermal imaging and Ultrasound leak | Steam Header & Line Milks | C | 0190E012 | 2020-12-14 | 2017-04-21 | PHBALALAOS
0190-050-463 | 524335 | 0190-ENG-STM-JT2-FGDUCT01 | PM03 | 307 | 13WK Thermal imaging and Ultrasound leak | Flue Gas Duct | C | 0190E012 | 2020-12-14 | 2017-04-21 | PHBALALAOS
0190-050-462 | 523655 | 0190-ENG-WTR-RWF-DEWSTR01 | PM03 | 306 | 13WK Deepwell Inspection | Deepwell Structure 01 | C | 0190E012 | 2017-06-02 | 2017-04-12 | PHBALALAOS
0190-050-462 | 523655 | 0190-ENG-WTR-RWF-DEWSTR02 | PM03 | 306 | 13WK Deepwell Inspection | Deepwell Structure 02 | C | 0190E012 | 2017-06-02 | 2017-04-12 | PHBALALAOS
0190-050-462 | 523655 | 0190-ENG-WTR-RWF-DEWSTR03 | PM03 | 306 | 13WK Deepwell Inspection | Deepwell Structure 03 | C | 0190E012 | 2017-06-02 | 2017-04-12 | PHBALALAOS
0190-050-461 | 418307 | 0190-ENG-STM-ASH-AIRCOM01 | PM03 | 305 | 52WK Oil and Filter change | Air Compressor No.1 | C | 0190E016 | 2021-03-19 | 2017-02-16 | PHILAGANAN
0190-050-460 | 520258 | 0190-ENG-REF-NH3-NH3SAFETY-SENSOR01 | PM03 | 306 | 52WK Calibration and Functional test(NH3 | NH3 Gas Detection #1 | C | 0190E010 | 2021-06-03 | 2017-02-15 | PHILAGANAN
0190-050-460 | 520258 | 0190-ENG-REF-NH3-NH3SAFETY-SENSOR02 | PM03 | 306 | 52WK Calibration and Functional test(NH3 | NH3 Gas Detection #2 | C | 0190E010 | 2021-06-03 | 2017-02-15 | PHILAGANAN
0190-050-460 | 520258 | 0190-ENG-REF-NH3-NH3SAFETY-SENSOR03 | PM03 | 306 | 52WK Calibration and Functional test(NH3 | NH3 Gas Detection #3 | B | 0190E010 | 2021-06-03 | 2017-03-03 | PHILAGANAN
0190-050-460 | 520258 | 0190-MLK-PRO-NH3-NH3SAFETY-SENSOR01 | PM03 | 306 | 52WK Calibration and Functional test(NH3 | NH3 Gas Detection #1 | C | 0190E010 | 2021-06-03 | 2017-02-15 | PHILAGANAN
0190-050-460 | 520258 | 0190-MLK-PRO-NH3-NH3SAFETY-SENSOR02 | PM03 | 306 | 52WK Calibration and Functional test(NH3 | NH3 Gas Detection #2 | C | 0190E010 | 2021-06-03 | 2017-02-15 | PHILAGANAN
0190-050-460 | 520258 | 0190-MLK-PRO-NH3-NH3SAFETY-SENSOR03 | PM03 | 306 | 52WK Calibration and Functional test(NH3 | NH3 Gas Detection #3 | C | 0190E010 | 2021-06-03 | 2017-02-15 | PHILAGANAN
0190-050-460 | 520258 | 0190-MLK-PRO-NH3-NH3SAFETY-SENSOR04 | PM03 | 306 | 52WK Calibration and Functional test(NH3 | NH3 Gas Detection #4 | B | 0190E010 | 2021-06-03 | 2017-03-03 | PHILAGANAN
0190-050-459 | 519344 | 0190-ENG-GFO-FFF-FIRPMP01 | PM03 | 305 | 104W Overhauling - FF Electric Pump | Fire Fighting No 1 Electric Pump | A | 0190E012 | 2019-03-18 | 2017-01-30 | PHBALALAOS
0190-050-458 | 518472 | 0190-ENG-REF-NH3-CHILER02-COMPRESSOR01 | PM03 | 302 | 13WK Vibration signature analysis | SABROE Compressor | B | 0190E010 | 2021-03-19 | 2018-11-09 | PHILAGANAN
0190-050-458 | 518472 | 0190-ENG-REF-NH3-CHILER02-MOTOR01 | PM03 | 302 | 13WK Vibration signature analysis | SABROE Compressor Motor | B | 0190E010 | 2021-03-19 | 2018-11-09 | PHILAGANAN
0190-050-458 | 518472 | 0190-ENG-REF-NH3-COMPSR01-SCREW_COMPRESO | PM03 | 302 | 13WK Vibration signature analysis | NH3 Screw Compressor | B | 0190E010 | 2021-03-19 | 2017-01-05 | PHILAGANAN
0190-050-458 | 518472 | 0190-MLK-PRO-NH3-COMPSR01-SCREWCOMPRES01 | PM03 | 302 | 13WK Vibration signature analysis | Milks NH3 Chiller Screw Compressor 1 | B | 0190E010 | 2021-03-19 | 2017-01-05 | PHILAGANAN
0190-050-458 | 518472 | 0190-MLK-PRO-NH3-COMPSR02-SCREWCOMPRES02 | PM03 | 302 | 13WK Vibration signature analysis | Milks NH3 Chiller 2 Screw Compressor 2 | B | 0190E010 | 2021-03-19 | 2017-01-05 | PHILAGANAN
0190-050-457 | 518454 | 0190-ENG-REF-NH3-NH3SAFETY-EYEWASHSTION | PM03 | 306 | 4WK Eye Wash Station Functional Test | Eye Wash Station | C | 0190E010 | 2021-06-03 | 2017-01-05 | PHILAGANAN
0190-050-457 | 518454 | 0190-MLK-PRO-NH3-NH3SAFETY-EYEWASHSTION | PM03 | 306 | 4WK Eye Wash Station Functional Test | Eye Wash Station | C | 0190E010 | 2021-06-03 | 2017-01-05 | PHILAGANAN
0190-050-456 | 518446 | 0190-ENG-REF-NH3-NH3SAFETY-EMERGSHOWER | PM03 | 306 | 4WK Emergency Shower Function Test | Emergency Shower | C | 0190E010 | 2021-06-03 | 2017-01-05 | PHILAGANAN
0190-050-456 | 518446 | 0190-MLK-PRO-NH3-NH3SAFETY-EMERGSHOWER | PM03 | 306 | 4WK Emergency Shower Function Test | Emergency Shower | B | 0190E010 | 2021-06-03 | 2017-01-05 | PHILAGANAN
0190-050-455 | 513907 | 0190-ENG-REF-NH3-NH3SAFETY-PPES | PM03 | 306 | 13WK Visual Inspection NH3 PPEs | Ammonia Safety PPEs | C | 0190E010 | 2021-06-03 | 2016-12-09 | PHILAGANAN
0190-050-455 | 513907 | 0190-MLK-PRO-NH3-NH3SAFETY-PPES | PM03 | 306 | 13WK Visual Inspection NH3 PPEs | Ammonia Safety PPEs | C | 0190E010 | 2021-06-03 | 2016-12-07 | PHILAGANAN
0190-050-454 | 513609 | 0190-ENG-REF-NH3-CHWLNE01 | PM03 | 306 | 52WK Visual inspection of pipework & acc | Ammonia Chilled Water Line | B | 0190E010 | 2021-06-03 | 2020-06-18 | PHILAGANAN
0190-050-454 | 513609 | 0190-ENG-REF-NH3-COMPSR01-PIPING_INSULA | PM03 | 306 | 52WK Visual inspection of pipework & acc | NH3 Piping and Insulation | B | 0190E010 | 2021-06-03 | 2016-12-09 | PHILAGANAN
0190-050-454 | 513609 | 0190-MLK-PRO-NH3-COMPSR01-PPNG INSULTION | PM03 | 306 | 52WK Visual inspection of pipework & acc | Milk NH3 Chiller 1 Piping and Insulatio | B | 0190E010 | 2021-06-03 | 2016-12-07 | PHILAGANAN
0190-050-454 | 513609 | 0190-MLK-PRO-NH3-COMPSR02-PPNG INSULTION | PM03 | 306 | 52WK Visual inspection of pipework & acc | Milk NH3 Chiller 2 Piping and Insulatio | B | 0190E010 | 2021-06-03 | 2016-12-07 | PHILAGANAN
0190-050-453 | 435159 | 0190-ENG-STM-ESP-FCLTY01 | PM03 | 307 | External/Internal Inspection & Cleaning | ESP Facility | C | 0190E012 | 2020-11-19 | 2016-04-27 | PHBALALAOS
0190-050-452 | 428895 | 0190-ENG-GFO-FFF-SPRNKLR | PM03 | 305 | 52WK Servicing of Fire Sprinkler System | Automatic Sprinkler System | A | 0190E017 | 2015-10-21 | 2015-10-21 | PHBALALAOS
0190-050-451 | 428998 | 0190-ENG-REF-NH3-COMPSR01 | PM03 | 307 | 4WK NH3 Compressor Oil Draining | Chiller Compressor | B | 0190E010 | 2019-09-02 | 2015-10-21 | PHBALALAOS
0190-050-451 | 428998 | 0190-MLK-PRO-NH3-COMPSR01 | PM03 | 307 | 4WK NH3 Compressor Oil Draining | Milks NH3 Chiller 1 Compressor Assembly | B | 0190E010 | 2019-09-02 | 2015-10-21 | PHBALALAOS
0190-050-451 | 428998 | 0190-MLK-PRO-NH3-COMPSR02 | PM03 | 307 | 4WK NH3 Compressor Oil Draining | Milks NH3 Chiller 2 Compressor Assembly | B | 0190E010 | 2019-09-02 | 2015-10-21 | PHBALALAOS
0190-050-450 | 428895 | 0190-ENG-GFO-FFF-SPRNKLR | PM03 | 307 | 52WK Servicing of Fire Sprinkler System | Automatic Sprinkler System | A | 0190E012 | 2021-03-19 | 2015-10-16 | PHILAGANAN
0190-050-449 | 427630 | 0190-ENG-GFO-FFF-PIPELINE | PM03 | 307 | 13WK Test Water Flow alarms & Main Drain | Fire Fighting Pipe Lines | C | 0190E012 | 2021-03-19 | 2015-09-04 | PHILAGANAN
0190-050-448 | 426530 | 0190-COF-PRO-AH3-BURFAN01 | PM03 | 305 | 52WK CAH Burner Motor and Fan Servicing | Coffee AH3 Burner Fan01 | C | 0190E010 | 2021-03-19 | 2015-08-17 | PHILAGANAN
0190-050-445 | 514588 | 0190-ENG-WTR-ROP-BOSTER01-MOTOR01 | PM03 | 302 | 4WK Motor Conditioning Monitoring | Booster Motor #1 | B | 0190E012 | 2019-09-02 | 2016-09-16 | PHBALALAOS
0190-050-445 | 514588 | 0190-ENG-WTR-ROP-BOSTER01-MOTOR02 | PM03 | 302 | 4WK Motor Conditioning Monitoring | Booster Motor #2 | B | 0190E012 | 2019-09-02 | 2016-09-16 | PHBALALAOS
0190-050-445 | 514588 | 0190-ENG-WTR-ROP-RAWPMP01-MOTOR01 | PM03 | 302 | 4WK Motor Conditioning Monitoring | Raw Water Motor #1 | B | 0190E012 | 2019-09-02 | 2016-09-16 | PHBALALAOS
0190-050-445 | 514588 | 0190-ENG-WTR-ROP-RAWPMP01-MOTOR02 | PM03 | 302 | 4WK Motor Conditioning Monitoring | Raw Water Motor #2 | B | 0190E012 | 2019-09-02 | 2016-09-16 | PHBALALAOS
0190-050-445 | 514588 | 0190-ENG-WTR-ROP-TFRPMP02-MOTOR01 | PM03 | 302 | 4WK Motor Conditioning Monitoring | Product Transfer Motor #1 | B | 0190E012 | 2019-09-02 | 2016-09-16 | PHBALALAOS
0190-050-445 | 514588 | 0190-ENG-WTR-ROP-TFRPMP02-MOTOR02 | PM03 | 302 | 4WK Motor Conditioning Monitoring | Product Transfer Motor #2 | B | 0190E012 | 2019-09-02 | 2016-09-16 | PHBALALAOS
0190-050-444 | 557787 | 0190-ENG-STM-ASH-APHTRN01 | PM03 | 307 | 4WK Inspection Solenoid and Diaphragm Va | Air Pre-Heater Ash Transmitter No 1 | C | 0190E012 | 2020-09-22 | 2019-10-03 | PHBALALAOS
0190-050-444 | 557787 | 0190-ENG-STM-ASH-APHTRN02 | PM03 | 307 | 4WK Inspection Solenoid and Diaphragm Va | Air Pre-Heater Ash Transmitter No 2 | C | 0190E012 | 2020-09-22 | 2019-10-03 | PHBALALAOS
0190-050-444 | 557787 | 0190-ENG-STM-ASH-ASTRAN01 | PM03 | 307 | 4WK Inspection Solenoid and Diaphragm Va | ESP Ash Transmitter No.1 | C | 0190E012 | 2020-09-22 | 2019-10-03 | PHBALALAOS
0190-050-444 | 557787 | 0190-ENG-STM-ASH-ASTRAN02 | PM03 | 307 | 4WK Inspection Solenoid and Diaphragm Va | ESP Ash Transmitter No.2 | C | 0190E012 | 2020-09-22 | 2019-10-03 | PHBALALAOS
0190-050-444 | 557787 | 0190-ENG-STM-ASH-ASTRAN03 | PM03 | 307 | 4WK Inspection Solenoid and Diaphragm Va | ESP Ash Transmitter No.3 | C | 0190E012 | 2020-09-22 | 2019-10-03 | PHBALALAOS
0190-050-444 | 557787 | 0190-ENG-STM-ASH-CONVEC01 | PM03 | 307 | 4WK Inspection Solenoid and Diaphragm Va | Convection Ash Transmitter No.1 | C | 0190E012 | 2020-09-22 | 2019-10-03 | PHBALALAOS
0190-050-444 | 557787 | 0190-ENG-STM-ASH-CONVEC02 | PM03 | 307 | 4WK Inspection Solenoid and Diaphragm Va | Convection Ash Transmitter No.2 | C | 0190E012 | 2020-09-22 | 2019-10-03 | PHBALALAOS
0190-050-443 | 557880 | 0190-ENG-STM-ASH-AIRCOM01 | PM03 | 307 | 13WK Air Filter Element Inspection | Air Compressor No.1 | C | 0190E012 | 2021-01-15 | 2019-10-04 | PHBALALAOS
0190-050-443 | 557880 | 0190-ENG-STM-ASH-AIRCOM02 | PM03 | 307 | 13WK Air Filter Element Inspection | Air Compressor No.2 | C | 0190E012 | 2021-01-15 | 2019-10-04 | PHBALALAOS
0190-050-443 | 557880 | 0190-ENG-STM-ASH-AIRCOM03 | PM03 | 307 | 13WK Air Filter Element Inspection | Air Compressor No.3 | C | 0190E012 | 2021-01-15 | 2019-10-04 | PHBALALAOS
0190-050-442 | 55189 | 0190-MLK-PRO-CTF-COLTWR01 | PM03 | 307 | 52WK Servicing Cooling Tower -Milks | Milks Cooling Tower 1 | B | 0190E012 | 2021-03-19 | 2013-12-23 | PHILAGANAN
0190-050-442 | 55189 | 0190-MLK-PRO-CTF-COLTWR02 | PM03 | 307 | 52WK Servicing Cooling Tower -Milks | Milks Cooling Tower 2 | B | 0190E012 | 2021-03-19 | 2013-12-23 | PHILAGANAN
0190-050-441 | 60322 | 0190-MLK-PRO-NH3-COMPSR01-SCREWCOMPRES01 | PM03 | 305 | 60000HRS SERVICING | Milks NH3 Chiller Screw Compressor 1 | B | 0190E010 | 2021-03-19 | 2013-12-19 | PHILAGANAN
0190-050-440 | 60320 | 0190-MLK-PRO-NH3-COMPSR01 | PM03 | 307 | 10000HRS Compressor Change Oil | Milks NH3 Chiller 1 Compressor Assembly | B | 0190E010 | 2021-03-19 | 2016-04-29 | PHILAGANAN
0190-050-440 | 60320 | 0190-MLK-PRO-NH3-COMPSR02 | PM03 | 305 | 10000HRS Compressor Change Oil | Milks NH3 Chiller 2 Compressor Assembly | B | 0190E012 | 2021-03-19 | 2013-12-19 | PHILAGANAN
0190-050-439 | 422290 | 0190-ENG-GFO-FFF-ENGINE01 | PM03 | 306 | 52WK FireFighting Annual FlowTest | Fire Fighting No 1 Diesel Engine | A | 0190E012 | 2021-06-03 | 2015-02-25 | PHILAGANAN
0190-050-439 | 422290 | 0190-ENG-GFO-FFF-ENGINE02 | PM03 | 306 | 52WK FireFighting Annual FlowTest | Fire Fighting No 2 Diesel Engine | A | 0190E012 | 2021-06-03 | 2015-03-04 | PHILAGANAN
0190-050-434 | 423530 | 0190-ENG-GFO-FFF-ENGINE01 | PM03 | 304 | 52WK Bureau of Fire Protection Inspectio | Fire Fighting No 1 Diesel Engine | A | 0190E012 | 2017-05-16 | 2015-04-15 | PHBALALAOS
0190-050-434 | 423530 | 0190-ENG-GFO-FFF-ENGINE02 | PM03 | 304 | 52WK Bureau of Fire Protection Inspectio | Fire Fighting No 2 Diesel Engine | A | 0190E012 | 2017-05-16 | 2015-04-15 | PHBALALAOS
0190-050-434 | 423530 | 0190-ENG-GFO-FFF-FIRPMP01 | PM03 | 304 | 52WK Bureau of Fire Protection Inspectio | Fire Fighting No 1 Electric Pump | A | 0190E012 | 2017-05-16 | 2015-04-15 | PHBALALAOS
0190-050-434 | 423530 | 0190-ENG-GFO-FFF-FIRPMP02 | PM03 | 304 | 52WK Bureau of Fire Protection Inspectio | Fire Fighting No 2 Electric Pump | A | 0190E012 | 2017-05-16 | 2015-04-15 | PHBALALAOS
0190-050-434 | 423530 | 0190-ENG-GFO-FFF-JOCPMP01 | PM03 | 304 | 52WK Bureau of Fire Protection Inspectio | Fire Fighting No 1 Jockey Pump | A | 0190E012 | 2017-05-16 | 2015-04-15 | PHBALALAOS
0190-050-434 | 423530 | 0190-ENG-GFO-FFF-JOCPMP02 | PM03 | 304 | 52WK Bureau of Fire Protection Inspectio | Fire Fighting No 2 Jockey Pump | A | 0190E012 | 2017-05-16 | 2015-04-15 | PHBALALAOS
0190-050-433 | 418307 | 0190-ENG-WWT-AER-ROTBLW02 | PM03 | 303 | 52WK OIL and FILTER Change | Aeration Tank Blower -Atlas Copco 2 | C | 0190E016 | 2021-03-19 | 2016-02-15 | PHILAGANAN
0190-050-433 | 418307 | 0190-ENG-WWT-AER-ROTBLW05 | PM03 | 303 | 52WK OIL and FILTER Change | Aeration Tank Blower -Atlas Copco 1 | B | 0190E016 | 2021-03-19 | 2014-09-15 | PHILAGANAN
0190-050-433 | 418307 | 0190-ENG-WWT-AER-ROTBLW06 | PM03 | 303 | 52WK OIL and FILTER Change | Aeration Tank Blower -Atlas Copco 3 | C | 0190E016 | 2021-03-19 | 2019-03-06 | PHILAGANAN
0190-050-432 | 415560 | 0190-ENG-REF-NH3-COMPSR01 | PM03 | 302 | 26WK NH3 Chiller Oil Analysis | Chiller Compressor | B | 0190E010 | 2015-10-23 | 2014-05-30 | PHBALALAOS
0190-050-432 | 415560 | 0190-MLK-PRO-NH3-COMPSR01 | PM03 | 302 | 26WK NH3 Chiller Oil Analysis | Milks NH3 Chiller 1 Compressor Assembly | B | 0190E012 | 2015-10-23 | 2014-05-30 | PHBALALAOS
0190-050-432 | 415560 | 0190-MLK-PRO-NH3-COMPSR02 | PM03 | 302 | 26WK NH3 Chiller Oil Analysis | Milks NH3 Chiller 2 Compressor Assembly | B | 0190E012 | 2015-10-23 | 2014-05-30 | PHBALALAOS
0190-050-431 | 417518 | 0190-ENG-STM-ESP-HPRRAV01 | PM03 | 307 | 4WK Hopper and Screw conveyor Inspection | ESP Hopper RAV No. 1 | B | 0190E012 | 2020-11-19 | 2014-08-20 | PHBALALAOS
0190-050-430 | 60742 | 0190-ENG-REF-NH3-ABSTNK01 | PM03 | 307 | 104WK NDT TEST VESSEL | Ammonia Absorption Tank | C | 0190E010 | 2021-03-19 | 2014-05-15 | PHILAGANAN
0190-050-430 | 60742 | 0190-ENG-REF-NH3-RECTNK01 | PM03 | 307 | 104WK NDT TEST VESSEL | Ammonia Receiver Tank | A | 0190E010 | 2021-03-19 | 2014-05-15 | PHILAGANAN
0190-050-430 | 60742 | 0190-ENG-REF-REC-RETANK01 | PM03 | 307 | 104WK NDT TEST VESSEL | Chilled Water Tank (Hot Tank) | C | 0190E010 | 2021-03-19 | 2014-05-15 | PHILAGANAN
0190-050-430 | 60742 | 0190-ENG-REF-SUP-SUTANK01 | PM03 | 307 | 104WK NDT TEST VESSEL | Chilled Water Tank (COLD Tank) | B | 0190E010 | 2021-03-19 | 2014-05-15 | PHILAGANAN
0190-050-430 | 60742 | 0190-ENG-SCG-CHW-CLWTNK07 | PM03 | 307 | 104WK NDT TEST VESSEL | Clarified CWW Tank T 7 | C | 0190E012 | 2021-03-19 | 2014-05-15 | PHILAGANAN
0190-050-430 | 60742 | 0190-ENG-SCG-CHW-UCLTNK06 | PM03 | 307 | 104WK NDT TEST VESSEL | Unclarified CWW Tank T 6 | C | 0190E012 | 2021-03-19 | 2014-05-15 | PHILAGANAN
0190-050-430 | 60742 | 0190-ENG-SCG-CWE-ACIDTK10 | PM03 | 307 | 104WK NDT TEST VESSEL | Acid Tank T 10 | C | 0190E012 | 2021-03-19 | 2014-05-15 | PHILAGANAN
0190-050-430 | 60742 | 0190-ENG-SCG-CWE-CONDTK13 | PM03 | 307 | 104WK NDT TEST VESSEL | CWW Condensate Tank T 13 | C | 0190E012 | 2021-03-19 | 2014-05-15 | PHILAGANAN
0190-050-430 | 60742 | 0190-ENG-SCG-CWE-CONTNK08 | PM03 | 307 | 104WK NDT TEST VESSEL | Cond Collection Tank T 8 | C | 0190E012 | 2021-03-19 | 2014-05-15 | PHILAGANAN
0190-050-430 | 60742 | 0190-ENG-SCG-CWE-NAOHTK11 | PM03 | 307 | 104WK NDT TEST VESSEL | Caustic Tank T 11 | C | 0190E012 | 2021-03-19 | 2014-05-15 | PHILAGANAN
0190-050-430 | 60742 | 0190-ENG-SCG-CWE-RWCTNK09 | PM03 | 307 | 104WK NDT TEST VESSEL | Rinse Water Collection Tank T 9 | C | 0190E012 | 2021-03-19 | 2014-05-15 | PHILAGANAN
0190-050-430 | 60742 | 0190-ENG-STM-BHS-NAOHTK01 | PM03 | 307 | 104WK NDT TEST VESSEL | NaOH Tank No 1 | C | 0190E012 | 2021-03-19 | 2014-05-15 | PHILAGANAN
0190-050-430 | 60742 | 0190-ENG-STM-BHS-NAOHTK02 | PM03 | 307 | 104WK NDT TEST VESSEL | NaOH Tank No 2 | C | 0190E012 | 2021-03-19 | 2014-05-15 | PHILAGANAN
0190-050-430 | 60742 | 0190-ENG-STM-FBB-BDTANK01 | PM03 | 307 | 104WK NDT TEST VESSEL | Blowdown/Drain Tank | C | 0190E012 | 2021-03-19 | 2014-05-15 | PHILAGANAN
0190-050-430 | 60742 | 0190-ENG-STM-FHF-CPBTNK03 | PM03 | 307 | 104WK NDT TEST VESSEL | Coffee Air Heater Daytank | C | 0190E012 | 2021-03-19 | 2014-05-15 | PHILAGANAN
0190-050-430 | 60742 | 0190-ENG-STM-FHF-DAYTNK01 | PM03 | 307 | 104WK NDT TEST VESSEL | Fuel Oil Day Tank 1 Bhse No 1 | C | 0190E010 | 2021-03-19 | 2014-05-15 | PHILAGANAN
0190-050-430 | 60742 | 0190-ENG-STM-FHF-JTTANK01 | PM03 | 307 | 104WK NDT TEST VESSEL | JT Boilers Fuel DayTank | C | 0190E012 | 2021-03-19 | 2014-05-15 | PHILAGANAN
0190-050-430 | 60742 | 0190-ENG-STM-FHF-WHBTNK02 | PM03 | 307 | 104WK NDT TEST VESSEL | Lurgi Day Tank Fuel Oil | C | 0190E012 | 2021-03-19 | 2014-05-15 | PHILAGANAN
0190-050-430 | 60742 | 0190-ENG-STM-RCN-CNDTNK02 | PM03 | 307 | 104WK NDT TEST VESSEL | Return Condensate Tank 2 (Bhse2) | C | 0190E012 | 2021-03-19 | 2014-05-15 | PHILAGANAN
0190-050-430 | 60742 | 0190-ENG-STM-WTF-DAERTR03 | PM03 | 307 | 104WK NDT TEST VESSEL | FWT Daerator - FBB | C | 0190E012 | 2021-03-19 | 2014-05-15 | PHILAGANAN
0190-050-430 | 60742 | 0190-ENG-STM-WTF-FWTANK02 | PM03 | 307 | 104WK NDT TEST VESSEL | Feedwater Tank 2 BOSCH ex LURGI | C | 0190E012 | 2021-03-19 | 2014-05-15 | PHILAGANAN
0190-050-430 | 60742 | 0190-ENG-STM-WTF-FWTANK03 | PM03 | 307 | 104WK NDT TEST VESSEL | Feedwater Tank 3 - FBB | C | 0190E012 | 2021-03-19 | 2014-05-15 | PHILAGANAN
0190-050-430 | 60742 | 0190-MLK-PRO-CWS-HOTTNK01 | PM03 | 307 | 104WK NDT TEST VESSEL | Hot Water Tank 1 | C | 0190E012 | 2021-03-19 | 2014-05-15 | PHILAGANAN
0190-050-430 | 60742 | 0190-MLK-PRO-NH3-RECTNK01 | PM03 | 307 | 104WK NDT TEST VESSEL | Ammonia Receiver/Accumulator Tank 1 | B | 0190E012 | 2021-03-19 | 2014-05-15 | PHILAGANAN
0190-050-430 | 60742 | 0190-MLK-PRO-NH3-RECTNK02 | PM03 | 307 | 104WK NDT TEST VESSEL | Ammonia Receiver/Accumulator Tank 2 | B | 0190E012 | 2021-03-19 | 2014-05-15 | PHILAGANAN
0190-050-429 | 412405 | 0190-ENG-REF-CA1-CONDSR01 | PM03 | 304 | 52WK Permit to Operate Renewal | Chiller S&T Condenser | C | 0190E010 | 2021-06-03 | 2014-04-02 | PHILAGANAN
0190-050-429 | 412405 | 0190-ENG-REF-CA2-CONDSR01 | PM03 | 304 | 52WK Permit to Operate Renewal | Chiller S&T Condenser | C | 0190E010 | 2021-06-03 | 2014-04-02 | PHILAGANAN
0190-050-429 | 412405 | 0190-ENG-REF-NH3-ABSTNK01 | PM03 | 304 | 52WK Permit to Operate Renewal | Ammonia Absorption Tank | C | 0190E010 | 2021-06-03 | 2014-09-24 | PHILAGANAN
0190-050-429 | 412405 | 0190-ENG-REF-NH3-CHILER01 | PM03 | 304 | 52WK Permit to Operate Renewal | GRAM Package NH3 Chiller 01 | B | 0190E010 | 2021-06-03 | 2014-03-25 | PHILAGANAN
0190-050-429 | 412405 | 0190-ENG-REF-NH3-RECTNK01 | PM03 | 304 | 52WK Permit to Operate Renewal | Ammonia Receiver Tank | A | 0190E010 | 2021-06-03 | 2014-04-02 | PHILAGANAN
0190-050-429 | 412405 | 0190-ENG-REF-NH3-RECTNK01 | PM03 | 304 | 52WK Permit to Operate Renewal | Ammonia Receiver Tank | A | 0190E010 | 2021-06-03 | 2014-09-24 | PHILAGANAN
0190-050-429 | 412405 | 0190-ENG-WWT-MBR-MEBRNE01 | PM03 | 304 | 52WK Permit to Operate Renewal | WWTP Bioreactor Membrane | B | 0190E016 | 2021-06-03 | 2014-03-04 | PHILAGANAN
0190-050-429 | 412405 | 0190-MLK-PRO-NH3-COMPSR01 | PM03 | 304 | 52WK Permit to Operate Renewal | Milks NH3 Chiller 1 Compressor Assembly | B | 0190E012 | 2021-06-03 | 2014-03-25 | PHILAGANAN
0190-050-429 | 412405 | 0190-MLK-PRO-NH3-COMPSR02 | PM03 | 304 | 52WK Permit to Operate Renewal | Milks NH3 Chiller 2 Compressor Assembly | B | 0190E012 | 2021-06-03 | 2014-03-25 | PHILAGANAN
0190-050-429 | 412405 | 0190-MLK-PRO-NH3-RECTNK01 | PM03 | 304 | 52WK Permit to Operate Renewal | Ammonia Receiver/Accumulator Tank 1 | B | 0190E012 | 2021-06-03 | 2014-04-02 | PHILAGANAN
0190-050-429 | 412405 | 0190-MLK-PRO-NH3-RECTNK02 | PM03 | 304 | 52WK Permit to Operate Renewal | Ammonia Receiver/Accumulator Tank 2 | B | 0190E012 | 2021-06-03 | 2014-04-02 | PHILAGANAN
0190-050-428 | 407116 | 0190-ENG-WWT-MBR-BLWPMP01 | PM03 | 303 | 3M Oil Change | Aeration Blower Pump Skid | C | 0190E016 | 2014-10-01 | 2013-09-25 | PHBALALAOS
0190-050-427 | 407111 | 0190-ENG-WWT-MBR-BLWPMP01 | PM03 | 307 | 1M Belt Tension Inspection | Aeration Blower Pump Skid | C | 0190E016 | 2014-10-01 | 2013-09-25 | PHBALALAOS
0190-050-426 | 407110 | 0190-ENG-WWT-AER-AERTOR02 | PM03 | 305 | 1Y Gear Box Replacement | Aeration Tank Aerator No 2 | C | 0190E016 | 2014-09-10 | 2013-09-25 | PHBALALAOS
0190-050-425 | 407101 | 0190-ENG-WWT-MBR-MEBRNE01 | PM03 | 305 | 52WK MBR Chemical Cleaning | WWTP Bioreactor Membrane | B | 0190E016 | 2021-03-19 | 2013-09-25 | PHILAGANAN
0190-050-424 | 52623 | 0190-ENG-STM-ESP-HPRRAV01 | PM03 | 302 | 8WK Condition Monitoring | ESP Hopper RAV No. 1 | B | 0190E012 | 2019-10-03 | 2013-08-01 | PHBALALAOS
0190-050-424 | 52623 | 0190-ENG-STM-ESP-HPRRAV02 | PM03 | 302 | 8WK Condition Monitoring | ESP Hopper RAV No. 2 | B | 0190E012 | 2019-10-03 | 2013-08-01 | PHBALALAOS
0190-050-424 | 52623 | 0190-ENG-STM-ESP-HPRRAV03 | PM03 | 302 | 8WK Condition Monitoring | ESP Hopper RAV No. 3 | B | 0190E012 | 2019-10-03 | 2013-08-01 | PHBALALAOS
0190-050-424 | 52623 | 0190-ENG-STM-FBB-AIRPRE01 | PM03 | 302 | 8WK Condition Monitoring | Air Preheater Facilities | C | 0190E012 | 2019-10-03 | 2013-08-01 | PHBALALAOS
0190-050-424 | 52623 | 0190-ENG-STM-FBB-APHRAV02 | PM03 | 302 | 8WK Condition Monitoring | Air Pre-Heater No. 2 RAV | C | 0190E012 | 2019-10-03 | 2013-08-01 | PHBALALAOS
0190-050-424 | 52623 | 0190-ENG-STM-FBB-BWDRAV01 | PM03 | 302 | 8WK Condition Monitoring | Below Water Drum RAV No.1 | C | 0190E012 | 2019-10-03 | 2013-08-01 | PHBALALAOS
0190-050-424 | 52623 | 0190-ENG-STM-FBB-BWDRAV02 | PM03 | 302 | 8WK Condition Monitoring | Below Water Drum RAV No.2 | C | 0190E012 | 2019-10-03 | 2013-08-01 | PHBALALAOS
0190-050-424 | 52623 | 0190-ENG-STM-FBB-SDHRAV01 | PM03 | 302 | 8WK Condition Monitoring | Sand Hopper RAV | C | 0190E012 | 2019-10-03 | 2013-08-01 | PHBALALAOS
0190-050-424 | 52623 | 0190-ENG-STM-FBB-SDSRAV01 | PM03 | 302 | 8WK Condition Monitoring | Sand Silo RAV No. 1 | C | 0190E012 | 2019-10-03 | 2013-08-01 | PHBALALAOS
0190-050-424 | 52623 | 0190-ENG-STM-FBB-SDSRAV02 | PM03 | 302 | 8WK Condition Monitoring | Sand Silo RAV No. 2 | C | 0190E012 | 2019-10-03 | 2013-08-01 | PHBALALAOS
0190-050-423 | 405232 | 0190-ENG-SCG-PCH-CONMIX01 | PM03 | 307 | 4WK Concentrate Mixer Inspection | Continuous Concentrate Mixer 1 | C | 0190E012 | 2021-03-19 | 2013-07-23 | PHILAGANAN
0190-050-423 | 405232 | 0190-ENG-SCG-PCH-CONMIX02 | PM03 | 307 | 4WK Concentrate Mixer Inspectionn | Continuous Concentrate Mixer 2 | C | 0190E012 | 2021-03-19 | 2013-07-23 | PHILAGANAN
0190-050-422 | 405163 | 0190-ENG-STM-BHS-FCTY | PM03 | 307 | 1W Cleaning/Inspection of Boiler House | Boiler House Facilities | C | 0190E012 | 2014-09-10 | 2013-07-18 | PHBALALAOS
0190-050-421 | 404765 | 0190-MLK-PRO-AHB-PRIFAN01 | PM03 | 303 | 1W Re-Lubrication Bearing Housing | Milk Air Heater B Primary Air Fan No 1 | C | 0190E010 | 2014-11-04 | 2013-07-01 | PHBALALAOS
0190-050-421 | 404765 | 0190-MLK-PRO-AHB-PRIFAN02 | PM03 | 303 | 1W Re-Lubrication Bearing Housing | Milk Air Heater B Primary Air Fan No 2 | C | 0190E010 | 2014-11-04 | 2013-07-01 | PHBALALAOS
0190-050-420 | 404765 | 0190-MLK-PRO-AHC-PRIFAN01 | PM03 | 303 | 1W Re-Lubrication Bearing Housing | Milk Air Heater C Primary Air Fan No 1 | C | 0190E010 | 2014-11-04 | 2013-07-01 | PHBALALAOS
0190-050-420 | 404765 | 0190-MLK-PRO-AHC-PRIFAN02 | PM03 | 303 | 1W Re-Lubrication Bearing Housing | Milk Air Heater C Primary Air Fan No 2 | C | 0190E010 | 2014-11-04 | 2013-07-01 | PHBALALAOS
0190-050-419 | 403558 | 0190-MLK-PRO-EGB-SPASEP01 | PM03 | 307 | 1W Draining of Spark Separator | Spark Separator 1B | A | 0190E010 | 2014-11-03 | 2013-05-14 | PHBALALAOS
0190-050-419 | 403558 | 0190-MLK-PRO-EGC-SPASEP01 | PM03 | 307 | 1W Draining of Spark Separator | Spark Separator 1C | A | 0190E010 | 2014-11-03 | 2013-05-14 | PHBALALAOS
0190-050-418 | 401476 | 0190-MLK-PRO-AHC-BURNER01 | PM03 | 307 | 4WK Inspection Oil Regulator | Weishaupt Burner C1 | A | 0190E012 | 2020-09-22 | 2013-05-08 | PHBALALAOS
0190-050-417 | 403415 | 0190-ENG-WWT-PRP-STMDRN01 | PM03 | 305 | 26WK Servicing of Valve(LLD Pit) | Storm Drain Exit Pit (Last Line Defense) | A | 0190E016 | 2021-03-19 | 2013-05-06 | PHILAGANAN
0190-050-416 | 403218 | 0190-ENG-REF-CMN-COMMON01 | PM03 | 307 | 3M Inspection/Cleaning of Pipeline | Refrigeration Facilities | C | 0190E010 | 2014-09-10 | 2013-04-22 | PHBALALAOS
0190-050-415 | 401476 | 0190-MLK-PRO-AHC-BURNER01 | PM03 | 307 | 1W Cleaning/Inspection Oil Regulator | Weishaupt Burner C1 | A | 0190E012 | 2014-09-11 | 2013-04-18 | PHBALALAOS
0190-050-414 | 55703 | 0190-ENG-SCG-BIO-BLTCVY01 | PM03 | 302 | 8WK Condition Monitoring | Biomass Belt Conveyor 01 | C | 0190E012 | 2019-09-02 | 2013-04-05 | PHBALALAOS
0190-050-414 | 55703 | 0190-ENG-SCG-BIO-BLTCVY02 | PM03 | 302 | 8WK Condition Monitoring | Biomass Belt Conveyor 02 | C | 0190E012 | 2019-09-02 | 2013-04-05 | PHBALALAOS
0190-050-414 | 55703 | 0190-ENG-SCG-BIO-BLTCVY03 | PM03 | 302 | 8WK Condition Monitoring | Biomass Belt Conveyor 03 | C | 0190E012 | 2019-09-02 | 2013-04-05 | PHBALALAOS
0190-050-414 | 55703 | 0190-ENG-SCG-BIO-TSCFDR01 | PM03 | 302 | 8WK Condition Monitoring | Biomas Twin feeder 01 | C | 0190E012 | 2019-09-02 | 2013-04-05 | PHBALALAOS
0190-050-414 | 55703 | 0190-ENG-SCG-BIO-TSCFDR02 | PM03 | 302 | 8WK Condition Monitoring | Biomas Twin Feeder 02 | C | 0190E012 | 2019-09-02 | 2013-04-05 | PHBALALAOS
0190-050-414 | 55703 | 0190-ENG-SCG-CWE-DRNPMP15 | PM03 | 302 | 8WK Condition Monitoring | CWW Drain Pump P 15A | C | 0190E012 | 2019-09-02 | 2013-04-05 | PHBALALAOS
0190-050-414 | 55703 | 0190-ENG-SCG-CWE-FEDPMP07 | PM03 | 302 | 8WK Condition Monitoring | CWW Evaporator Feed Pump P 7 | C | 0190E012 | 2019-09-02 | 2013-04-05 | PHBALALAOS
0190-050-413 | 57255 | 0190-COF-PRO-AH3-AHCHMB01 | PM03 | 307 | 3WK Inspecton of Hand Hole | Coffee AH3 Combustion Chamber | C | 0190E010 | 2015-04-13 | 2013-03-07 | PHBALALAOS
0190-050-412 | 401476 | 0190-MLK-PRO-AHB-BURNER01-OILREGULATOR01 | PM03 | 307 | 4WK Inspection of Oil Regulator | Burner Oil Regulator B1 | B | 0190E010 | 2021-02-08 | 2013-02-19 | PHBALALAOS
0190-050-412 | 401476 | 0190-MLK-PRO-AHB-BURNER02-OILREGULATOR01 | PM03 | 307 | 4WK Inspection of Oil Regulator | Burner Oil Regulator B2 | B | 0190E010 | 2021-02-08 | 2013-02-19 | PHBALALAOS
0190-050-411 | 60753 | 0190-MLK-PRO-NH3-COMPSR01 | PM03 | 306 | 13WK System Leak test | Milks NH3 Chiller 1 Compressor Assembly | B | 0190E005 | 2021-06-03 | 2012-10-01 | PHILAGANAN
0190-050-411 | 60753 | 0190-MLK-PRO-NH3-COMPSR02 | PM03 | 306 | 13WK System Leak test | Milks NH3 Chiller 2 Compressor Assembly | B | 0190E005 | 2021-06-03 | 2012-10-01 | PHILAGANAN
0190-050-410 | 66942 | 0190-COF-PRO-AH3-BURNER01 | PM03 | 306 | 3M Function Test Solenoid Valve | Coffee AH3 Burner01 | C | 0190E010 | 2014-09-09 | 2012-07-31 | PHBALALAOS
0190-050-409 | 52587 | 0190-ENG-STM-WHB-PRIFAN01 | PM03 | 307 | 6MON Inspection Primary Air Fan (LURGI) | Primary Air Fan M106 | C | 0190E012 | 2014-02-05 | 2012-06-04 | PHBALALAOS
0190-050-408 | 52587 | 0190-ENG-STM-WHB-COLFAN01 | PM03 | 307 | 6MON Inspection Cooling Air Fan (LURGI) | Cooling Air Fan No 1 (Motor Driven) | C | 0190E012 | 2014-02-05 | 2012-06-04 | PHBALALAOS
0190-050-407 | 52587 | 0190-WST-STM-WHB-2RYFAN01 | PM03 | 307 | 6MON Inspection Start up Fan (LURGI) | Start Up Burner Fan M103 | C | 0190E012 | 2014-02-05 | 2012-06-04 | PHBALALAOS
0190-050-406 | 52587 | 0190-ENG-STM-WHB-CAIRFN01 | PM03 | 307 | 6MON Inspection Combustion Fan(LURGI) | Combustion Air Fan M102 | C | 0190E012 | 2014-02-05 | 2012-06-04 | PHBALALAOS
0190-050-405 | 52587 | 0190-ENG-STM-WHB-FGRFAN01 | PM03 | 307 | 6MON Inspection Recirculation Fan(LURGI) | Flue Gas Recirculation Fan M104 | C | 0190E012 | 2014-02-05 | 2012-06-04 | PHBALALAOS
0190-050-404 | 52587 | 0190-ENG-STM-WHB-IDFAN001 | PM03 | 307 | 6MON Inspection IDF(LURGI) | Induced Draft Fan M105 | C | 0190E012 | 2014-02-05 | 2012-06-04 | PHBALALAOS
0190-050-403 | 45503 | 0190-ENG-SCG-CWE-FEDPMP07 | PM03 | 305 | 1Y Pump and Motor CWWE P-7 | CWW Evaporator Feed Pump P 7 | C | 0190E012 | 2014-09-10 | 2012-05-01 | PHBALALAOS
0190-050-402 | 63137 | 0190-WST-SCG-CWE-COMMON01 | PM03 | 307 | 1W Machine Checklist- Giga | Colored Water Common | C | 0190E012 | 2014-10-30 | 2012-04-11 | PHBALALAOS
0190-050-402 | 63137 | 0190-WST-SCG-CWE-COMMON01 | PM03 | 307 | 1W Machine Checklist - Salva | Colored Water Common | C | 0190E012 | 2014-10-30 | 2012-04-11 | PHBALALAOS
0190-050-402 | 63137 | 0190-WST-SCG-CWE-COMMON01 | PM03 | 307 | 1W Machine Checklist - Echavez | Colored Water Common | C | 0190E012 | 2014-10-30 | 2012-04-11 | PHBALALAOS
0190-050-402 | 63137 | 0190-WST-SCG-CWE-COMMON01 | PM03 | 307 | 1W Machine Checklist - Ofngol | Colored Water Common | C | 0190E012 | 2014-10-30 | 2012-04-11 | PHBALALAOS
0190-050-401 | 63137 | 0190-ENG-STM-BHS-FCTY | PM03 | 307 | 1W Machine Checklist- Relliquette | Boiler House Facilities | C | 0190E012 | 2014-11-10 | 2012-04-11 | PHBALALAOS
0190-050-401 | 63137 | 0190-ENG-STM-BHS-FCTY | PM03 | 307 | 1W Machine Checklist- Demegillo | Boiler House Facilities | C | 0190E012 | 2014-11-10 | 2012-04-11 | PHBALALAOS
0190-050-401 | 63137 | 0190-ENG-STM-BHS-FCTY | PM03 | 307 | 1W Machine Checklist- Menoc | Boiler House Facilities | C | 0190E012 | 2014-11-10 | 2012-04-11 | PHBALALAOS
0190-050-401 | 63137 | 0190-ENG-STM-BHS-FCTY | PM03 | 307 | 1W Machine Checklist- Galeriana | Boiler House Facilities | C | 0190E012 | 2014-11-10 | 2012-04-11 | PHBALALAOS
0190-050-401 | 63137 | 0190-ENG-STM-BHS-FCTY | PM03 | 307 | 1W Machine Checklist- Oracion | Boiler House Facilities | C | 0190E012 | 2014-11-10 | 2012-04-11 | PHBALALAOS
0190-050-401 | 63137 | 0190-ENG-STM-BHS-FCTY | PM03 | 307 | 1W Machine Checklist- Jaramillo | Boiler House Facilities | C | 0190E012 | 2014-11-10 | 2012-04-11 | PHBALALAOS
0190-050-401 | 63137 | 0190-ENG-STM-BHS-FCTY | PM03 | 307 | 1W Machine Checklist- Ladera | Boiler House Facilities | C | 0190E010 | 2014-11-10 | 2012-04-11 | PHBALALAOS
0190-050-401 | 63137 | 0190-ENG-STM-BHS-FCTY | PM03 | 307 | 1W Machine Checklist- Monsanto | Boiler House Facilities | C | 0190E010 | 2014-11-10 | 2012-04-11 | PHBALALAOS
0190-050-401 | 63137 | 0190-ENG-STM-BHS-FCTY | PM03 | 307 | 1W Machine Checklist- Seville | Boiler House Facilities | C | 0190E010 | 2014-11-10 | 2012-04-11 | PHBALALAOS
0190-050-401 | 63137 | 0190-ENG-STM-BHS-FCTY | PM03 | 307 | 1W Machine Checklist - Pelegrino | Boiler House Facilities | C | 0190E010 | 2014-11-10 | 2012-04-11 | PHBALALAOS
0190-050-401 | 63137 | 0190-ENG-STM-BHS-FCTY | PM03 | 307 | 1W Machine Checklist - Villa | Boiler House Facilities | C | 0190E010 | 2014-11-10 | 2013-04-11 | PHBALALAOS
0190-050-401 | 63137 | 0190-ENG-STM-BHS-FCTY | PM03 | 307 | 1W Machine Checklist- Maghanoy | Boiler House Facilities | C | 0190E010 | 2014-11-10 | 2013-10-31 | PHBALALAOS
0190-050-400 | 63137 | 0190-ENG-WWT-CMN-FCLTY | PM03 | 307 | 1W Machine Checklist- Israel | WAste Water Treatment Plant Facility | C | 0190E016 | 2014-10-30 | 2012-04-11 | PHBALALAOS
0190-050-400 | 63137 | 0190-ENG-WWT-CMN-FCLTY | PM03 | 307 | 1W Machine Checklist- Lozada | WAste Water Treatment Plant Facility | C | 0190E016 | 2014-10-30 | 2012-04-11 | PHBALALAOS
0190-050-400 | 63137 | 0190-ENG-WWT-CMN-FCLTY | PM03 | 307 | 1W Machine Checklist- Cordova | WAste Water Treatment Plant Facility | C | 0190E016 | 2014-10-30 | 2012-04-11 | PHBALALAOS
0190-050-400 | 63137 | 0190-ENG-WWT-CMN-FCLTY | PM03 | 307 | 1W Machine Checklist - Damaso | WAste Water Treatment Plant Facility | C | 0190E016 | 2014-10-30 | 2012-09-20 | PHBALALAOS
0190-050-399 | 54914 | 0190-ENG-STM-WHB-SCRBPM01 | PM03 | 305 | 1Y Servicing/Overhauling Scrubber Pump | Scrubber Pump No 1 M203 | C | 0190E012 | 2014-09-10 | 2012-04-06 | PHBALALAOS
0190-050-398 | 63266 | 0190-ENG-SCG-CHW-ROTFTR01 | PM03 | 305 | 52wk Servicing of Rotating Filter | Colored Water Rotating Filter | C | 0190E012 | 2015-10-19 | 2012-04-04 | PHBALALAOS
0190-050-397 | 63260 | 0190-ENG-SCG-CHW-ROTFTR01 | PM03 | 307 | 3MON Inspection of Rotating Filter | Colored Water Rotating Filter | C | 0190E012 | 2014-09-11 | 2012-04-04 | PHBALALAOS
0190-050-396 | 63137 | 0190-ENG-WTR-CMN-COMMON | PM03 | 307 | 1W Machine Checklist-Vaguchay | Water Facilities Common | C | 0190E012 | 2014-10-30 | 2012-03-30 | PHBALALAOS
0190-050-396 | 63137 | 0190-ENG-WTR-CMN-COMMON | PM03 | 307 | 1W Machine Checklist-Zaballero | Water Facilities Common | C | 0190E012 | 2014-10-30 | 2012-03-30 | PHBALALAOS
0190-050-396 | 63137 | 0190-ENG-WTR-CMN-COMMON | PM03 | 307 | 1W Machine Checklist-Moreno | Water Facilities Common | C | 0190E012 | 2014-10-30 | 2012-03-30 | PHBALALAOS
0190-050-396 | 63137 | 0190-ENG-WTR-CMN-COMMON | PM03 | 307 | 1W Machine Checklist-Libarnes | Water Facilities Common | C | 0190E012 | 2014-10-30 | 2012-03-30 | PHBALALAOS
0190-050-396 | 63137 | 0190-ENG-WTR-CMN-COMMON | PM03 | 307 | 1W Machine Checklist-Lagare | Water Facilities Common | C | 0190E012 | 2014-10-30 | 2012-03-30 | PHBALALAOS
0190-050-396 | 63137 | 0190-ENG-WTR-CMN-COMMON | PM03 | 307 | 1W Machine Checklist-Servano | Water Facilities Common | C | 0190E012 | 2014-10-30 | 2012-03-30 | PHBALALAOS
0190-050-396 | 63137 | 0190-ENG-WTR-CMN-COMMON | PM03 | 307 | 1W Machine Checklist- Marin | Water Facilities Common | C | 0190E012 | 2014-10-30 | 2012-09-20 | PHBALALAOS
0190-050-396 | 63137 | 0190-ENG-WTR-CMN-COMMON | PM03 | 307 | 1W Machine Checklist-A.C Tunac | Water Facilities Common | C | 0190E016 | 2014-10-30 | 2014-07-28 | PHBALALAOS
0190-050-396 | 63137 | 0190-ENG-WTR-CW2-C0MMON | PM03 | 307 | 1W Machine Checklist - Cajilog | Circuit 2 Common | C | 0190E012 | 2014-10-30 | 2012-11-06 | PHBALALAOS
0190-050-396 | 63137 | 0190-ENG-WTR-CW2-C0MMON | PM03 | 307 | 1W Machine Checklist- Eroisa | Circuit 2 Common | C | 0190E012 | 2014-10-30 | 2013-02-01 | PHBALALAOS
0190-050-395 | 62404 | 0190-ENG-STM-JT2-STMDRM01 | PM03 | 307 | 52WK Inspection of Steam/Water/Mud Drum | JT 2 Boiler Steam Drum | C | 0190E012 | 2020-12-14 | 2012-02-13 | PHBALALAOS
0190-050-395 | 62404 | 0190-ENG-STM-JT2-WTRDRM01 | PM03 | 307 | 52WK Inspection of Steam/Water/Mud Drum | JT 2 Boiler Water/Mud Drum | C | 0190E012 | 2020-12-14 | 2012-02-13 | PHBALALAOS
0190-050-394 | 62404 | 0190-ENG-STM-JT1-STMDRM01 | PM03 | 307 | 52WK Inspection of Steam Drum | JT 1 Boiler Steam Drum | C | 0190E012 | 2021-02-09 | 2012-02-13 | PHBALALAOS
0190-050-394 | 62404 | 0190-ENG-STM-JT1-WTRDRM01 | PM03 | 307 | 52WK Inspection of Steam Drum | JT 1 Boiler Water/Mud Drum | C | 0190E012 | 2021-02-09 | 2012-02-13 | PHBALALAOS
0190-050-393 | 62404 | 0190-ENG-STM-FBB-STMDRM01 | PM03 | 306 | 52WK Inspection of Steam/Water/Mud Drum | Fluidized Bed Boiler Steam Drum | C | 0190E012 | 2021-06-03 | 2012-02-11 | PHILAGANAN
0190-050-393 | 62404 | 0190-ENG-STM-FBB-WTRDRM01 | PM03 | 306 | 52WK Inspection of Steam/Water/Mud Drum | Fluidized Bed Boiler Water/Mud Drum | C | 0190E012 | 2021-06-03 | 2012-02-11 | PHILAGANAN
0190-050-392 | 61733 | 0190-ENG-GFO-FFF-PIPELINE | PM03 | 307 | 4WK Inspection SCBA | Fire Fighting Pipe Lines | C | 0190E012 | 2020-09-28 | 2012-01-07 | PHBALALAOS
0190-050-391 | 61414 | 0190-ENG-STM-FBB-FUELPM01 | PM03 | 305 | 52WK Servicing Fuel Pump | Fuel Oil Pump No. 1-FBB | C | 0190E012 | 2015-10-16 | 2011-12-26 | PHBALALAOS
0190-050-391 | 61414 | 0190-ENG-STM-FBB-FUELPM02 | PM03 | 305 | 52WK Servicing Fuel Pump | Fuel Oil Pump No. 2-FBB | C | 0190E012 | 2015-10-16 | 2011-12-26 | PHBALALAOS
0190-050-390 | 61410 | 0190-ENG-STM-FBB-ASHCON02 | PM03 | 305 | 52WK Servicing Ash Conveyor | Ash Conveyor No.2 (C2) | C | 0190E012 | 2020-11-11 | 2011-12-26 | PHBALALAOS
0190-050-390 | 61410 | 0190-ENG-STM-FBB-ASHCON03 | PM03 | 305 | 52WK Servicing Ash Conveyor | Ash Conveyor No.3 (C3) | C | 0190E012 | 2020-11-11 | 2011-12-26 | PHBALALAOS
0190-050-390 | 61410 | 0190-ENG-STM-FBB-ASHCON04 | PM03 | 305 | 52WK Servicing Ash Conveyor | Ash Conveyor No.4 (C4) | C | 0190E012 | 2020-11-11 | 2011-12-26 | PHBALALAOS
0190-050-390 | 61410 | 0190-ENG-STM-FBB-ASHCON05 | PM03 | 305 | 52WK Servicing Ash Conveyor | Ash Conveyor No.5 (C5) | C | 0190E012 | 2020-11-11 | 2011-12-26 | PHBALALAOS
0190-050-389 | 61153 | 0190-ENG-STM-WTF-DAERTR03 | PM03 | 306 | 52WK Tank Inspection and Cleaning | FWT Daerator - FBB | C | 0190E012 | 2021-06-03 | 2011-12-16 | PHILAGANAN
0190-050-389 | 61153 | 0190-ENG-STM-WTF-FWTANK03 | PM03 | 306 | 52WK Tank Inspection and Cleaning | Feedwater Tank 3 - FBB | C | 0190E012 | 2021-06-03 | 2011-12-15 | PHILAGANAN
0190-050-389 | 61153 | 0190-ENG-WWT-DAF-PRSTNK01 | PM03 | 306 | 52WK Tank Inspection and Cleaning | Pressurized Tank | A | 0190E016 | 2021-06-03 | 2011-12-16 | PHILAGANAN
0190-050-388 | 61117 | 0190-ENG-STM-JT1-CAIRLNE01 | PM03 | 306 | 26WK Leak Test -Compressed Air line | Compressed Air Line | C | 0190E012 | 2021-06-03 | 2011-12-13 | PHILAGANAN
0190-050-388 | 61117 | 0190-ENG-STM-JT2-CAIRLNE01 | PM03 | 306 | 26WK Leak Test -Compressed Air line | Compressed Air Line | C | 0190E012 | 2021-06-03 | 2011-12-13 | PHILAGANAN
0190-050-387 | 61116 | 0190-ENG-STM-JT1-LPGLNE01 | PM03 | 306 | 26WK Leak Test -LPG Line | JT Boiler No 1 LPG line | C | 0190E012 | 2021-06-03 | 2011-12-13 | PHILAGANAN
0190-050-387 | 61116 | 0190-ENG-STM-JT2-LPGLNE01 | PM03 | 306 | 26WK Leak Test -LPG Line | JT Boiler No 2 LPG Line | C | 0190E012 | 2021-06-03 | 2011-12-13 | PHILAGANAN
0190-050-386 | 60753 | 0190-MLK-PRO-NH3-COMPSR01 | PM03 | 306 | 3MON SYSTEM LEAK TEST(FRICK) | Milks NH3 Chiller 1 Compressor Assembly | B | 0190E012 | 2014-01-20 | 2011-12-12 | PHBALALAOS
0190-050-385 | 61058 | 0190-ENG-STM-FBB-AFBBLR01 | PM03 | 304 | 52WK Hydrostatic Test/Permit Renewal | Atmospheric Fluidized Bed Boiler | A | 0190E012 | 2021-06-03 | 2011-12-10 | PHILAGANAN
0190-050-385 | 61058 | 0190-ENG-STM-JT1-JTBOILR01 | PM03 | 304 | 52WK Hydrostatic Test/Permit Renewal | JT Boiler No 1 | A | 0190E012 | 2021-06-03 | 2011-12-10 | PHILAGANAN
0190-050-385 | 61058 | 0190-ENG-STM-JT2-JTBOILR02 | PM03 | 304 | 52WK Hydrostatic Test/Permit Renewal | JT Boiler No 2 | A | 0190E012 | 2021-06-03 | 2011-12-10 | PHILAGANAN
0190-050-384 | 60830 | 0190-ENG-WTR-SWF-SWBTNK01 | PM03 | 307 | 52WK Tank Inspection & Cleaning | Softened Water Process Tank 1 | C | 0190E012 | 2021-03-19 | 2011-12-08 | PHILAGANAN
0190-050-384 | 60830 | 0190-ENG-WWT-AER-CIRCULTK | PM03 | 307 | 52WK Tank Inspection & Cleaning | Re-circulation Tank | C | 0190E016 | 2021-03-19 | 2011-12-08 | PHILAGANAN
0190-050-384 | 60830 | 0190-ENG-WWT-AER-THICKRTK | PM03 | 307 | 52WK Tank Inspection & Cleaning | Thickener Tank | C | 0190E016 | 2021-03-19 | 2011-12-08 | PHILAGANAN
0190-050-384 | 60830 | 0190-ENG-WWT-DAF-FLOTNK01 | PM03 | 307 | 52WK Tank Inspection & Cleaning | Dissolved Air Floatation Tank | B | 0190E016 | 2021-03-19 | 2011-12-08 | PHILAGANAN
0190-050-384 | 60830 | 0190-ENG-WWT-MBR-CEBTNK01 | PM03 | 307 | 52WK Tank Inspection & Cleaning | CEB Tank | C | 0190E016 | 2021-03-19 | 2011-12-08 | PHILAGANAN
0190-050-384 | 60830 | 0190-ENG-WWT-MBR-PRMTNK01 | PM03 | 307 | 52WK Tank Inspection & Cleaning | Permeate Tank | C | 0190E016 | 2021-03-19 | 2011-12-08 | PHILAGANAN
0190-050-384 | 60830 | 0190-ENG-WWT-PRP-NEUTRA01 | PM03 | 307 | 52WK Tank Inspection & Cleaning | Neutralization Tank | C | 0190E016 | 2021-03-19 | 2011-12-08 | PHILAGANAN
0190-050-384 | 60830 | 0190-ENG-WWT-PRP-STMDRN01 | PM03 | 307 | 52WK Tank Inspection & Cleaning | Storm Drain Exit Pit (Last Line Defense) | A | 0190E016 | 2021-03-19 | 2011-12-08 | PHILAGANAN
0190-050-383 | 60823 | 0190-ENG-SCG-CHW-CWPPMP01 | PM03 | 307 | 52WK Inspection/Oil change-sub pump | Coloured Water Pit Pump No 1 | C | 0190E012 | 2021-03-19 | 2014-10-10 | PHILAGANAN
0190-050-383 | 60823 | 0190-ENG-WWT-AER-CIRPUM01 | PM03 | 303 | 52WK Inspection/Oil change-sub pump | Re-Cir Sub-Pump No 1 to Aeration No 1 | C | 0190E016 | 2021-03-19 | 2011-12-07 | PHILAGANAN
0190-050-383 | 60823 | 0190-ENG-WWT-AER-CIRPUM02 | PM03 | 303 | 52WK Inspection/Oil change-sub pump | Re-Cir Sub-Pump No 2 to Aeration No 1 | C | 0190E016 | 2021-03-19 | 2011-12-07 | PHILAGANAN
0190-050-383 | 60823 | 0190-ENG-WWT-AER-CIRPUM03 | PM03 | 303 | 52WK Inspection/Oil change-sub pump | Re-circulation Sub-Pump No 3 to Bal Tank | C | 0190E016 | 2021-03-19 | 2011-12-07 | PHILAGANAN
0190-050-383 | 60823 | 0190-ENG-WWT-PRP-BALPUM01 | PM03 | 307 | 52WK Inspection/Oil change-sub pump | Bal Tank sub-pump to Aeration Tank No 1 | C | 0190E016 | 2021-03-19 | 2014-10-10 | PHILAGANAN
0190-050-383 | 60823 | 0190-ENG-WWT-PRP-DILPUM02 | PM03 | 303 | 52WK Inspection/Oil change-sub pump | Dilution No 1 Pump to Balancing Tank | C | 0190E016 | 2021-03-19 | 2011-12-16 | PHILAGANAN
0190-050-383 | 60823 | 0190-ENG-WWT-PRP-MIXPUM01 | PM03 | 305 | 52WK Inspection/Oil change-sub pump | Milks Waste Pit Sub-Pump to Dil No 2 | C | 0190E016 | 2021-03-19 | 2013-09-04 | PHILAGANAN
0190-050-383 | 60823 | 0190-ENG-WWT-PRP-MIXPUM02 | PM03 | 303 | 52WK Inspection/Oil change-sub pump | Lurgi Mix Waste Pit Sub-Pump to Dil No 1 | C | 0190E016 | 2021-03-19 | 2011-12-07 | PHILAGANAN
0190-050-383 | 60823 | 0190-ENG-WWT-PRP-MIXPUM02 | PM03 | 305 | 52WK Inspection/Oil change-sub pump | Lurgi Mix Waste Pit Sub-Pump to Dil No 1 | C | 0190E016 | 2021-03-19 | 2013-09-04 | PHILAGANAN
0190-050-383 | 60823 | 0190-ENG-WWT-PRP-MIXPUM03 | PM03 | 303 | 52WK Inspection/Oil change-sub pump | Ext45 Mix Waste Pit Sub-Pump to Dil No 1 | C | 0190E016 | 2021-03-19 | 2011-12-07 | PHILAGANAN
0190-050-383 | 60823 | 0190-ENG-WWT-PRP-STMPIT01 | PM03 | 303 | 52WK Inspection/Oil change-sub pump | Storm Drain Exit Pit Pump | A | 0190E016 | 2021-03-19 | 2011-12-07 | PHILAGANAN
0190-050-383 | 60823 | 0190-ENG-WWT-SBR-EHTAIR01 | PM03 | 303 | 52WK Inspection/Oil change-sub pump | Air Ejector 01 | C | 0190E016 | 2021-03-19 | 2011-12-09 | PHILAGANAN
0190-050-383 | 60823 | 0190-ENG-WWT-SBR-EHTAIR02 | PM03 | 303 | 52WK Inspection/Oil change-sub pump | Air Ejector 02 | C | 0190E016 | 2021-03-19 | 2011-12-09 | PHILAGANAN
0190-050-383 | 60823 | 0190-ENG-WWT-SBR-INFPMP02 | PM03 | 303 | 52WK Inspection/Oil change-sub pump | Sewage Pump (Sub-pump Influent Pump 2) | C | 0190E016 | 2021-03-19 | 2011-12-07 | PHILAGANAN
0190-050-382 | 60817 | 0190-ENG-REF-NH3-CHILER01 | PM03 | 306 | 52WK Functionality Test | GRAM Package NH3 Chiller 01 | B | 0190E010 | 2021-06-03 | 2011-12-07 | PHILAGANAN
0190-050-382 | 60817 | 0190-ENG-REF-NH3-CHILER02 | PM03 | 306 | 52WK Functionality Test | SABROE Package NH3 Chiller 2 | B | 0190E010 | 2021-06-03 | 2019-11-07 | PHILAGANAN
0190-050-382 | 60817 | 0190-MLK-PRO-NH3-COMPSR01 | PM03 | 306 | 52WK Functionality Test | Milks NH3 Chiller 1 Compressor Assembly | B | 0190E005 | 2021-06-03 | 2011-12-07 | PHILAGANAN
0190-050-382 | 60817 | 0190-MLK-PRO-NH3-COMPSR02 | PM03 | 306 | 52WK Functionality Test | Milks NH3 Chiller 2 Compressor Assembly | B | 0190E012 | 2021-06-03 | 2014-05-22 | PHILAGANAN
0190-050-381 | 60795 | 0190-ENG-GFO-FFF-JOCPMP01 | PM03 | 306 | 4WK Safety Inspection - Jockey Pump | Fire Fighting No 1 Jockey Pump | A | 0190E012 | 2021-06-03 | 2011-12-06 | PHILAGANAN
0190-050-381 | 60795 | 0190-ENG-GFO-FFF-JOCPMP02 | PM03 | 306 | 4WK Safety Inspection - Jockey Pump | Fire Fighting No 2 Jockey Pump | A | 0190E012 | 2021-06-03 | 2011-12-06 | PHILAGANAN
0190-050-380 | 60793 | 0190-ENG-WTR-CW2-WTRPPE01 | PM03 | 306 | 5Y Thickness Gauging | Distribution Lines | C | 0190E012 | 2020-11-11 | 2011-12-05 | PHBALALAOS
0190-050-380 | 60793 | 0190-ENG-WTR-RWF-DEWSTR01 | PM03 | 306 | 5Y Thickness Gauging | Deepwell Structure 01 | C | 0190E012 | 2020-11-11 | 2011-12-06 | PHBALALAOS
0190-050-380 | 60793 | 0190-ENG-WTR-RWF-DEWSTR02 | PM03 | 306 | 5Y Thickness Gauging | Deepwell Structure 02 | C | 0190E012 | 2020-11-11 | 2011-12-06 | PHBALALAOS
0190-050-380 | 60793 | 0190-ENG-WTR-RWF-DEWSTR03 | PM03 | 306 | 5Y Thickness Gauging | Deepwell Structure 03 | C | 0190E012 | 2020-11-11 | 2011-12-06 | PHBALALAOS
0190-050-379 | 60753 | 0190-ENG-REF-NH3-COMPSR01 | PM03 | 306 | 13WK SYSTEM LEAK TEST | Chiller Compressor | B | 0190E010 | 2021-06-03 | 2011-12-01 | PHILAGANAN
0190-050-379 | 60753 | 0190-ENG-REF-NH3-RECTNK01 | PM03 | 306 | 13WK SYSTEM LEAK TEST | Ammonia Receiver Tank | A | 0190E010 | 2021-06-03 | 2011-12-06 | PHILAGANAN
0190-050-378 | 60742 | 0190-ENG-STM-FBB-AFBBLR01 | PM03 | 304 | 156WK NDT TEST - BOILER | Atmospheric Fluidized Bed Boiler | A | 0190E012 | 2021-06-03 | 2011-12-01 | PHILAGANAN
0190-050-378 | 60742 | 0190-ENG-STM-JT1-JTBOILR01 | PM03 | 304 | 156WK NDT TEST - BOILER | JT Boiler No 1 | A | 0190E012 | 2021-06-03 | 2011-12-01 | PHILAGANAN
0190-050-378 | 60742 | 0190-ENG-STM-JT2-JTBOILR02 | PM03 | 304 | 156WK NDT TEST - BOILER | JT Boiler No 2 | A | 0190E012 | 2021-06-03 | 2011-12-01 | PHILAGANAN
0190-050-377 | 60730 | 0190-ENG-WTR-DWF-WTRRES01 | PM03 | 307 | 52WK Inspection/Cleaning Water Reservoir | Water Reservoir No 1 | C | 0190E010 | 2015-11-04 | 2011-11-29 | PHBALALAOS
0190-050-377 | 60730 | 0190-ENG-WTR-ROF-WTRRES03 | PM03 | 307 | 52WK Inspection/Cleaning Water Reservoir | Water Reservoir No 3 (RO Water Storage) | C | 0190E012 | 2015-11-04 | 2011-12-06 | PHBALALAOS
0190-050-377 | 60730 | 0190-ENG-WTR-RWF-WTRRES02 | PM03 | 307 | 52WK Inspection/Cleaning Water Reservoir | Water Reservoir No 2 | C | 0190E012 | 2015-11-04 | 2011-11-29 | PHBALALAOS
0190-050-376 | 60662 | 0190-ENG-STM-FBB-AFBBLR01 | PM03 | 307 | 6MON Servicing Boiler-AFBB | Atmospheric Fluidized Bed Boiler | A | 0190E012 | 2014-09-10 | 2011-11-25 | PHBALALAOS
0190-050-375 | 60657 | 0190-ENG-STM-FBB-AFBBLR01 | PM03 | 305 | 52 WK Servicing Boiler AFBB | Atmospheric Fluidized Bed Boiler | A | 0190E012 | 2019-08-26 | 2011-11-25 | PHBALALAOS
0190-050-374 | 57782 | 0190-ENG-STM-BHS-FCTY | PM03 | 307 | 4WK Steam Trap Inspection/Servicing | Boiler House Facilities | C | 0190E012 | 2020-11-11 | 2011-11-24 | PHBALALAOS
0190-050-374 | 57782 | 0190-ENG-STM-FBB-STMLNE01 | PM03 | 307 | 4WK Steam Trap Inspection/Servicing | AFBB Steam Distribution Line | C | 0190E012 | 2020-11-11 | 2011-11-24 | PHBALALAOS
0190-050-374 | 57782 | 0190-ENG-STM-JT1-STMLNE01 | PM03 | 307 | 4WK Steam Trap Inspection/Servicing | JT Boiler No 1 Steam Distribution Line | C | 0190E012 | 2020-11-11 | 2011-11-24 | PHBALALAOS
0190-050-374 | 57782 | 0190-ENG-STM-JT2-PWRPNL01 | PM03 | 307 | 4WK Steam Trap Inspection/Servicing | JT Boiler Power Distribution Panel | C | 0190E010 | 2020-11-11 | 2011-11-24 | PHBALALAOS
0190-050-374 | 57782 | 0190-ENG-STM-WHB-STMLNE01 | PM03 | 307 | 4WK Steam Trap Inspection/Servicing | WH Boiler Steam Distribution Line | C | 0190E012 | 2020-11-11 | 2011-11-24 | PHBALALAOS
0190-050-373 | 60595 | 0190-ENG-STM-FBB-FRCDFN01 | PM03 | 303 | 26Wk Lubrication - AFBB (IDF, FDF) | Force Draft Fan Assembly | C | 0190E012 | 2020-12-02 | 2011-11-19 | PHBALALAOS
0190-050-373 | 60595 | 0190-ENG-STM-FBB-FRCDFN01-FAN01 | PM03 | 303 | 26Wk Lubrication - AFBB (IDF, FDF) | Force Draft Fan | B | 0190E012 | 2020-12-02 | 2018-11-09 | PHBALALAOS
0190-050-373 | 60595 | 0190-ENG-STM-FBB-FRCDFN01-MOTOR01 | PM03 | 303 | 26Wk Lubrication - AFBB (IDF, FDF) | Force Draft Fan Motor | B | 0190E012 | 2020-12-02 | 2018-11-09 | PHBALALAOS
0190-050-373 | 60595 | 0190-ENG-STM-FBB-INDFAN01 | PM03 | 303 | 26Wk Lubrication - AFBB (IDF, FDF) | Induced Draft Fan Assembly | C | 0190E012 | 2020-12-02 | 2011-11-19 | PHBALALAOS
0190-050-373 | 60595 | 0190-ENG-STM-FBB-INDFAN01-FAN01 | PM03 | 303 | 26Wk Lubrication - AFBB (IDF, FDF) | Induced Draft Fan | B | 0190E012 | 2020-12-02 | 2018-11-09 | PHBALALAOS
0190-050-373 | 60595 | 0190-ENG-STM-FBB-INDFAN01-MOTOR01 | PM03 | 303 | 26Wk Lubrication - AFBB (IDF, FDF) | Induced Draft Fan-MOTOR | B | 0190E012 | 2020-12-02 | 2018-11-09 | PHBALALAOS
0190-050-372 | 60543 | 0190-ENG-STM-FBB-AFBBLR01 | PM03 | 307 | 4W Gauge Glass Blowdown-BoilerSteam Drum | Atmospheric Fluidized Bed Boiler | A | 0190E012 | 2021-02-09 | 2011-11-10 | PHBALALAOS
0190-050-372 | 60543 | 0190-ENG-STM-JT1-JTBOILR01 | PM03 | 307 | 4W Gauge Glass Blowdown-BoilerSteam Drum | JT Boiler No 1 | A | 0190E012 | 2021-02-09 | 2011-11-10 | PHBALALAOS
0190-050-372 | 60543 | 0190-ENG-STM-JT2-JTBOILR02 | PM03 | 307 | 4W Gauge Glass Blowdown-BoilerSteam Drum | JT Boiler No 2 | A | 0190E012 | 2021-02-09 | 2011-11-10 | PHBALALAOS
0190-050-371 | 57255 | 0190-MLK-PRO-AHB-AIRHTR01 | PM03 | 307 | 8WK Inspection MAH B1&2 Hand Hole | Milk Air Heater B1 | A | 0190E010 | 2021-03-19 | 2012-10-25 | PHILAGANAN
0190-050-371 | 57255 | 0190-MLK-PRO-AHB-AIRHTR02 | PM03 | 307 | 8WK Inspection MAH B1&2 Hand Hole | Milk Air Heater B2 | A | 0190E010 | 2021-03-19 | 2011-11-04 | PHILAGANAN
0190-050-370 | 60161 | 0190-ENG-STM-JT1-JTBOILR01 | PM03 | 307 | 1W Inspection JTBoiler | JT Boiler No 1 | A | 0190E012 | 2015-10-07 | 2011-10-24 | PHBALALAOS
0190-050-370 | 60161 | 0190-ENG-STM-JT2-JTBOILR02 | PM03 | 307 | 1W Inspection JTBoiler | JT Boiler No 2 | A | 0190E012 | 2015-10-07 | 2011-10-24 | PHBALALAOS
0190-050-369 | 60112 | 0190-ENG-STM-JT1-BURNER01 | PM03 | 307 | 26WK Burner Maintenance | JT 1 Boiler 1 Burner | C | 0190E012 | 2020-11-11 | 2011-10-21 | PHBALALAOS
0190-050-368 | 59911 | 0190-ENG-REF-VAC-CHILER01 | PM03 | 307 | 1W Inspection - THERMAX Chiller | Vapor Absorption Chiller | C | 0190E010 | 2012-09-17 | 2011-10-13 | PHBALALAOS
0190-050-367 | 59903 | 0190-ENG-REF-VAC-CHILER01 | PM03 | 307 | 13WK Inspection VAM Chiller | Vapor Absorption Chiller | C | 0190E010 | 2020-12-23 | 2011-10-13 | PHBALALAOS
0190-050-367 | 59903 | 0190-ENG-REF-VAC-EVAPTR01 | PM03 | 307 | 13WK Inspection VAM Chiller | Chiller PHE Evaporator | C | 0190E010 | 2020-12-23 | 2014-10-01 | PHBALALAOS
0190-050-366 | 34621 | 0190-ENG-REF-HAC-BROAD01 | PM03 | 305 | 8Y Servicing - BROAD Chiller | Hot Absorption Chiller Broad | B | 0190E010 | 2014-09-11 | 2011-10-11 | PHBALALAOS
0190-050-365 | 59841 | 0190-ENG-REF-HAC-BROAD01 | PM03 | 305 | 4Y Servicing - BROAD Chiller | Hot Absorption Chiller Broad | B | 0190E010 | 2014-09-11 | 2011-10-11 | PHBALALAOS
0190-050-364 | 59840 | 0190-ENG-REF-HAC-BROAD01 | PM03 | 305 | 1Y Servicing - BROAD Chiller | Hot Absorption Chiller Broad | B | 0190E010 | 2014-09-10 | 2011-10-11 | PHBALALAOS
0190-050-363 | 59838 | 0190-ENG-REF-HAC-BROAD01 | PM03 | 307 | 4MON Inspection - BROAD Chiller | Hot Absorption Chiller Broad | B | 0190E010 | 2014-09-10 | 2011-10-11 | PHBALALAOS
0190-050-362 | 55770 | 0190-ENG-REF-NH3-COMPSR01 | PM03 | 305 | 60,000hrs Servicing-GRAM chiller | Chiller Compressor | B | 0190E010 |  | 2011-10-08
0190-050-361 | 52072 | 0190-ENG-STM-WTF-FWTPMP13 | PM03 | 305 | 52WK Servicing of Pump | Boiler FeedWater Pump No.13 FBB | C | 0190E012 | 2015-10-19 | 2011-10-06 | PHBALALAOS
0190-050-360 | 59747 | 0190-ENG-STM-EGF-STACKS01 | PM03 | 305 | 52WK Inspection - Flue Gas Ducts, Expans | Chimney AFBB | B | 0190E012 | 2018-12-28 | 2011-10-04 | PHBALALAOS
0190-050-360 | 59747 | 0190-ENG-STM-EGF-STACKS02 | PM03 | 307 | 52WK Inspection - Flue Gas Ducts, Expans | Chimney JTB | B | 0190E010 | 2018-12-28 | 2011-12-06 | PHBALALAOS
0190-050-360 | 59747 | 0190-ENG-STM-EGF-STACKS03 | PM03 | 307 | 52WK Inspection - Flue Gas Ducts, Expans | Chimney Coffee Air Heater | B | 0190E010 | 2018-12-28 | 2011-12-06 | PHBALALAOS
0190-050-359 | 59734 | 0190-ENG-REF-NH3-COMPSR01 | PM03 | 305 | 30000hrs Shaft Seal replacement | Chiller Compressor | B | 0190E010 | 2015-12-09 | 2011-10-03 | PHBALALAOS
0190-050-358 | 59715 | 0190-ENG-REF-NH3-COMPSR01 | PM03 | 305 | 10,000hrs Servicing-GRAM chillerl | Chiller Compressor | B | 0190E010 | 2021-03-19 | 2011-10-03 | PHILAGANAN
0190-050-357 | 59637 | 0190-ENG-REF-HAC-BROAD01 | PM03 | 305 | 3M Condenser Cleaning-HAM | Hot Absorption Chiller Broad | B | 0190E010 | 2014-09-10 | 2011-10-01 | PHBALALAOS
0190-050-356 | 59637 | 0190-ENG-REF-NH3-CHILER02-PLATEHEATEXCHR | PM03 | 305 | 52WK Chemical/Manual Cleaning Condenser | SABROE NH3 Chiller PHE | B | 0190E010 | 2021-03-19 | 2018-11-09 | PHILAGANAN
0190-050-356 | 59637 | 0190-ENG-REF-NH3-CHILER02-PLATEHEATEXCHR | PM03 | 305 | 52WK Chemical/Manual Cleaning Condenser | SABROE NH3 Chiller PHE | B | 0190E010 | 2021-03-19 | 2019-11-07 | PHILAGANAN
0190-050-356 | 59637 | 0190-ENG-REF-NH3-CONDSR01 | PM03 | 305 | 52WK Chemical/Manual Cleaning Condenser | Chiller PHE Condenser | B | 0190E010 | 2021-03-19 | 2011-10-01 | PHILAGANAN
0190-050-356 | 59637 | 0190-ENG-REF-NH3-OILCLR01 | PM03 | 305 | 52WK Chemical/Manual Cleaning Condenser | Ammonia Oil Cooler | B | 0190E010 | 2021-03-19 | 2014-09-26 | PHILAGANAN
0190-050-356 | 59637 | 0190-MLK-PRO-NH3-CONDSR01 | PM03 | 305 | 52WK Chemical/Manual Cleaning Condenser | Milks Chiller PHE Condenser 1 | B | 0190E005 | 2021-03-19 | 2011-09-29 | PHILAGANAN
0190-050-356 | 59637 | 0190-MLK-PRO-NH3-CONDSR01-PLATESFRAME | PM03 | 305 | 52WK Chemical/Manual Cleaning Condenser | Milks Rodeo NH3 Chiller 1 Condenser Plat | B | 0190E010 | 2021-03-19 | 2018-11-09 | PHILAGANAN
0190-050-356 | 59637 | 0190-MLK-PRO-NH3-CONDSR02 | PM03 | 305 | 52WK Chemical/Manual Cleaning Condenser | Milks Chiller PHE Condenser 2 | B | 0190E012 | 2021-03-19 | 2013-05-27 | PHILAGANAN
0190-050-356 | 59637 | 0190-MLK-PRO-NH3-CONDSR02-PLATESFRAME | PM03 | 305 | 52WK Chemical/Manual Cleaning Condenser | Milks Rodeo NH3 Chiller 2 Condenser Plat | B | 0190E010 | 2021-03-19 | 2018-11-09 | PHILAGANAN
0190-050-355 | 59592 | 0190-ENG-WTR-CW2-TWRBSN01 | PM03 | 307 | 52WK Inspection and Cleaning - Basin | Cooling Tower Basin 01 - Circuit 2 | C | 0190E012 | 2015-11-04 | 2011-09-26 | PHBALALAOS
0190-050-354 | 59521 | 0190-ENG-WWT-PRP-STMDRN01 | PM03 | 305 | 1Y Planned Service-Dilution 2 sub-pump | Storm Drain Exit Pit (Last Line Defense) | A | 0190E016 | 2015-10-14 | 2011-09-19 | PHBALALAOS
0190-050-353 | 58412 | 0190-MLK-PRO-AHC-BURNER01 | PM03 | 305 | 13WK Replacement of Burner Pump (C) | Weishaupt Burner C1 | A | 0190E010 | 2020-12-02 | 2011-09-05 | PHBALALAOS
0190-050-352 | 57262 | 0190-ENG-REF-REC-REPUMP06 | PM03 | 307 | 1Y Inspection-Pump | Chilled Water Recirculation Pump No 6 | C | 0190E010 | 2015-10-19 | 2011-09-01 | PHBALALAOS
0190-050-351 | 59274 | 0190-ENG-SCG-PCH-SCWPRS01 | PM03 | 307 | 4WK Inspection- Mechanical Press | Hydraulic Screw Press No 1 | B | 0190E012 | 2020-08-05 | 2014-06-05 | PHBALALAOS
0190-050-351 | 59274 | 0190-ENG-SCG-PCH-SCWPRS02 | PM03 | 307 | 4WK Inspection- Mechanical Press | Mechanical Screw Press No2 | B | 0190E012 | 2020-08-05 | 2011-08-25 | PHBALALAOS
0190-050-350 | 59163 | 0190-ENG-GFO-FFF-ENGINE01 | PM03 | 305 | 104WK Servicing of Fire Engine | Fire Fighting No 1 Diesel Engine | A | 0190E012 | 2018-06-25 | 2011-08-15 | PHBALALAOS
0190-050-350 | 59163 | 0190-ENG-GFO-FFF-ENGINE02 | PM03 | 305 | 104WK Servicing of Fire Engine | Fire Fighting No 2 Diesel Engine | A | 0190E012 | 2018-06-25 | 2011-08-15 | PHBALALAOS
0190-050-349 | 58619 | 0190-ENG-GFO-FFF-SPRNKLR | PM03 | 307 | 4WK Inspection Fire Fighting Riser | Automatic Sprinkler System | A | 0190E012 | 2020-09-22 | 2011-07-18 | PHBALALAOS
0190-050-348 | 58605 | 0190-ENG-GFO-FFF-ENGINE01 | PM03 | 307 | 4WK Inspection Diesel Fire Engine | Fire Fighting No 1 Diesel Engine | A | 0190E012 | 2021-02-10 | 2011-07-15 | PHBALALAOS
0190-050-348 | 58605 | 0190-ENG-GFO-FFF-ENGINE02 | PM03 | 307 | 4WK Inspection Diesel Fire Engine | Fire Fighting No 2 Diesel Engine | A | 0190E012 | 2021-02-10 | 2011-07-15 | PHBALALAOS
0190-050-347 | 52503 | 0190-ENG-REF-CA1-COMPSR01 | PM03 | 305 | 104WK Servicing of Carrier Chiller | Water Chiller No 1 Compressor No 1 | C | 0190E010 | 2017-06-02 | 2011-07-09 | PHBALALAOS
0190-050-347 | 52503 | 0190-ENG-REF-CA1-COMPSR02 | PM03 | 305 | 104WK Servicing of Carrier Chiller | Water Chiller No 1 Compressor No 2 | C | 0190E010 | 2017-06-02 | 2011-07-09 | PHBALALAOS
0190-050-347 | 52503 | 0190-ENG-REF-CA1-COMPSR03 | PM03 | 305 | 104WK Servicing of Carrier Chiller | Water Chiller No 1 Compressor No 3 | C | 0190E010 | 2017-06-02 | 2011-07-09 | PHBALALAOS
0190-050-347 | 52503 | 0190-ENG-REF-CA1-COMPSR04 | PM03 | 305 | 104WK Servicing of Carrier Chiller | Water Chiller No 1 Compressor No 4 | C | 0190E010 | 2017-06-02 | 2011-07-09 | PHBALALAOS
0190-050-347 | 52503 | 0190-ENG-REF-CA1-EVAPTR01 | PM03 | 305 | 104WK Servicing of Carrier Chiller | Chiller S&T Evaporator | C | 0190E010 | 2017-06-02 | 2011-12-06 | PHBALALAOS
0190-050-347 | 52503 | 0190-ENG-REF-CA2-EVAPTR01 | PM03 | 305 | 104WK Servicing of Carrier Chiller | Chiller S&T Evaporator | C | 0190E010 | 2017-06-02 | 2011-12-06 | PHBALALAOS
0190-050-346 | 58419 | 0190-ENG-WWT-PRP-DILPUM01 | PM03 | 305 | 5Y Replacement of Pumps/Valves | Dilution No 1 Sub-Pump to Balancing tank | C | 0190E016 | 2015-12-09 | 2011-07-02 | PHBALALAOS
0190-050-345 | 58418 | 0190-ENG-REF-NH3-CHILER01 | PM03 | 305 | 5Y Replacement of NH3 High Press. Valve | GRAM Package NH3 Chiller 01 | B | 0190E010 | 2015-10-23 | 2011-07-02 | PHBALALAOS
0190-050-344 | 58417 | 0190-ENG-STM-ESP-HPRRAV01 | PM03 | 305 | 5Y Replacement of ESP RAV | ESP Hopper RAV No. 1 | B | 0190E012 | 2015-10-23 | 2011-07-02 | PHBALALAOS
0190-050-344 | 58417 | 0190-ENG-STM-ESP-HPRRAV02 | PM03 | 305 | 5Y Replacement of ESP RAV | ESP Hopper RAV No. 2 | B | 0190E012 | 2015-10-23 | 2011-07-02 | PHBALALAOS
0190-050-344 | 58417 | 0190-ENG-STM-ESP-HPRRAV03 | PM03 | 305 | 5Y Replacement of ESP RAV | ESP Hopper RAV No. 3 | B | 0190E012 | 2015-10-23 | 2011-07-02 | PHBALALAOS
0190-050-343 | 58416 | 0190-ENG-STM-FBB-MCSPDR01 | PM03 | 305 | 260WK Overhauling Mech'l Spreader | Mechanical Spreader No.1 | C | 0190E012 | 2015-10-23 | 2011-07-02 | PHBALALAOS
0190-050-343 | 58416 | 0190-ENG-STM-FBB-MCSPDR02 | PM03 | 305 | 260WK Overhauling Mech'l Spreader | Mechanical Spreader No.2 | C | 0190E012 | 2015-10-23 | 2011-07-02 | PHBALALAOS
0190-050-342 | 58415 | 0190-ENG-STM-FBB-BURNER01 | PM03 | 305 | 104wkOverhauling of Burner Burner | Start-up Burner | B | 0190E012 | 2019-06-14 | 2011-07-02 | PHBALALAOS
0190-050-341 | 58415 | 0190-ENG-STM-FBB-BURNER02 | PM03 | 305 | 260WK Overhauling of Burner Burner | Load Burner | C | 0190E012 | 2015-10-23 | 2011-07-02 | PHBALALAOS
0190-050-340 | 58412 | 0190-MLK-PRO-AHB-BURNER02 | PM03 | 305 | 13WK Replacement of Burner Pump (B2) | Weishaupt Burner B2 | A | 0190E010 | 2021-02-08 | 2011-07-02 | PHBALALAOS
0190-050-339 | 58412 | 0190-MLK-PRO-AHB-BURNER01 | PM03 | 305 | 13WK Replacement of Burner Pump (B1) | Weishaupt Burner B1 | A | 0190E010 | 2021-02-04 | 2011-07-02 | PHBALALAOS
0190-050-338 | 33870 | 0190-ENG-STM-WTF-FWTPMP13 | PM03 | 307 | 6M Inspection Pump Assembly | Boiler FeedWater Pump No.13 FBB | C | 0190E012 | 2014-09-10 | 2011-07-02 | PHBALALAOS
0190-050-337 | 52264 | 0190-ENG-STM-FBB-AFBBLR01 | PM03 | 301 | 1Y Calibration PRV | Atmospheric Fluidized Bed Boiler | A | 0190E012 | 2021-02-09 | 2011-06-18 | PHBALALAOS
0190-050-336 | 58197 | 0190-ENG-SCG-PCH-SEPHPR01 | PM03 | 305 | 3W Replacement of Filter Bag | SCG Separation Cyclone Hopper | B | 0190E012 | 2015-04-10 | 2011-06-16 | PHBALALAOS
0190-050-335 | 56791 | 0190-ENG-WTR-CW2-COLTWR08 | PM03 | 305 | 104WK Servicing of Cooling Fan | Cooling Tower Fan No. 8 | C | 0190E012 | 2015-10-19 | 2011-06-13 | PHBALALAOS
0190-050-334 | 58155 | 0190-ENG-REF-SUP-SUPUMP01 | PM03 | 303 | 3MON Lubrication Chilled Water Pump | Chilled Water Supply Pump No 1 | C | 0190E010 | 2016-04-15 | 2011-06-11 | PHBALALAOS
0190-050-334 | 58155 | 0190-ENG-REF-SUP-SUPUMP02 | PM03 | 303 | 3MON Lubrication Chilled Water Pump | Chilled Water Supply Pump No 2 | C | 0190E010 | 2016-04-15 | 2011-06-11 | PHBALALAOS
0190-050-334 | 58155 | 0190-ENG-REF-SUP-SUPUMP03 | PM03 | 303 | 3MON Lubrication Chilled Water Pump | Chilled Water Supply Pump No 3 | C | 0190E010 | 2016-04-15 | 2011-06-11 | PHBALALAOS
0190-050-334 | 58155 | 0190-ENG-REF-SUP-SUPUMP04 | PM03 | 303 | 3MON Lubrication Chilled Water Pump | Chilled Water Supply Pump No 4 | C | 0190E010 | 2016-04-15 | 2011-06-11 | PHBALALAOS
0190-050-333 | 57983 | 0190-ENG-WWT-PTF-DECANT04 | PM03 | 302 | 4WK Condition Monitoringing | Decanter No. 04 -WWTP | C | 0190E016 | 2020-09-22 | 2011-06-06 | PHBALALAOS
0190-050-332 | 57940 | 0190-ENG-WTR-CW2-CLDZPM01 | PM03 | 305 | 13WK Replacement Sensor Electrolyte | CW 2 Chlorination Dozing Pump 01 | C | 0190E012 | 2020-12-24 | 2011-12-08 | PHBALALAOS
0190-050-332 | 57940 | 0190-ENG-WTR-DWF-CLDZPM01 | PM03 | 305 | 13WK Replacement Sensor Electrolyte | DW Chlorination Dozing Pump 01 | C | 0190E010 | 2020-12-24 | 2011-06-02 | PHBALALAOS
0190-050-332 | 57940 | 0190-ENG-WTR-SWF-CLDZPM01 | PM03 | 305 | 13WK Replacement Sensor Electrolyte | SW - Chlorination Dozing Pump 01 | C | 0190E012 | 2020-12-24 | 2011-06-02 | PHBALALAOS
0190-050-331 | 57782 | 0190-ENG-STM-FBB-STMLNE01 | PM03 | 305 | 1Y Servicing of Steam trap | AFBB Steam Distribution Line | C | 0190E012 | 2014-09-10 | 2011-05-28 | PHBALALAOS
0190-050-331 | 57782 | 0190-ENG-STM-JT1-STMLNE01 | PM03 | 305 | 1Y Servicing of Steam trap | JT Boiler No 1 Steam Distribution Line | C | 0190E012 | 2014-09-10 | 2011-05-28 | PHBALALAOS
0190-050-331 | 57782 | 0190-ENG-STM-JT2-PWRPNL01 | PM03 | 305 | 1Y Servicing of Steam trap | JT Boiler Power Distribution Panel | C | 0190E010 | 2014-09-10 | 2011-05-28 | PHBALALAOS
0190-050-331 | 57782 | 0190-ENG-STM-WHB-STMLNE01 | PM03 | 305 | 1Y Servicing of Steam trap | WH Boiler Steam Distribution Line | C | 0190E012 | 2014-09-10 | 2011-05-28 | PHBALALAOS
0190-050-330 | 57577 | 0190-ENG-PPT-AUF-OCRANE01 | PM03 | 306 | 52W Safety Inspection Hoist | Overhead Crane | C | 0190E009 | 2018-04-30 | 2014-05-19 | PHBALALAOS
0190-050-330 | 57577 | 0190-ENG-WTR-SWF-OVHHST01 | PM03 | 306 | 52W Safety Inspection Hoist | Overhead Hoist | C | 0190E012 | 2018-04-30 | 2011-05-19 | PHBALALAOS
0190-050-329 | 57262 | 0190-ENG-REF-REC-REPUMP03 | PM03 | 307 | 6M Inspection Chilled Water Pump | Chilled Water Recirculation Pump No 3 | C | 0190E010 | 2014-09-10 | 2011-05-17 | PHBALALAOS
0190-050-328 | 57262 | 0190-ENG-REF-REC-REPUMP02 | PM03 | 307 | 6M Inspection Chilled Water Pump | Chilled Water Recirculation Pump No 2 | C | 0190E010 |  | 2011-05-05
0190-050-327 | 57262 | 0190-ENG-REF-REC-REPUMP01 | PM03 | 305 | 52WK Servicing of Chilled Water Pump | Chilled Water Recirculation Pump No 1 | C | 0190E010 | 2015-10-20 | 2011-05-05 | PHBALALAOS
0190-050-326 | 57255 | 0190-MLK-PRO-AHC-AIRHTR01 | PM03 | 307 | 4WK Inspection MAH C through Hand Hole | Milk Air Heater C1 | A | 0190E010 | 2020-09-28 | 2011-05-04 | PHBALALAOS
0190-050-325 | 57242 | 0190-ENG-STM-WTF-FWTPMP13 | PM03 | 302 | 4WK Condition Monitoring | Boiler FeedWater Pump No.13 FBB | C | 0190E012 | 2020-10-07 | 2011-04-30 | PHBALALAOS
0190-050-324 | 57111 |  | PM03 | 306 | 1Y Boiler Safety Checks |  |  | 0190E012 | 2021-02-09 | 2011-04-25 | PHBALALAOS
0190-050-324 | 57111 | 0190-ENG-STM-FBB-AFBBLR01 | PM03 | 306 | 52 WK Boiler Safety Checks | Atmospheric Fluidized Bed Boiler | A | 0190E012 | 2021-02-09 | 2011-04-25 | PHBALALAOS
0190-050-324 | 57111 | 0190-ENG-STM-JT1-JTBOILR01 | PM03 | 306 | 52 WK Boiler Safety Checks | JT Boiler No 1 | A | 0190E012 | 2021-02-09 | 2011-04-25 | PHBALALAOS
0190-050-324 | 57111 | 0190-ENG-STM-JT2-JTBOILR02 | PM03 | 306 | 52 WK Boiler Safety Checks | JT Boiler No 2 | A | 0190E012 | 2021-02-09 | 2011-04-25 | PHBALALAOS
0190-050-323 | 57052 | 0190-COF-PRO-AH3-BURNER01 | PM03 | 305 | 52WK Servicing of KS Burner | Coffee AH3 Burner01 | C | 0190E010 | 2015-10-19 | 2011-04-16 | PHBALALAOS
0190-050-322 | 56991 | 0190-ENG-WWT-PTF-DECANT04 | PM03 | 305 | 52WK Servicing of Decanter #4 | Decanter No. 04 -WWTP | C | 0190E016 | 2015-10-19 | 2011-04-12 | PHBALALAOS
0190-050-321 | 56987 | 0190-MLK-PRO-AHC-PRIFAN01 | PM03 | 305 | 1W Suction Filter Replacement | Milk Air Heater C Primary Air Fan No 1 | C | 0190E010 | 2014-11-04 | 2011-04-12 | PHBALALAOS
0190-050-321 | 56987 | 0190-MLK-PRO-AHC-PRIFAN02 | PM03 | 305 | 1W Suction Filter Replacement | Milk Air Heater C Primary Air Fan No 2 | C | 0190E010 | 2014-11-04 | 2011-04-12 | PHBALALAOS
0190-050-320 | 56987 | 0190-MLK-PRO-AHB-PRIFAN01 | PM03 | 305 | 1W Suction Filter Replacement | Milk Air Heater B Primary Air Fan No 1 | C | 0190E010 | 2014-11-04 | 2011-04-12 | PHBALALAOS
0190-050-320 | 56987 | 0190-MLK-PRO-AHB-PRIFAN02 | PM03 | 305 | 1W Suction Filter Replacement | Milk Air Heater B Primary Air Fan No 2 | C | 0190E010 | 2014-11-04 | 2011-04-12 | PHBALALAOS
0190-050-319 | 51015 | 0190-MLK-PRO-CTF-COLTWR01 | PM03 | 302 | 4WK Condition Monitoring | Milks Cooling Tower 1 | B | 0190E005 | 2021-03-19 | 2011-04-11 | PHILAGANAN
0190-050-319 | 51015 | 0190-MLK-PRO-CTF-COLTWR02 | PM03 | 302 | 4WK Condition Monitoring | Milks Cooling Tower 2 | B | 0190E005 | 2021-03-19 | 2011-04-11 | PHILAGANAN
0190-050-318 | 51215 | 0190-MLK-PRO-CTF-COLPMP01 | PM03 | 302 | 1MON Condition Monitoringing | Milks Cooling Tower Pump 1 | B | 0190E005 | 2014-03-20 | 2011-04-11 | PHBALALAOS
0190-050-318 | 51215 | 0190-MLK-PRO-CTF-COLPMP02 | PM03 | 302 | 1MON Condition Monitoringing | Milks Cooling Tower Pump 2 | B | 0190E005 | 2014-03-20 | 2011-04-11 | PHBALALAOS
0190-050-317 | 55769 | 0190-ENG-REF-NH3-COMPSR01 | PM03 | 307 | 50,000hrs Servicing-GRAM chiller sor | Chiller Compressor | B | 0190E010 | 2015-12-09 | 2011-10-01 | PHBALALAOS
0190-050-316 | 56902 | 0190-ENG-WWT-DAF-AIRCOM01 | PM03 | 303 | 52WK Lubrication Air Comp. WWTP | Air Compressor No.1 | C | 0190E016 | 2018-09-26 | 2011-04-06 | PHBALALAOS
0190-050-316 | 56902 | 0190-ENG-WWT-DAF-AIRCOM02 | PM03 | 303 | 52WK Lubrication Air Comp. WWTP | Air Compressor No.2 | C | 0190E016 | 2018-09-26 | 2011-04-06 | PHBALALAOS
0190-050-315 | 56884 | 0190-COF-PRO-AH3-PRIFAN03 | PM03 | 305 | 3W Filter replacement KS- PAF | Coffee AH3 Primary Air Fan No.1 | C | 0190E010 | 2014-11-03 | 2011-04-05 | PHBALALAOS
0190-050-315 | 56884 | 0190-COF-PRO-AH3-PRIFAN04 | PM03 | 305 | 3W Filter replacement KS- PAF | Coffee AH3 Primary Air Fan No.2 | C | 0190E010 | 2014-11-03 | 2011-04-05 | PHBALALAOS
0190-050-314 | 52623 | 0190-ENG-SCG-PCH-HYDFRM02 | PM03 | 302 | 8WK Condition Monitoring | Hydraulic Sliding Frame No 2 (FBB) | C | 0190E012 | 2020-11-11 | 2011-04-02 | PHBALALAOS
0190-050-313 | 52623 | 0190-ENG-SCG-PCH-DZSCRW01 | PM03 | 302 | 8WK Condition Monitoring | Dozing Screw Conveyor No 1 | C | 0190E012 | 2020-11-11 | 2011-04-02 | PHBALALAOS
0190-050-313 | 52623 | 0190-ENG-SCG-PCH-DZSCRW02 | PM03 | 302 | 8WK Condition Monitoring | Dozing Screw Conveyor No 2 | C | 0190E012 | 2020-11-11 | 2011-04-02 | PHBALALAOS
0190-050-312 | 56791 | 0190-ENG-WTR-CW2-COLTWR10 | PM03 | 305 | 104WK Servicing of Cooling Fan | Cooling Tower Fan No. 10 | C | 0190E012 | 2015-10-19 | 2011-03-29 | PHBALALAOS
0190-050-311 | 56765 | 0190-MLK-PRO-AHB-BURNER02 | PM03 | 305 | 4W Servicing Burner Nozzle | Weishaupt Burner B2 | A | 0190E010 | 2020-09-22 | 2011-03-26 | PHBALALAOS
0190-050-310 | 56765 | 0190-MLK-PRO-AHB-BURNER03 | PM03 | 307 | 4WK Servicing Burner Nozzle | MAHB1 Dual Fired Burner | B | 0190E010 | 2021-03-19 | 2020-10-05 | PHILAGANAN
0190-050-310 | 56765 | 0190-MLK-PRO-AHB-BURNER04 | PM03 | 307 | 4WK Servicing Burner Nozzle | MAHB2 Dual Fired Burner | C | 0190E010 | 2021-03-19 | 2020-10-05 | PHILAGANAN
0190-050-309 | 56765 | 0190-MLK-PRO-AHC-BURNER01 | PM03 | 305 | 4W Servicing Burner Nozzle | Weishaupt Burner C1 | A | 0190E012 | 2020-09-28 | 2011-03-26 | PHBALALAOS
0190-050-308 | 51077 | 0190-MLK-PRO-AHB-BURNER02 | PM03 | 307 | 26WK Burner Inspection/Calibration | Weishaupt Burner B2 | A | 0190E010 | 2015-10-14 | 2011-03-17 | PHBALALAOS
0190-050-307 | 51077 | 0190-MLK-PRO-AHB-BURNER01 | PM03 | 307 | 26WK Burner Inspection/Calibration | Weishaupt Burner B1 | A | 0190E010 | 2020-09-22 | 2011-03-17 | PHBALALAOS
0190-050-306 | 56529 | 0190-ENG-REF-VAC-CHILER01 | PM03 | 307 | 1M Inspection-THERMAX Chiller | Vapor Absorption Chiller | C | 0190E010 | 2014-06-30 | 2011-03-04 | PHBALALAOS
0190-050-305 | 55703 | 0190-MLK-PRO-CTF-COLPMP01 | PM03 | 302 | 4WK Condition Monitoring | Milks Cooling Tower Pump 1 | B | 0190E010 | 2019-09-02 | 2013-07-31 | PHBALALAOS
0190-050-305 | 55703 | 0190-MLK-PRO-CTF-COLPMP02 | PM03 | 302 | 4WK Condition Monitoring | Milks Cooling Tower Pump 2 | B | 0190E010 | 2019-09-02 | 2013-07-31 | PHBALALAOS
0190-050-305 | 55703 | 0190-MLK-PRO-CTF-COLPMP03 | PM03 | 302 | 4WK Condition Monitoring | Milks Cooling Tower Pump 3 | C | 0190E012 | 2019-09-02 | 2014-03-20 | PHBALALAOS
0190-050-305 | 55703 | 0190-MLK-PRO-CWS-RECPMP01 | PM03 | 302 | 4WK Condition Monitoring | Milks Chilled Water Recirc Pump 1 | B | 0190E010 | 2019-09-02 | 2011-02-25 | PHBALALAOS
0190-050-305 | 55703 | 0190-MLK-PRO-CWS-RECPMP02 | PM03 | 302 | 4WK Condition Monitoring | Milks Chilled Water Recirc Pump 2 | B | 0190E010 | 2019-09-02 | 2011-02-26 | PHBALALAOS
0190-050-305 | 55703 | 0190-MLK-PRO-CWS-SUPPMP01 | PM03 | 302 | 4WK Condition Monitoring | Milks Chilled Water Supply Pump 1 | B | 0190E010 | 2019-09-02 | 2011-02-26 | PHBALALAOS
0190-050-305 | 55703 | 0190-MLK-PRO-CWS-SUPPMP02 | PM03 | 302 | 4WK Condition Monitoring | Milks Chilled Water Supply Pump 2 | B | 0190E010 | 2019-09-02 | 2011-02-26 | PHBALALAOS
0190-050-305 | 55703 | 0190-MLK-PRO-CWS-SUPPMP03 | PM03 | 302 | 4WK Condition Monitoring | Milks Chilled Water Supply Pump 3 | B | 0190E010 | 2019-09-02 | 2011-02-26 | PHBALALAOS
0190-050-305 | 55703 | 0190-MLK-PRO-CWS-SUPPMP04 | PM03 | 302 | 4WK Condition Monitoring | Milks Chilled Water Supply Pump 4 | B | 0190E010 | 2019-09-02 | 2014-03-20 | PHBALALAOS
0190-050-305 | 55703 | 0190-MLK-PRO-CWS-SUPPMP05 | PM03 | 302 | 4WK Condition Monitoring | Milks Hot Water Supply Pump 1 | B | 0190E012 | 2019-09-02 | 2014-03-20 | PHBALALAOS
0190-050-305 | 55703 | 0190-MLK-PRO-CWS-SUPPMP06 | PM03 | 302 | 4WK Condition Monitoring | Milks Hot Water Supply Pump 2 | C | 0190E010 | 2019-09-02 | 2014-03-20 | PHBALALAOS
0190-050-305 | 55703 | 0190-MLK-PRO-CWS-SUPPMP07 | PM03 | 302 | 4WK Condition Monitoring | Milks Hot Water Supply Pump 3 | C | 0190E010 | 2019-09-02 | 2014-03-20 | PHBALALAOS
0190-050-304 | 404765 | 0190-MLK-PRO-NH3-COMPSR01 | PM03 | 303 | 4WK Lubrication- Motor Bearing | Milks NH3 Chiller 1 Compressor Assembly | B | 0190E012 | 2020-09-28 | 2011-02-25 | PHBALALAOS
0190-050-304 | 404765 | 0190-MLK-PRO-NH3-COMPSR01-COMPRESMOTOR01 | PM03 | 303 | 4WK Lubrication- Motor Bearing | Milks NH3 Chiller 1 Compressor Motor 1 | B | 0190E010 | 2020-09-28 | 2019-11-07 | PHBALALAOS
0190-050-304 | 404765 | 0190-MLK-PRO-NH3-COMPSR02 | PM03 | 303 | 4WK Lubrication- Motor Bearing | Milks NH3 Chiller 2 Compressor Assembly | B | 0190E012 | 2020-09-28 | 2014-06-18 | PHBALALAOS
0190-050-303 | 59715 | 0190-ENG-REF-NH3-COMPSR01-SCREW_COMPRESO | PM03 | 305 | 10,000hrs Filter/Oil change | NH3 Screw Compressor | B | 0190E010 | 2021-02-19 | 2011-10-01 | PHILAGANAN
0190-050-302 | 56449 | 0190-MLK-PRO-AHB-BURNER02 | PM03 | 307 | 1W Inspection-Burner Pump Y-filter | Weishaupt Burner B2 | A | 0190E010 | 2014-11-04 | 2011-02-25 | PHBALALAOS
0190-050-301 | 56471 | 0190-MLK-PRO-NH3-COMPSR01 | PM03 | 307 | 5000hrs Inspection Suction & Discharge F | Milks NH3 Chiller 1 Compressor Assembly | B | 0190E005 | 2015-12-09 | 2011-02-25 | PHBALALAOS
0190-050-300 | 56470 | 0190-MLK-PRO-NH3-COMPSR01 | PM03 | 307 | 10000HR Inspection/Replacement Filter & | Milks NH3 Chiller 1 Compressor Assembly | B | 0190E005 | 2015-12-09 | 2011-02-25 | PHBALALAOS
0190-050-299 | 56449 | 0190-MLK-PRO-AHB-BURNER02 | PM03 | 307 | 1W Inspection-Burner Pump Y-filter | Weishaupt Burner B2 | A | 0190E010 | 2014-09-11 | 2011-02-22 | PHBALALAOS
0190-050-298 | 56449 | 0190-MLK-PRO-AHB-BURNER01 | PM03 | 307 | 1W Inspection-Burner Pump Y-filter | Weishaupt Burner B1 | A | 0190E010 | 2014-11-06 | 2011-02-22 | PHBALALAOS
0190-050-297 | 56449 | 0190-MLK-PRO-AHC-BURNER01 | PM03 | 307 | 1W Inspection-Burner Pump Y-filter | Weishaupt Burner C1 | A | 0190E012 | 2014-11-18 | 2011-02-22 | PHBALALAOS
0190-050-296 | 56438 | 0190-COF-PRO-AH3-PRIFAN04 | PM03 | 307 | 4W Inspection-Primary Air Fan-KS | Coffee AH3 Primary Air Fan No.2 | C | 0190E010 | 2019-09-02 | 2011-02-21 | PHBALALAOS
0190-050-295 | 56438 | 0190-COF-PRO-AH3-PRIFAN03 | PM03 | 307 | 4W Inspection-Primary Air Fan-KS | Coffee AH3 Primary Air Fan No.1 | C | 0190E010 | 2020-09-22 | 2011-02-21 | PHBALALAOS
0190-050-294 | 56426 | 0190-MLK-PRO-AHB-BURNER02 | PM03 | 307 | 4WK InspectionBurner Flame Sensor | Weishaupt Burner B2 | A | 0190E010 | 2020-11-12 | 2011-02-19 | PHBALALAOS
0190-050-293 | 56426 | 0190-MLK-PRO-AHB-BURNER01 | PM03 | 307 | 4WK InspectionBurner Flame Sensor | Weishaupt Burner B1 | A | 0190E010 | 2020-11-12 | 2011-02-19 | PHBALALAOS
0190-050-292 | 56426 | 0190-MLK-PRO-AHC-BURNER01 | PM03 | 307 | 4WK InspectionBurner Flame Sensor | Weishaupt Burner C1 | A | 0190E012 | 2020-10-21 | 2011-02-19 | PHBALALAOS
0190-050-291 | 52207 | 0190-MLK-PRO-NH3-COMPSR01-COMPRESMOTOR01 | PM03 | 306 | 4WK Condition Monitoring | Milks NH3 Chiller 1 Compressor Motor 1 | B | 0190E011 | 2019-09-16 | 2012-10-22 | PHBALALAOS
0190-050-291 | 52207 | 0190-MLK-PRO-NH3-COMPSR02-COMPRESMOTOR02 | PM03 | 306 | 4WK Condition Monitoring | Milks NH3 Chiller Compressor Motor 02 | B | 0190E011 | 2019-09-16 | 2011-02-12 | PHBALALAOS
0190-050-290 | 52207 | 0190-ENG-REF-NH3-COMPSR01-COMP_MOTOR | PM03 | 302 | 4WK Condition Monitoring | Compressor Motor | B | 0190E010 | 2020-10-21 | 2011-02-12 | PHBALALAOS
0190-050-289 | 56268 | 0190-ENG-STM-WHB-SCRBER01 | PM03 | 305 | 15Y Planned Service/Overhaul-Wet Scrubbe | Wet Scrubber Flue Gas Scrubber | C | 0190E012 | 2014-09-23 | 2011-02-10 | PHBALALAOS
0190-050-287 | 56156 | 0190-ENG-STM-WTF-FWTPMP02 | PM03 | 305 | 5Y Planned Service/Overhauling-FeedPump | Boiler Feedwater Pump No 4 WHB04 | C | 0190E010 | 2020-11-11 | 2011-02-08 | PHBALALAOS
0190-050-286 | 56156 | 0190-ENG-STM-WTF-FWTPMP05 | PM03 | 305 | 5Y Planned Service/Overhauling-FeedPump | Boiler FeedWater Pump No 5 WHB01 | C | 0190E012 | 2015-12-09 | 2011-02-08 | PHBALALAOS
0190-050-285 | 56156 | 0190-ENG-STM-WTF-FWTPMP09 | PM03 | 305 | 5Y Planned Service/Overhauling-FeedPump | Boiler FeedWater Pump No 9 JTB201 | C | 0190E012 | 2015-12-09 | 2011-02-08 | PHBALALAOS
0190-050-284 | 56156 | 0190-ENG-STM-WTF-FWTPMP10 | PM03 | 305 | 5Y Planned Service/Overhauling-FeedPump | Boiler FeedWater Pump No 10 JTB202 | C | 0190E012 | 2015-12-09 | 2011-02-08 | PHBALALAOS
0190-050-283 | 55897 | 0190-ENG-WTR-SWF-SOFTNR01 | PM03 | 305 | 2Y Planned Service/Overhauling | Water Softener Column/Exchanger No 1 | B | 0190E012 | 2014-09-19 | 2011-01-28 | PHBALALAOS
0190-050-282 | 52623 | 0190-ENG-STM-JT1-FUELPM01 | PM03 | 302 | 1M Condition Monitoring | JT 1 Boiler Fuel Supply Pump No 1 | C | 0190E012 | 2013-10-09 | 2011-01-26 | PHBALALAOS
0190-050-282 | 52623 | 0190-ENG-STM-JT1-FUELPM02 | PM03 | 302 | 1M Condition Monitoring | JT 1 Boiler Fuel Supply Pump No 2 | C | 0190E012 | 2013-10-09 | 2011-01-26 | PHBALALAOS
0190-050-281 | 55837 | 0190-ENG-STM-WHB-BURNER01 | PM03 | 302 | 1MON Condition Monitoring | SAACKE Burner | C | 0190E012 | 2013-03-04 | 2012-03-05 | PHBALALAOS
0190-050-281 | 55837 | 0190-ENG-STM-WHB-CAIRFN01 | PM03 | 302 | 1MON Condition Monitoring | Combustion Air Fan M102 | C | 0190E012 | 2013-03-04 | 2012-03-05 | PHBALALAOS
0190-050-281 | 55837 | 0190-ENG-STM-WHB-COLFAN01 | PM03 | 302 | 1MON Condition Monitoring | Cooling Air Fan No 1 (Motor Driven) | C | 0190E012 | 2013-03-04 | 2012-03-05 | PHBALALAOS
0190-050-281 | 55837 | 0190-ENG-STM-WHB-CONVYR01 | PM03 | 302 | 1MON Condition Monitoring | Trough Chain Conveyor M003 | C | 0190E012 | 2013-03-04 | 2012-03-05 | PHBALALAOS
0190-050-281 | 55837 | 0190-ENG-STM-WHB-FGRFAN01 | PM03 | 302 | 1MON Condition Monitoring | Flue Gas Recirculation Fan M104 | C | 0190E012 | 2013-03-04 | 2012-03-05 | PHBALALAOS
0190-050-281 | 55837 | 0190-ENG-STM-WHB-FOSPMP01 | PM03 | 302 | 1MON Condition Monitoring | Fuel Oil Supply Pump | C | 0190E012 | 2013-03-04 | 2012-03-05 | PHBALALAOS
0190-050-281 | 55837 | 0190-ENG-STM-WHB-HDSDRV02 | PM03 | 302 | 1MON Condition Monitoring | Hollow Shaft Drive 02 | C | 0190E012 | 2013-03-04 | 2012-03-05 | PHBALALAOS
0190-050-281 | 55837 | 0190-ENG-STM-WHB-HSDRV01 | PM03 | 302 | 1MON Condition Monitoring | Hollow Shaft Drive | C | 0190E012 | 2013-03-04 | 2011-01-25 | PHBALALAOS
0190-050-281 | 55837 | 0190-ENG-STM-WHB-PRIFAN01 | PM03 | 302 | 1MON Condition Monitoring | Primary Air Fan M106 | C | 0190E012 | 2013-03-04 | 2012-03-05 | PHBALALAOS
0190-050-281 | 55837 | 0190-ENG-STM-WHB-ROTFLR01 | PM03 | 302 | 1MON Condition Monitoring | Rotating filter | C | 0190E012 | 2013-03-04 | 2012-03-05 | PHBALALAOS
0190-050-281 | 55837 | 0190-ENG-STM-WHB-SCRBPM01 | PM03 | 302 | 1MON Condition Monitoring | Scrubber Pump No 1 M203 | C | 0190E012 | 2013-03-04 | 2012-03-05 | PHBALALAOS
0190-050-281 | 55837 | 0190-ENG-STM-WHB-SCRBPM02 | PM03 | 302 | 1MON Condition Monitoring | Scrubber Pump No 2 M204 | C | 0190E012 | 2013-03-04 | 2012-03-05 | PHBALALAOS
0190-050-281 | 55837 | 0190-WST-STM-WHB-2RYFAN01 | PM03 | 302 | 1MON Condition Monitoring | Start Up Burner Fan M103 | C | 0190E012 | 2013-03-04 | 2012-03-05 | PHBALALAOS
0190-050-280 | 55837 | 0190-ENG-STM-WHB-BURNER01 | PM03 | 302 | 1MON Conditon Monitoring | SAACKE Burner | C | 0190E012 | 2013-03-04 | 2012-04-11 | PHBALALAOS
0190-050-280 | 55837 | 0190-ENG-STM-WHB-CAIRFN01 | PM03 | 302 | 1MON Conditon Monitoring | Combustion Air Fan M102 | C | 0190E012 | 2013-03-04 | 2012-04-11 | PHBALALAOS
0190-050-280 | 55837 | 0190-ENG-STM-WHB-COLFAN01 | PM03 | 302 | 1MON Conditon Monitoring | Cooling Air Fan No 1 (Motor Driven) | C | 0190E012 | 2013-03-04 | 2012-04-11 | PHBALALAOS
0190-050-280 | 55837 | 0190-ENG-STM-WHB-CONVYR01 | PM03 | 302 | 1MON Conditon Monitoring | Trough Chain Conveyor M003 | C | 0190E012 | 2013-03-04 | 2012-04-11 | PHBALALAOS
0190-050-280 | 55837 | 0190-ENG-STM-WHB-FGRFAN01 | PM03 | 302 | 1MON Conditon Monitoring | Flue Gas Recirculation Fan M104 | C | 0190E012 | 2013-03-04 | 2012-04-11 | PHBALALAOS
0190-050-280 | 55837 | 0190-ENG-STM-WHB-IDFAN001 | PM03 | 302 | 1MON Condition Monitoring | Induced Draft Fan M105 | C | 0190E012 | 2013-03-04 | 2011-01-25 | PHBALALAOS
0190-050-280 | 55837 | 0190-ENG-STM-WHB-PRIFAN01 | PM03 | 302 | 1MON Conditon Monitoring | Primary Air Fan M106 | C | 0190E012 | 2013-03-04 | 2012-04-11 | PHBALALAOS
0190-050-280 | 55837 | 0190-WST-STM-WHB-2RYFAN01 | PM03 | 302 | 1MON Conditon Monitoring | Start Up Burner Fan M103 | C | 0190E012 | 2013-03-04 | 2012-04-11 | PHBALALAOS
0190-050-279 | 55811 | 0190-ENG-WWT-DAF-AIRCOM02 | PM03 | 307 | 52WK DAF Air Compressor Inspection | Air Compressor No.2 | C | 0190E016 | 2018-09-26 | 2011-01-24 | PHBALALAOS
0190-050-278 | 55811 | 0190-ENG-WWT-DAF-AIRCOM01 | PM03 | 307 | 52WK DAF Air Compressor Inspection | Air Compressor No.1 | C | 0190E016 | 2020-11-11 | 2011-01-24 | PHBALALAOS
0190-050-277 | 50946 | 0190-ENG-REF-REC-REPUMP05 | PM03 | 302 | 4WK Condition Monitoring | Chilled Water Recirculation Pump No 5 | C | 0190E010 | 2019-10-03 | 2011-01-22 | PHBALALAOS
0190-050-277 | 50946 | 0190-ENG-REF-REC-REPUMP06 | PM03 | 302 | 4WK Condition Monitoring | Chilled Water Recirculation Pump No 6 | C | 0190E010 | 2019-10-03 | 2011-01-22 | PHBALALAOS
0190-050-276 | 56944 | 0190-ENG-REF-NH3-COMPSR01 | PM03 | 305 | 40,000hrs Servicing-GRAM chiller | Chiller Compressor | B | 0190E010 | 2015-12-09 | 2011-01-22 | PHBALALAOS
0190-050-275 | 404765 | 0190-ENG-REF-NH3-COMPSR01 | PM03 | 303 | 4WK Lubrication Compressor Motor | Chiller Compressor | B | 0190E010 | 2016-02-16 | 2011-01-22 | PHBALALAOS
0190-050-274 | 59734 | 0190-ENG-REF-NH3-COMPSR01 | PM03 | 305 | 30,000hrs Servicing-GRAM chiller | Chiller Compressor | B | 0190E010 | 2015-12-09 | 2011-01-22 | PHBALALAOS
0190-050-273 | 55703 | 0190-ENG-WWT-MBR-CIRPMP01 | PM03 | 302 | 13WK Condition Monitoring | Circulation Feed Pump 1 | C | 0190E016 | 2020-11-11 | 2011-01-21 | PHBALALAOS
0190-050-273 | 55703 | 0190-ENG-WWT-MBR-CIRPMP02 | PM03 | 302 | 13WK Condition Monitoring | Circulation Feed Pump 2 | C | 0190E016 | 2020-11-11 | 2011-01-21 | PHBALALAOS
0190-050-273 | 55703 | 0190-ENG-WWT-MBR-CIRPMP03 | PM03 | 302 | 13WK Condition Monitoring | Circulation Feed Pump 3 | C | 0190E016 | 2020-11-11 | 2011-01-21 | PHBALALAOS
0190-050-272 | 55703 | 0190-ENG-WWT-MBR-BLWPMP01 | PM03 | 302 | 2Mon Condition Monitoring | Aeration Blower Pump Skid | C | 0190E016 | 2014-10-01 | 2011-01-21 | PHBALALAOS
0190-050-271 | 55703 | 0190-ENG-WWT-MBR-BCKPMP01 | PM03 | 302 | 13WK Condition Monitoring | Backwash Pump Skid | C | 0190E016 | 2020-10-07 | 2011-01-21 | PHBALALAOS
0190-050-270 | 55703 | 0190-ENG-WWT-DAF-RECYPM02 | PM03 | 302 | 13WK Condition Monitoring | Recycling Pump No.2 | C | 0190E016 | 2019-09-02 | 2011-12-07 | PHBALALAOS
0190-050-270 | 55703 | 0190-ENG-WWT-DAF-SCRPRM01 | PM03 | 302 | 13WK Condition Monitoring | Sludge Scrapper | C | 0190E016 | 2019-09-02 | 2011-01-20 | PHBALALAOS
0190-050-270 | 55703 | 0190-ENG-WWT-MBR-PRMPMP01 | PM03 | 302 | 13WK Condition Monitoring | Permeate Pump Skid 1 | C | 0190E016 | 2019-09-02 | 2011-12-07 | PHBALALAOS
0190-050-270 | 55703 | 0190-ENG-WWT-MBR-PRMPMP02 | PM03 | 302 | 13WK Condition Monitoring | Permeate Pump Skid 2 | C | 0190E016 | 2019-09-02 | 2011-12-07 | PHBALALAOS
0190-050-270 | 55703 | 0190-ENG-WWT-MBR-PRMPMP03 | PM03 | 302 | 13WK Condition Monitoring | Permeate Pump Skid 3 | C | 0190E016 | 2019-09-02 | 2011-12-07 | PHBALALAOS
0190-050-270 | 55703 | 0190-ENG-WWT-MBR-TRNPMP01 | PM03 | 302 | 13WK Condition Monitoring | Transfer Pump 1 | C | 0190E016 | 2019-09-02 | 2011-12-07 | PHBALALAOS
0190-050-270 | 55703 | 0190-ENG-WWT-MBR-TRNPMP02 | PM03 | 302 | 13WK Condition Monitoring | Transfer Pump 2 | C | 0190E016 | 2019-09-02 | 2011-12-07 | PHBALALAOS
0190-050-270 | 55703 | 0190-ENG-WWT-SBR-EFTPMP01 | PM03 | 302 | 13WK Condition Monitoring | Effluent Transfer Pump 1 | C | 0190E016 | 2019-09-02 | 2011-12-07 | PHBALALAOS
0190-050-270 | 55703 | 0190-ENG-WWT-SBR-EFTPMP02 | PM03 | 302 | 13WK Condition Monitoring | Effluent Transfer Pump 2 | C | 0190E016 | 2019-09-02 | 2011-12-07 | PHBALALAOS
0190-050-270 | 55703 | 0190-ENG-WWT-SBR-SLUPMP02 | PM03 | 302 | 13WK Condition Monitoring | Sludge Transfer Pump 2 | C | 0190E016 | 2019-09-02 | 2011-12-07 | PHBALALAOS
0190-050-269 | 55703 | 0190-ENG-WWT-DAF-INTPMP01 | PM03 | 302 | 13WK Condition Monitoring | Inlet Pump No. 1 | C | 0190E016 | 2019-09-02 | 2011-01-20 | PHBALALAOS
0190-050-269 | 55703 | 0190-ENG-WWT-DAF-INTPMP02 | PM03 | 302 | 13WK Condition Monitoring | Inlet Pump No. 2 | C | 0190E016 | 2019-09-02 | 2011-01-20 | PHBALALAOS
0190-050-269 | 55703 | 0190-ENG-WWT-DAF-RECYPM01 | PM03 | 302 | 13WK Condition Monitoring | Recycling Pump No.1 | C | 0190E016 | 2019-09-02 | 2011-12-07 | PHBALALAOS
0190-050-269 | 55703 | 0190-ENG-WWT-SBR-SLUPMP01 | PM03 | 302 | 13WK Condition Monitoring | Sludge Transfer Pump 1 | C | 0190E016 | 2019-09-02 | 2011-12-07 | PHBALALAOS
0190-050-268 | 55703 | 0190-ENG-WWT-DAF-AIRCOM01 | PM03 | 302 | 13WK Condition Monitoring | Air Compressor No.1 | C | 0190E016 | 2018-09-26 | 2011-01-20 | PHBALALAOS
0190-050-268 | 55703 | 0190-ENG-WWT-DAF-AIRCOM02 | PM03 | 302 | 13WK Condition Monitoring | Air Compressor No.2 | C | 0190E016 | 2018-09-26 | 2011-01-20 | PHBALALAOS
0190-050-267 | 55703 | 0190-ENG-WWT-ACT-SCRAPR01 | PM03 | 302 | 1Mon Condition Monitoring-Scrapper | Scrapper | C | 0190E016 | 2014-09-10 | 2011-01-20 | PHBALALAOS
0190-050-266 | 55703 | 0190-ENG-WWT-ACT-RECPMP01 | PM03 | 302 | 8Wk Condition Monitoring | Recirculation Pump | C | 0190E016 | 2015-10-14 | 2011-01-20 | PHBALALAOS
0190-050-265 | 55703 | 0190-ENG-WWT-ACT-COATOR01 | PM03 | 302 | 8Wk Condition Monitoring | Coagulation Tank Agitator | C | 0190E016 | 2019-10-31 | 2011-01-20 | PHBALALAOS
0190-050-265 | 55703 | 0190-ENG-WWT-ACT-INJTOR01 | PM03 | 302 | 8Wk Condition Monitoring | Injection Tank Agitator | C | 0190E016 | 2019-10-31 | 2011-01-20 | PHBALALAOS
0190-050-265 | 55703 | 0190-ENG-WWT-ACT-MATXER01 | PM03 | 302 | 8Wk Condition Monitoring | Maturation Tank Agitator/Mixer | C | 0190E016 | 2019-10-31 | 2011-01-20 | PHBALALAOS
0190-050-264 | 55695 | 0190-COF-PRO-AH3-BURFAN01 | PM03 | 307 | 4WKInspection Burner Fan Air Heater | Coffee AH3 Burner Fan01 | C | 0190E010 | 2020-12-02 | 2011-01-20 | PHBALALAOS
0190-050-263 | 55693 | 0190-COF-PRO-AH3-BURNER01 | PM03 | 307 | 4WKInspection Burner Coffee Air Heater | Coffee AH3 Burner01 | C | 0190E010 | 2020-10-23 | 2011-01-20 | PHBALALAOS
0190-050-262 | 55687 | 0190-COF-PRO-AH3-PRIFAN04 | PM03 | 307 | 6MON Inspection Coffee Primary Air Fan | Coffee AH3 Primary Air Fan No.2 | C | 0190E010 | 2014-09-10 | 2011-01-20 | PHBALALAOS
0190-050-261 | 55687 | 0190-COF-PRO-AH3-PRIFAN03 | PM03 | 307 | 6MON Inspection Coffee Primary Air Fan | Coffee AH3 Primary Air Fan No.1 | C | 0190E010 | 2014-09-10 | 2011-01-20 | PHBALALAOS
0190-050-260 | 55686 | 0190-COF-PRO-AH3-BURPMP01 | PM03 | 305 | 52WK Servicing Coffee AH3 Burner Fuel Pu | Coffee AH3 Burner Fuel Pump01 | C | 0190E010 | 2020-10-07 | 2011-01-20 | PHBALALAOS
0190-050-259 | 55666 | 0190-ENG-SCG-PCH-RTBLWR02 | PM03 | 305 | 2Y Planned Service/Overhauling | Rotary Piston Blower No 2(M615) | C | 0190E012 | 2014-09-23 | 2011-01-19 | PHBALALAOS
0190-050-258 | 55666 | 0190-ENG-SCG-PCH-RTBLWR03 | PM03 | 305 | 2Y Planned Service/Overhauling | Rotary Piston Blower No 3(M616) | C | 0190E012 | 2014-09-23 | 2011-01-19 | PHBALALAOS
0190-050-257 | 55666 | 0190-ENG-SCG-PCH-RTBLWR04 | PM03 | 305 | 2Y Planned Service/Overhauling | Rotary Piston Blower No 4 (M614 Dumppit) | C | 0190E012 | 2014-09-23 | 2011-01-19 | PHBALALAOS
0190-050-256 | 55662 | 0190-ENG-WWT-AER-AERTOR01 | PM03 | 307 | 6MON Inspection-WWTP Aerator | Aeration Tank Aerator No 1 | C | 0190E016 | 2014-09-10 | 2011-01-19 | PHBALALAOS
0190-050-255 | 55662 | 0190-ENG-WWT-AER-AERTOR02 | PM03 | 307 | 6MON Inspection-WWTP Aerator | Aeration Tank Aerator No 2 | C | 0190E016 | 2014-09-10 | 2011-01-19 | PHBALALAOS
0190-050-254 | 55662 | 0190-ENG-WWT-AER-AERTOR03 | PM03 | 307 | 6MON Inspection-WWTP Aerator | Aeration Tank Aerator No 3 | C | 0190E016 | 2014-09-10 | 2011-01-19 | PHBALALAOS
0190-050-253 | 55662 | 0190-ENG-WWT-AER-AERTOR04 | PM03 | 307 | 6MON Inspection-WWTP Aerator | Aeration Tank Aerator No 4 | C | 0190E016 | 2014-09-10 | 2011-01-19 | PHBALALAOS
0190-050-252 | 55662 | 0190-ENG-WWT-AER-AERTOR05 | PM03 | 307 | 6MON Inspection-WWTP Aerator | Aeration Tank Aerator No 5 | C | 0190E016 | 2014-09-10 | 2011-01-19 | PHBALALAOS
0190-050-251 | 55662 | 0190-ENG-WWT-AER-AERTOR06 | PM03 | 307 | 6MON Inspection-WWTP Aerator | Aeration Tank Aerator No 6 | C | 0190E016 | 2014-09-10 | 2011-01-19 | PHBALALAOS
0190-050-250 | 55662 | 0190-ENG-WWT-AER-AERTOR07 | PM03 | 307 | 6MON Inspection-WWTP Aerator | Aeration Tank Aerator No 7 | C | 0190E016 | 2017-08-25 | 2011-01-19 | PHBALALAOS
0190-050-249 | 55626 | 0190-ENG-WWT-AER-ROTBLW01 | PM03 | 307 | 6MON Inspection Roots Blower | Roots Blower No 1 | C | 0190E016 | 2014-09-10 | 2011-01-18 | PHBALALAOS
0190-050-248 | 55624 | 0190-ENG-WWT-AER-ROTBLW01 | PM03 | 305 | 1Y Planned Service/Overhauling | Roots Blower No 1 | C | 0190E016 | 2014-09-23 | 2011-01-18 | PHBALALAOS
0190-050-247 | 55626 | 0190-ENG-WWT-AER-ROTBLW02 | PM03 | 307 | 6MON Inspection Roots Blower | Aeration Tank Blower -Atlas Copco 2 | C | 0190E016 | 2014-09-10 | 2011-01-18 | PHBALALAOS
0190-050-246 | 55624 | 0190-ENG-WWT-AER-ROTBLW02 | PM03 | 305 | 1Y Planned Service/Overhauling | Aeration Tank Blower -Atlas Copco 2 | C | 0190E016 | 2014-09-23 | 2011-01-18 | PHBALALAOS
0190-050-245 | 55626 | 0190-ENG-WWT-AER-ROTBLW03 | PM03 | 307 | 6MON Inspection Roots Blower | Roots Blower no.3 | C | 0190E012 | 2014-09-10 | 2011-01-18 | PHBALALAOS
0190-050-244 | 55624 | 0190-ENG-WWT-AER-ROTBLW03 | PM03 | 305 | 1Y Planned Service/Overhauling | Roots Blower no.3 | C | 0190E012 | 2014-09-23 | 2011-01-18 | PHBALALAOS
0190-050-243 | 55626 | 0190-WST-WWT-AER-ROTBLW04 | PM03 | 307 | 6MON Inspection Roots Blower | Roots blower no.4 | C | 0190E012 | 2014-09-10 | 2011-01-18 | PHBALALAOS
0190-050-242 | 55624 | 0190-WST-WWT-AER-ROTBLW04 | PM03 | 305 | 1Y Planned Service/Overhauling | Roots blower no.4 | C | 0190E012 | 2015-10-23 | 2011-01-18 | PHBALALAOS
0190-050-241 | 55621 | 0190-ENG-WWT-AER-THKMTR01 | PM03 | 307 | 6MON Inspection Thickener Agitator | Thickener Agitator Motor No 1 | C | 0190E016 | 2014-09-10 | 2011-01-18 | PHBALALAOS
0190-050-240 | 55619 | 0190-ENG-WWT-AER-THKMTR01 | PM03 | 305 | 3Y Planned Service/Overhauling | Thickener Agitator Motor No 1 | C | 0190E016 | 2015-04-14 | 2011-01-18 | PHBALALAOS
0190-050-239 | 55597 | 0190-MLK-PRO-AHB-PRIFAN02 | PM03 | 307 | 156WK Service/Overhauling | Milk Air Heater B Primary Air Fan No 2 | C | 0190E010 | 2020-11-12 | 2011-01-18 | PHBALALAOS
0190-050-238 | 55597 | 0190-MLK-PRO-AHB-PRIFAN01 | PM03 | 307 | 156WK Service/Overhauling | Milk Air Heater B Primary Air Fan No 1 | C | 0190E010 | 2020-11-12 | 2011-01-18 | PHBALALAOS
0190-050-237 | 55591 | 0190-MLK-PRO-AHC-PRIFAN01 | PM03 | 307 | 156WK Service/Overhauling | Milk Air Heater C Primary Air Fan No 1 | C | 0190E010 | 2015-12-09 | 2011-01-18 | PHBALALAOS
0190-050-236 | 55591 | 0190-MLK-PRO-AHC-PRIFAN02 | PM03 | 305 | 156WK Service/Overhauling | Milk Air Heater C Primary Air Fan No 2 | C | 0190E010 | 2019-10-31 | 2011-01-18 | PHBALALAOS
0190-050-235 | 55286 | 0190-ENG-SCG-PCH-DZSCRW01 | PM03 | 305 | 156WK Service/Overhauling | Dozing Screw Conveyor No 1 | C | 0190E012 | 2015-12-09 | 2010-12-30 | PHBALALAOS
0190-050-235 | 55286 | 0190-ENG-SCG-PCH-DZSCRW02 | PM03 | 305 | 156WK Service/Overhauling | Dozing Screw Conveyor No 2 | C | 0190E012 | 2015-12-09 | 2010-12-30 | PHBALALAOS
0190-050-234 | 52623 | 0190-ENG-SCG-PCH-RTBLWR02 | PM03 | 302 | 1Mon Condition Monitoring | Rotary Piston Blower No 2(M615) | C | 0190E012 | 2014-09-10 | 2010-12-29 | PHBALALAOS
0190-050-233 | 52623 | 0190-ENG-SCG-PCH-SCWPRS01 | PM03 | 302 | 1Mon Condition Monitoring | Hydraulic Screw Press No 1 | B | 0190E012 | 2013-01-23 | 2010-12-29 | PHBALALAOS
0190-050-232 | 52623 | 0190-ENG-SCG-PCH-SCWPRS02 | PM03 | 302 | 4WK Condition Monitoring | Mechanical Screw Press No2 | B | 0190E012 | 2020-05-21 | 2010-12-29 | PHBALALAOS
0190-050-231 | 52623 | 0190-ENG-SCG-PCH-TBLFDR01 | PM03 | 302 | 1Mon Condition Monitoring | Dump Pit Table Feeder 01 | B | 0190E012 | 2014-09-10 | 2010-12-29 | PHBALALAOS
0190-050-230 | 52623 | 0190-ENG-SCG-PCH-ULSCRW01 | PM03 | 302 | 1Mon Condition Monitoring | Unloading Screw Cnv 01- Dump Trck(lurgi) | C | 0190E012 | 2014-09-10 | 2010-12-29 | PHBALALAOS
0190-050-229 | 52623 | 0190-ENG-SCG-PCH-ULSCRW01 | PM03 | 302 | 1Mon Condition Monitoring | Unloading Screw Cnv 01- Dump Trck(lurgi) | C | 0190E012 | 2014-09-10 | 2010-12-29 | PHBALALAOS
0190-050-228 | 32133 | 0190-ENG-WTR-RWF-DEWPMP03 | PM03 | 305 | 52WK Pump Servicing | DeepWell Pump No 3 | C | 0190E012 | 2015-11-19 | 2010-12-28 | PHBALALAOS
0190-050-227 | 55206 | 0190-ENG-WTR-ROF-ROSPMP01 | PM03 | 305 | 52wk Service/Overhauling | R.O. Water Supply Pump No 1 | C | 0190E012 | 2016-07-05 | 2010-12-27 | PHBALALAOS
0190-050-227 | 55206 | 0190-ENG-WTR-ROF-ROSPMP02 | PM03 | 305 | 52wk Service/Overhauling | R.O. Water Supply Pump No 2 | C | 0190E012 | 2016-07-05 | 2010-12-27 | PHBALALAOS
0190-050-226 | 55238 | 0190-ENG-STM-FBB-APHRAV01 | PM03 | 305 | 52WK Pump RAV Servicing | Air Pre-Heater No. 1 RAV | C | 0190E012 | 2020-12-03 | 2010-12-23 | PHBALALAOS
0190-050-226 | 55238 | 0190-ENG-STM-FBB-APHRAV02 | PM03 | 305 | 52WK Pump RAV Servicing | Air Pre-Heater No. 2 RAV | C | 0190E012 | 2020-12-03 | 2010-12-23 | PHBALALAOS
0190-050-225 | 54914 | 0190-ENG-STM-RCN-CNDPMP01 | PM03 | 305 | 104WK Service/Overhauling | Condensate Pump No 1 | C | 0190E010 | 2015-10-23 | 2010-12-22 | PHBALALAOS
0190-050-224 | 54914 | 0190-ENG-STM-RCN-CNDPMP02 | PM03 | 305 | 104WK Service/Overhauling | Condensate Pump No 2 | C | 0190E010 | 2015-10-23 | 2010-12-22 | PHBALALAOS
0190-050-223 | 54914 | 0190-ENG-STM-RCN-CNDPMP03 | PM03 | 305 | 104WK Service/Overhauling | Condensate Pump No 3 | C | 0190E010 | 2015-10-23 | 2010-12-22 | PHBALALAOS
0190-050-222 | 55232 | 0190-ENG-WTR-CW2-COLTWR13 | PM03 | 303 | 52WK Lubrication Cooling Fan | Cooling Tower Fan No. 13 | C | 0190E012 | 2015-10-14 | 2010-12-22 | PHBALALAOS
0190-050-221 | 55232 | 0190-ENG-WTR-CW2-COLTWR12 | PM03 | 303 | 52WK Lubrication Cooling Fan | Cooling Tower Fan No. 12 | C | 0190E012 | 2015-10-14 | 2010-12-22 | PHBALALAOS
0190-050-220 | 55232 | 0190-ENG-WTR-CW2-COLTWR11 | PM03 | 303 | 52WK Lubrication Cooling Fan | Cooling Tower Fan No. 11 | C | 0190E012 | 2015-10-20 | 2010-12-22 | PHBALALAOS
0190-050-219 | 55232 | 0190-ENG-WTR-CW2-COLTWR10 | PM03 | 303 | 52WK Lubrication Cooling Fan | Cooling Tower Fan No. 10 | C | 0190E012 | 2020-07-10 | 2010-12-22 | PHBALALAOS
0190-050-218 | 55232 | 0190-ENG-WTR-CW2-COLTWR09 | PM03 | 303 | 52WK Lubrication Cooling Fan | Cooling Tower Fan No. 9 | C | 0190E012 | 2015-10-14 | 2010-12-22 | PHBALALAOS
0190-050-217 | 55232 | 0190-ENG-WTR-CW2-COLTWR08 | PM03 | 303 | 52WK Lubrication Cooling Fan | Cooling Tower Fan No. 8 | C | 0190E012 | 2015-10-20 | 2010-12-22 | PHBALALAOS
0190-050-216 | 55232 | 0190-ENG-WTR-CW2-COLTWR07 | PM03 | 303 | 52WK Lubrication Cooling Fan | Cooling Tower Fan No. 7 | C | 0190E012 | 2015-10-19 | 2010-12-22 | PHBALALAOS
0190-050-215 | 55232 | 0190-ENG-WTR-CW2-COLTWR06 | PM03 | 303 | 52WK Lubrication Cooling Fan | Cooling Tower Fan No. 6 | C | 0190E012 | 2015-10-14 | 2010-12-22 | PHBALALAOS
0190-050-214 | 55232 | 0190-ENG-WTR-CW2-COLTWR05 | PM03 | 303 | 52WK Lubrication Cooling Fan | Cooling Tower Fan No. 5 | C | 0190E012 | 2015-10-20 | 2010-12-22 | PHBALALAOS
0190-050-213 | 55232 | 0190-ENG-WTR-CW2-COLTWR04 | PM03 | 303 | 52WK Lubrication Cooling Fan | Cooling Tower Fan No. 4 | C | 0190E012 | 2015-10-14 | 2010-12-22 | PHBALALAOS
0190-050-212 | 55232 | 0190-ENG-WTR-CW2-COLTWR03 | PM03 | 303 | 52WK Lubrication Cooling Fan | Cooling Tower Fan No. 3 | C | 0190E012 | 2015-10-14 | 2010-12-22 | PHBALALAOS
0190-050-211 | 55232 | 0190-ENG-WTR-CW2-COLTWR02 | PM03 | 303 | 52WK Lubrication Cooling Fan | Cooling Tower Fan No. 2 | C | 0190E012 | 2015-10-14 | 2010-12-22 | PHBALALAOS
0190-050-210 | 55232 | 0190-ENG-WTR-CW2-COLTWR01 | PM03 | 303 | 52WK Lubrication Cooling Fan | Cooling Tower Fan No. 1 | C | 0190E012 | 2015-10-14 | 2010-12-22 | PHBALALAOS
0190-050-209 | 45503 | 0190-ENG-WTR-CW2-C0LPMP04 | PM03 | 305 | 52WK Cooling Pump Servicing | Cooling Water Pump No 4 | C | 0190E012 | 2015-10-14 | 2010-12-22 | PHBALALAOS
0190-050-208 | 45503 | 0190-ENG-WTR-CW2-C0LPMP03 | PM03 | 305 | 52WK Cooling Pump Servicing | Cooling Water Pump No 3 | C | 0190E012 | 2015-10-14 | 2010-12-22 | PHBALALAOS
0190-050-207 | 45503 | 0190-ENG-WTR-CW2-C0LPMP02 | PM03 | 305 | 52WK Cooling Pump Servicinging | Cooling Water Pump No 2 | C | 0190E012 | 2015-10-14 | 2010-12-22 | PHBALALAOS
0190-050-206 | 45503 | 0190-ENG-WTR-CW2-C0LPMP01 | PM03 | 305 | 52WK Cooling Pump Servicing | Cooling Water Pump No 1 | C | 0190E012 | 2015-10-14 | 2010-12-22 | PHBALALAOS
0190-050-205 | 55189 | 0190-ENG-WTR-CW2-COLTWR12 | PM03 | 307 | 52WK Cooling Pump Servicing | Cooling Tower Fan No. 12 | C | 0190E012 | 2020-12-22 | 2010-12-22 | PHBALALAOS
0190-050-205 | 55189 | 0190-ENG-WTR-CW2-COLTWR13 | PM03 | 307 | 52WK Cooling Pump Servicing | Cooling Tower Fan No. 13 | C | 0190E012 | 2020-12-22 | 2010-12-22 | PHBALALAOS
0190-050-204 | 55189 | 0190-ENG-WTR-CW2-COLTWR10 | PM03 | 307 | 52WK Cooling Pump Servicing | Cooling Tower Fan No. 10 | C | 0190E012 | 2015-10-14 | 2010-12-22 | PHBALALAOS
0190-050-204 | 55189 | 0190-ENG-WTR-CW2-COLTWR11 | PM03 | 307 | 52WK Cooling Pump Servicing | Cooling Tower Fan No. 11 | C | 0190E012 | 2015-10-14 | 2010-12-22 | PHBALALAOS
0190-050-203 | 55206 | 0190-ENG-WTR-SWF-BOSPMP01 | PM03 | 305 | 52WK Servicing SW Booster Pump | Softened Water Booster Pump No 1 | C | 0190E012 | 2020-11-11 | 2010-12-21 | PHBALALAOS
0190-050-203 | 55206 | 0190-ENG-WTR-SWF-BOSPMP02 | PM03 | 305 | 52WK Servicing SW Booster Pump | Softened Water Booster Pump No 2 | C | 0190E012 | 2020-11-11 | 2010-12-21 | PHBALALAOS
0190-050-202 | 52623 | 0190-ENG-WTR-ROF-FPMASY01 | PM03 | 302 | 4WK Condition Monitoring | R.O. Feed Water Pump Assembly No 01 | C | 0190E012 | 2020-05-21 | 2010-12-21 | PHBALALAOS
0190-050-202 | 52623 | 0190-ENG-WTR-ROF-ROSPMP01 | PM03 | 302 | 4WK Condition Monitoring | R.O. Water Supply Pump No 1 | C | 0190E012 | 2020-05-21 | 2010-12-21 | PHBALALAOS
0190-050-202 | 52623 | 0190-ENG-WTR-ROF-ROSPMP02 | PM03 | 302 | 4WK Condition Monitoring | R.O. Water Supply Pump No 2 | C | 0190E012 | 2020-05-21 | 2010-12-21 | PHBALALAOS
0190-050-201 | 55206 | 0190-ENG-WTR-ROF-WBRPMP01 | PM03 | 305 | 52WK Servicing RO Booster Pump #1 | R.O. Water Booster Pump 01 | C | 0190E012 | 2015-10-14 | 2010-12-21 | PHBALALAOS
0190-050-200 | 55199 | 0190-ENG-SCG-PCH-RTBLWR02 | PM03 | 307 | 52WK Inspection Roots Blower | Rotary Piston Blower No 2(M615) | C | 0190E012 | 2020-11-11 | 2010-12-20 | PHBALALAOS
0190-050-200 | 55199 | 0190-ENG-SCG-PCH-RTBLWR03 | PM03 | 307 | 52WK Inspection Roots Blower | Rotary Piston Blower No 3(M616) | C | 0190E012 | 2020-11-11 | 2010-12-20 | PHBALALAOS
0190-050-199 | 52207 | 0190-ENG-SCG-PCH-RTBLWR02 | PM03 | 302 | 4WK Condition Monitoring Rotary Blower | Rotary Piston Blower No 2(M615) | C | 0190E012 | 2019-09-02 | 2010-12-20 | PHBALALAOS
0190-050-199 | 52610 | 0190-ENG-SCG-PCH-RTBLWR03 | PM03 | 302 | 4WK Condition Monitoring Rotary Blower | Rotary Piston Blower No 3(M616) | C | 0190E012 | 2019-09-02 | 2010-12-20 | PHBALALAOS
0190-050-198 | 55189 | 0190-ENG-WTR-CW2-COLTWR09 | PM03 | 307 | 52WK Servicing of Cooling Fan #9 | Cooling Tower Fan No. 9 | C | 0190E012 | 2015-10-14 | 2010-12-18 | PHBALALAOS
0190-050-197 | 55189 | 0190-ENG-WTR-CW2-COLTWR06 | PM03 | 307 | 2Y Inspection Cooling Fan | Cooling Tower Fan No. 6 | C | 0190E012 | 2015-10-16 | 2010-12-18 | PHBALALAOS
0190-050-197 | 55189 | 0190-ENG-WTR-CW2-COLTWR07 | PM03 | 307 | 2Y Inspection Cooling Fan | Cooling Tower Fan No. 7 | C | 0190E012 | 2015-10-16 | 2010-12-18 | PHBALALAOS
0190-050-196 | 55189 | 0190-ENG-WTR-CW2-COLTWR04 | PM03 | 307 | 2Y Inspection Cooling Fan | Cooling Tower Fan No. 4 | C | 0190E012 | 2015-10-16 | 2010-12-18 | PHBALALAOS
0190-050-196 | 55189 | 0190-ENG-WTR-CW2-COLTWR05 | PM03 | 307 | 2Y Inspection Cooling Fan | Cooling Tower Fan No. 5 | C | 0190E012 | 2015-10-16 | 2010-12-18 | PHBALALAOS
0190-050-195 | 55189 | 0190-ENG-WTR-CW2-COLTWR01 | PM03 | 307 | 2Y Inspection Cooling Fan | Cooling Tower Fan No. 1 | C | 0190E012 | 2015-10-16 | 2010-12-18 | PHBALALAOS
0190-050-195 | 55189 | 0190-ENG-WTR-CW2-COLTWR02 | PM03 | 307 | 2Y Inspection Cooling Fan | Cooling Tower Fan No. 2 | C | 0190E012 | 2015-10-16 | 2010-12-18 | PHBALALAOS
0190-050-195 | 55189 | 0190-ENG-WTR-CW2-COLTWR03 | PM03 | 307 | 2Y Inspection Cooling Fan | Cooling Tower Fan No. 3 | C | 0190E012 | 2015-10-16 | 2010-12-18 | PHBALALAOS
0190-050-194 | 55156 | 0190-ENG-STM-FBB-FRCDFN01 | PM03 | 305 | 52WK Inspection & Preventive Maintenanc | Force Draft Fan Assembly | C | 0190E012 | 2021-03-19 | 2010-12-16 | PHILAGANAN
0190-050-193 | 55156 | 0190-ENG-STM-FBB-INDFAN01 | PM03 | 307 | 52WK Inspection & Preventive Maintenance | Induced Draft Fan Assembly | C | 0190E012 | 2019-06-14 | 2010-12-16 | PHBALALAOS
0190-050-192 | 55155 | 0190-ENG-STM-FBB-MCSPDR01 | PM03 | 305 | 52WK Servicing Mech'l Spreader | Mechanical Spreader No.1 | C | 0190E012 | 2019-06-17 | 2010-12-15 | PHBALALAOS
0190-050-192 | 55155 | 0190-ENG-STM-FBB-MCSPDR02 | PM03 | 305 | 52WK Servicing Mech'l Spreader | Mechanical Spreader No.2 | C | 0190E012 | 2019-06-17 | 2010-12-15 | PHBALALAOS
0190-050-191 | 32118 | 0190-ENG-STM-JT1-JTBOILR01 | PM03 | 305 | 52WK Servicing JTB1 | JT Boiler No 1 | A | 0190E012 | 2015-10-12 | 2010-12-14 | PHBALALAOS
0190-050-190 | 51015 | 0190-ENG-WTR-CW2-COLTWR12 | PM03 | 302 | 4WK Condition Monitoring | Cooling Tower Fan No. 12 | C | 0190E012 | 2019-11-04 | 2010-12-13 | PHBALALAOS
0190-050-190 | 51015 | 0190-ENG-WTR-CW2-COLTWR13 | PM03 | 302 | 4WK Condition Monitoring | Cooling Tower Fan No. 13 | C | 0190E014 | 2019-11-04 | 2010-12-13 | PHBALALAOS
0190-050-189 | 51015 | 0190-ENG-WTR-CW2-COLTWR09 | PM03 | 302 | 4WK PdMS monitoring | Cooling Tower Fan No. 9 | C | 0190E014 | 2019-11-04 | 2010-12-13 | PHBALALAOS
0190-050-189 | 51015 | 0190-ENG-WTR-CW2-COLTWR10 | PM03 | 302 | 4WK PdMS monitoring | Cooling Tower Fan No. 10 | C | 0190E012 | 2019-11-04 | 2010-12-13 | PHBALALAOS
0190-050-189 | 51960 | 0190-ENG-WTR-CW2-COLTWR11 | PM03 | 302 | 4WK PdMS monitoring | Cooling Tower Fan No. 11 | C | 0190E012 | 2019-11-04 | 2010-12-13 | PHBALALAOS
0190-050-188 | 51015 | 0190-ENG-WTR-CW2-COLTWR06 | PM03 | 302 | 4WK Condition Monitoring | Cooling Tower Fan No. 6 | C | 0190E014 | 2019-10-03 | 2010-12-13 | PHBALALAOS
0190-050-188 | 51015 | 0190-ENG-WTR-CW2-COLTWR07 | PM03 | 302 | 4WK Condition Monitoring | Cooling Tower Fan No. 7 | C | 0190E014 | 2019-10-03 | 2010-12-13 | PHBALALAOS
0190-050-188 | 51015 | 0190-ENG-WTR-CW2-COLTWR08 | PM03 | 302 | 4WK Condition Monitoring | Cooling Tower Fan No. 8 | C | 0190E014 | 2019-10-03 | 2010-12-13 | PHBALALAOS
0190-050-187 | 55059 | 0190-ENG-STM-FBB-BURNER01 | PM03 | 305 | 104WK Servicing of Start-Up Burner | Start-up Burner | B | 0190E012 | 2015-10-16 | 2010-12-11 | PHBALALAOS
0190-050-186 | 55059 | 0190-ENG-STM-FBB-BURNER02 | PM03 | 305 | 104WK Servicing of Load Burner | Load Burner | C | 0190E012 | 2015-10-16 | 2010-12-11 | PHBALALAOS
0190-050-185 | 54934 | 0190-ENG-STM-ESP-FCLTY01 | PM03 | 307 | 52WK Inspection of ESP | ESP Facility | C | 0190E012 | 2015-10-14 | 2010-12-08 | PHBALALAOS
0190-050-184 | 54914 | 0190-ENG-STM-RCN-CNDTRP01 | PM03 | 305 | 1Y Planned Service/Overhauling | Condensate Transfer Pump No 1 | C | 0190E012 | 2015-10-14 | 2010-12-07 | PHBALALAOS
0190-050-184 | 54914 | 0190-ENG-STM-RCN-CNDTRP02 | PM03 | 305 | 1Y Planned Service/Overhauling | Condensate Transfer Pump No 2 | C | 0190E012 | 2015-10-14 | 2010-12-07 | PHBALALAOS
0190-050-184 | 54914 | 0190-ENG-STM-RCN-CNDTRP11 | PM03 | 305 | 1Y Planned Service/Overhauling | Condensate Pump No 3 - JTB | C | 0190E012 | 2015-10-14 | 2010-12-07 | PHBALALAOS
0190-050-183 | 54914 | 0190-ENG-STM-RCN-CNDPMP09 | PM03 | 305 | 1Y Planned Service/Overhauling | Condensate Pump No 1 - LURGI | C | 0190E012 | 2015-10-14 | 2010-12-07 | PHBALALAOS
0190-050-183 | 54914 | 0190-ENG-STM-RCN-CNDPMP10 | PM03 | 305 | 1Y Planned Service/Overhauling | Condensate Pump No 2 - LURGI | C | 0190E012 | 2015-10-14 | 2010-12-07 | PHBALALAOS
0190-050-182 | 54914 | 0190-ENG-STM-RCN-CNDPMP07 | PM03 | 305 | 1Y Planned Service/Overhauling | Condensate Pump No 1 - FBB | C | 0190E012 | 2015-10-14 | 2010-12-20 | PHBALALAOS
0190-050-182 | 54914 | 0190-ENG-STM-RCN-CNDPMP08 | PM03 | 305 | 1Y Planned Service/Overhauling | Condensate Pump No 2 - FBB | C | 0190E012 | 2015-10-14 | 2010-12-07 | PHBALALAOS
0190-050-181 | 54914 | 0190-ENG-STM-RCN-CNDPMP04 | PM03 | 305 | 1Y Planned Service/Overhauling | Condensate Pump No 4 Bhse No 2 | C | 0190E012 | 2015-10-14 | 2010-12-07 | PHBALALAOS
0190-050-181 | 54914 | 0190-ENG-STM-RCN-CNDPMP05 | PM03 | 305 | 1Y Planned Service/Overhauling | Condensate Pump No 5 Bhse No 2 | C | 0190E012 | 2015-10-14 | 2010-12-07 | PHBALALAOS
0190-050-181 | 54914 | 0190-ENG-STM-RCN-CNDPMP06 | PM03 | 305 | 1Y Planned Service/Overhauling | Condensate Pump No 6 Bhse No 2 | C | 0190E012 | 2015-10-14 | 2010-12-07 | PHBALALAOS
0190-050-180 | 45747 | 0190-ENG-SCG-CHW-DECNTR01 | PM03 | 305 | 1Y Planned Service Decanter 1 | Decanter No 1 | C | 0190E012 | 2015-10-14 | 2010-12-07 | PHBALALAOS
0190-050-179 | 54905 | 0190-ENG-STM-JT2-CAIRFN01 | PM03 | 305 | 52WK Servicing of JTB2 FDF | JT Boiler No 2 Combustion Air Fan | C | 0190E012 | 2020-11-18 | 2010-12-06 | PHBALALAOS
0190-050-178 | 54905 | 0190-ENG-STM-JT1-CAIRFN01 | PM03 | 305 | 52WK Servicing of JTB1 FDF | JT Boiler No 1 Combustion Air Fan | C | 0190E012 | 2020-11-11 | 2010-12-06 | PHBALALAOS
0190-050-177 | 54878 | 0190-ENG-WTR-ROF-ROSPMP01 | PM03 | 305 | 1Y Planned Service/Overhauling | R.O. Water Supply Pump No 1 | C | 0190E012 | 2014-09-23 | 2010-12-04 | PHBALALAOS
0190-050-177 | 54878 | 0190-ENG-WTR-ROF-ROSPMP02 | PM03 | 305 | 1Y Planned Service/Overhauling | R.O. Water Supply Pump No 2 | C | 0190E012 | 2014-09-23 | 2010-12-04 | PHBALALAOS
0190-050-176 | 54878 | 0190-ENG-WTR-ROF-WBRPMP01 | PM03 | 305 | 1Y Planned Service/Overhauling | R.O. Water Booster Pump 01 | C | 0190E012 | 2014-09-23 | 2010-12-04 | PHBALALAOS
0190-050-175 | 54878 | 0190-ENG-WTR-SWF-BOSPMP01 | PM03 | 305 | 1Y Planned Service/Overhauling | Softened Water Booster Pump No 1 | C | 0190E012 | 2014-09-17 | 2010-12-03 | PHBALALAOS
0190-050-175 | 54878 | 0190-ENG-WTR-SWF-BOSPMP02 | PM03 | 305 | 1Y Planned Service/Overhauling | Softened Water Booster Pump No 2 | C | 0190E012 | 2014-09-17 | 2010-12-03 | PHBALALAOS
0190-050-174 | 52589 | 0190-ENG-STM-FBB-FRCDFN01 | PM03 | 307 | 4WK Inspection FDF-AFBB | Force Draft Fan Assembly | C | 0190E012 | 2020-11-09 | 2010-11-29 | PHBALALAOS
0190-050-173 | 49531 | 0190-ENG-STM-JT1-BURNER01 | PM03 | 302 | 4WK Condition Monitoring | JT 1 Boiler 1 Burner | C | 0190E014 | 2017-06-02 | 2010-11-27 | PHBALALAOS
0190-050-173 | 49531 | 0190-ENG-STM-JT2-BURNER01 | PM03 | 302 | 4WK Condition Monitoring | JT Boiler 2 Burner | C | 0190E012 | 2017-06-02 | 2010-11-27 | PHBALALAOS
0190-050-172 | 52662 | 0190-ENG-STM-JT2-BURNER01 | PM03 | 307 | 4WK Inspection | JT Boiler 2 Burner | C | 0190E012 | 2020-11-12 | 2010-11-27 | PHBALALAOS
0190-050-171 | 52662 | 0190-ENG-STM-JT1-BURNER01 | PM03 | 307 | 4WK INSPECTION | JT 1 Boiler 1 Burner | C | 0190E012 | 2019-10-03 | 2010-11-27 | PHBALALAOS
0190-050-170 | 52648 | 0190-COF-PRO-AH3-PRIFAN03 | PM03 | 305 | 104WK Servicing Coffee PAF | Coffee AH3 Primary Air Fan No.1 | C | 0190E010 | 2020-10-07 | 2010-11-26 | PHBALALAOS
0190-050-170 | 52648 | 0190-COF-PRO-AH3-PRIFAN04 | PM03 | 305 | 104WK Servicing Coffee PAF | Coffee AH3 Primary Air Fan No.2 | C | 0190E010 | 2020-10-07 | 2010-11-26 | PHBALALAOS
0190-050-169 | 52626 | 0190-ENG-STM-FBB-RTRYSB01 | PM03 | 305 | 52WK Servicing Rotary Blower | Rotary Soot Blower No. 1 | C | 0190E012 | 2021-03-19 | 2010-11-26 | PHILAGANAN
0190-050-169 | 52626 | 0190-ENG-STM-FBB-RTRYSB02 | PM03 | 305 | 52WK Servicing Rotary Blower | Rotary Soot Blower No. 2 | C | 0190E012 | 2021-03-19 | 2010-11-26 | PHILAGANAN
0190-050-169 | 52626 | 0190-ENG-STM-FBB-RTRYSB03 | PM03 | 305 | 52WK Servicing Rotary Blower | Rotary Soot Blower No. 3 | C | 0190E012 | 2021-03-19 | 2014-10-01 | PHILAGANAN
0190-050-169 | 52626 | 0190-ENG-STM-FBB-RTRYSB04 | PM03 | 305 | 52WK Servicing Rotary Blower | Rotary Soot Blower No. 4 | C | 0190E012 | 2021-03-19 | 2010-11-26 | PHILAGANAN
0190-050-169 | 52626 | 0190-ENG-STM-FBB-RTRYSB05 | PM03 | 305 | 52WK Servicing Rotary Blower | Rotary Soot Blower No. 5 | C | 0190E012 | 2021-03-19 | 2010-11-26 | PHILAGANAN
0190-050-169 | 52626 | 0190-ENG-STM-FBB-RTRYSB06 | PM03 | 305 | 52WK Servicing Rotary Blower | Rotary Soot Blower No. 6 | C | 0190E012 | 2021-03-19 | 2010-11-26 | PHILAGANAN
0190-050-169 | 52626 | 0190-ENG-STM-FBB-RTRYSB07 | PM03 | 305 | 52WK Servicing Rotary Blower | Rotary Soot Blower No. 7 | C | 0190E012 | 2021-03-19 | 2010-11-26 | PHILAGANAN
0190-050-169 | 52626 | 0190-ENG-STM-FBB-RTRYSB08 | PM03 | 305 | 52WK Servicing Rotary Blower | Rotary Soot Blower No. 8 | C | 0190E012 | 2021-03-19 | 2010-11-26 | PHILAGANAN
0190-050-168 | 49531 | 0190-ENG-STM-JT2-CAIRFN01 | PM03 | 302 | 4WK Condition Monitoring | JT Boiler No 2 Combustion Air Fan | C | 0190E012 | 2020-11-11 | 2010-11-26 | PHBALALAOS
0190-050-167 | 49531 | 0190-ENG-STM-JT1-CAIRFN01 | PM03 | 302 | 4WK Condition Monitoring | JT Boiler No 1 Combustion Air Fan | C | 0190E012 | 2019-10-03 | 2010-11-26 | PHBALALAOS
0190-050-166 | 52589 | 0190-ENG-STM-JT2-CAIRFN01 | PM03 | 307 | 4WK Inspection Combustion Air Fan | JT Boiler No 2 Combustion Air Fan | C | 0190E012 | 2020-04-23 | 2010-11-26 | PHBALALAOS
0190-050-165 | 52589 | 0190-ENG-STM-JT1-CAIRFN01 | PM03 | 307 | 4WK Inspection Combustion Air Fan | JT Boiler No 1 Combustion Air Fan | C | 0190E012 | 2019-10-03 | 2010-11-26 | PHBALALAOS
0190-050-164 | 52621 | 0190-ENG-STM-JT1-FUELPM02 | PM03 | 307 | 6M INSPECTION | JT 1 Boiler Fuel Supply Pump No 2 | C | 0190E012 | 2015-10-12 | 2010-11-26 | PHBALALAOS
0190-050-163 | 52621 | 0190-ENG-STM-JT1-FUELPM01 | PM03 | 307 | 6M INSPECTION | JT 1 Boiler Fuel Supply Pump No 1 | C | 0190E012 | 2015-10-23 | 2010-11-26 | PHBALALAOS
0190-050-163 | 52621 | 0190-ENG-STM-JT2-FUELPM01 | PM03 | 307 | 6W INSPECTION | JT 2 Boiler Fuel Supply Pump No 1 | C | 0190E012 | 2015-10-23 | 2014-09-29 | PHBALALAOS
0190-050-162 | 52612 | 0190-COF-PRO-AH3-BURPMP01 | PM03 | 307 | 4WK Inspection | Coffee AH3 Burner Fuel Pump01 | C | 0190E010 | 2020-11-19 | 2010-11-26 | PHBALALAOS
0190-050-161 | 52612 | 0190-ENG-STM-WHB-FUELPM01 | PM03 | 307 | 6MON Inspection WHB Fuel Pump #1 | Fuel Oil Pump | C | 0190E012 | 2014-09-17 | 2010-11-25 | PHBALALAOS
0190-050-160 | 52612 | 0190-ENG-STM-FBB-FUELPM01 | PM03 | 307 | 6M INSPECTION AFBB Fuel Pump #2 | Fuel Oil Pump No. 1-FBB | C | 0190E012 | 2015-10-12 | 2010-11-25 | PHBALALAOS
0190-050-160 | 52612 | 0190-ENG-STM-FBB-FUELPM02 | PM03 | 307 | 6M INSPECTION AFBB Fuel Pump #2 | Fuel Oil Pump No. 2-FBB | C | 0190E012 | 2015-10-12 | 2010-11-25 | PHBALALAOS
0190-050-159 | 52610 | 0190-ENG-STM-WHB-FUELPM01 | PM03 | 302 | 1MON CONDITION MONITORING | Fuel Oil Pump | C | 0190E012 | 2014-09-10 | 2010-11-25 | PHBALALAOS
0190-050-158 | 52610 | 0190-ENG-STM-FBB-FUELPM01 | PM03 | 302 | 8WK CONDITION MONITORING | Fuel Oil Pump No. 1-FBB | C | 0190E012 | 2020-09-22 | 2010-11-25 | PHBALALAOS
0190-050-158 | 52610 | 0190-ENG-STM-FBB-FUELPM02 | PM03 | 302 | 8WK CONDITION MONITORING | Fuel Oil Pump No. 2-FBB | C | 0190E012 | 2020-09-22 | 2010-11-25 | PHBALALAOS
0190-050-157 | 52607 | 0190-ENG-STM-FBB-MCSPDR01 | PM03 | 307 | 4WK Inspection Mech'l Spreader | Mechanical Spreader No.1 | C | 0190E012 | 2020-11-09 | 2010-11-25 | PHBALALAOS
0190-050-157 | 52607 | 0190-ENG-STM-FBB-MCSPDR02 | PM03 | 307 | 4WK Inspection Mech'l Spreader | Mechanical Spreader No.2 | C | 0190E012 | 2020-11-09 | 2010-11-25 | PHBALALAOS
0190-050-156 | 52594 | 0190-ENG-STM-FBB-BURNER01 | PM03 | 307 | 4WK Inspection Start-up Burner | Start-up Burner | B | 0190E012 | 2020-11-09 | 2010-11-25 | PHBALALAOS
0190-050-155 | 52593 | 0190-ENG-STM-FBB-BURNER02 | PM03 | 307 | 4WK INSPECTION | Load Burner | C | 0190E012 | 2020-10-21 | 2010-11-25 | PHBALALAOS
0190-050-154 | 52589 | 0190-ENG-STM-FBB-FRCDFN01 | PM03 | 307 | 4WK Inspection FDF | Force Draft Fan Assembly | C | 0190E012 | 2017-07-17 | 2010-11-24 | PHBALALAOS
0190-050-153 | 52587 | 0190-ENG-STM-FBB-INDFAN01 | PM03 | 307 | 4WK Inspection IDF | Induced Draft Fan Assembly | C | 0190E012 | 2020-11-09 | 2010-11-29 | PHBALALAOS
0190-050-152 | 52581 | 0190-ENG-STM-WTF-FWTPMP01 | PM03 | 305 | 126WK Pump Servicing | Boiler Feedwater Pump No 3 WHB03 | C | 0190E010 | 2020-11-11 | 2010-11-24 | PHBALALAOS
0190-050-152 | 52581 | 0190-ENG-STM-WTF-FWTPMP02 | PM03 | 305 | 126WK Pump Servicing | Boiler Feedwater Pump No 4 WHB04 | C | 0190E010 | 2020-11-11 | 2010-11-24 | PHBALALAOS
0190-050-151 | 52581 | 0190-ENG-STM-WTF-FWTPMP05 | PM03 | 305 | 126WK Servicing | Boiler FeedWater Pump No 5 WHB01 | C | 0190E012 | 2015-11-19 | 2010-11-24 | PHBALALAOS
0190-050-151 | 52581 | 0190-ENG-STM-WTF-FWTPMP06 | PM03 | 305 | 126WK Servicing | Boiler FeedWater Pump No 6 WHB02 | C | 0190E012 | 2015-11-19 | 2010-11-24 | PHBALALAOS
0190-050-150 | 52071 | 0190-ENG-STM-WTF-FWTPMP08 | PM03 | 305 | 52WK Pump Servicing | Boiler FeedWater Pump No 8 JTB102 | C | 0190E012 | 2015-10-12 | 2010-11-23 | PHBALALAOS
0190-050-150 | 52071 | 0190-ENG-STM-WTF-FWTPMP10 | PM03 | 305 | 52WK Pump Servicing | Boiler FeedWater Pump No 10 JTB202 | C | 0190E012 | 2015-10-12 | 2010-11-23 | PHBALALAOS
0190-050-149 | 52071 | 0190-ENG-STM-WTF-FWTPMP07 | PM03 | 305 | 52WK Pump Servicing | Boiler FeedWater Pump No 7 JTB101 | C | 0190E012 | 2015-10-12 | 2010-11-23 | PHBALALAOS
0190-050-149 | 52071 | 0190-ENG-STM-WTF-FWTPMP09 | PM03 | 305 | 52WK Pump Servicing | Boiler FeedWater Pump No 9 JTB201 | C | 0190E012 | 2015-10-12 | 2010-11-23 | PHBALALAOS
0190-050-148 | 52542 | 0190-ENG-STM-ESP-HPRRAV01 | PM03 | 305 | 52WK ESP Servicing | ESP Hopper RAV No. 1 | B | 0190E012 | 2015-10-12 | 2010-11-18 | PHBALALAOS
0190-050-148 | 52542 | 0190-ENG-STM-ESP-HPRRAV02 | PM03 | 305 | 52WK ESP Servicing | ESP Hopper RAV No. 2 | B | 0190E012 | 2015-10-12 | 2010-11-18 | PHBALALAOS
0190-050-148 | 52542 | 0190-ENG-STM-ESP-HPRRAV03 | PM03 | 305 | 52WK ESP Servicing | ESP Hopper RAV No. 3 | B | 0190E012 | 2015-10-12 | 2010-11-18 | PHBALALAOS
0190-050-147 | 52503 | 0190-ENG-REF-CA2-COMPSR01 | PM03 | 305 | 1Y Periodic/Preventive Maintenance-Carri | Water Chiller No 2 Compressor No 1 | C | 0190E010 | 2015-04-22 | 2011-10-08 | PHBALALAOS
0190-050-147 | 52503 | 0190-ENG-REF-CA2-COMPSR02 | PM03 | 305 | 1Y Periodic/Preventive Maintenance-Carri | Water Chiller No 2 Compressor No 2 | C | 0190E010 | 2015-04-22 | 2011-10-08 | PHBALALAOS
0190-050-147 | 52503 | 0190-ENG-REF-CA2-COMPSR03 | PM03 | 305 | 1Y Periodic/Preventive Maintenance-Carri | Water Chiller No 2 Compressor No 3 | C | 0190E010 | 2015-04-22 | 2011-10-08 | PHBALALAOS
0190-050-147 | 52503 | 0190-ENG-REF-CA2-COMPSR04 | PM03 | 305 | 1Y Planned Service/Overhauling | Water Chiller No 2 Compressor No 4 | C | 0190E010 | 2015-04-22 | 2010-11-15 | PHBALALAOS
0190-050-146 | 52501 | 0190-COF-PRO-AH3-BURNER01 | PM03 | 305 | 3W PLANNED SERVICE CAH PNEUMATIC HOS | Coffee AH3 Burner01 | C | 0190E010 | 2014-11-03 | 2010-11-15 | PHBALALAOS
0190-050-145 | 52385 | 0190-ENG-STM-RCN-CNDPMP04 | PM03 | 303 | 3MON LUBRICATION/Condensate Pump | Condensate Pump No 4 Bhse No 2 | C | 0190E012 | 2020-09-22 | 2020-06-18 | PHBALALAOS
0190-050-145 | 52385 | 0190-ENG-STM-RCN-CNDPMP07 | PM03 | 303 | 3MON LUBRICATION/Condensate Pump | Condensate Pump No 1 - FBB | C | 0190E012 | 2020-09-22 | 2010-11-06 | PHBALALAOS
0190-050-145 | 52385 | 0190-ENG-STM-RCN-CNDPMP08 | PM03 | 303 | 3MON LUBRICATION/Condensate Pump | Condensate Pump No 2 - FBB | C | 0190E012 | 2020-09-22 | 2010-11-06 | PHBALALAOS
0190-050-145 | 52385 | 0190-ENG-STM-RCN-CNDPMP08 | PM03 | 303 | 3MON LUBRICATION/Condensate Pump | Condensate Pump No 2 - FBB | C | 0190E012 | 2020-09-22 | 2020-06-18 | PHBALALAOS
0190-050-145 | 52385 | 0190-ENG-STM-RCN-CNDPMP09 | PM03 | 303 | 3MON LUBRICATION/Condensate Pump | Condensate Pump No 1 - LURGI | C | 0190E012 | 2020-09-22 | 2020-06-18 | PHBALALAOS
0190-050-145 | 52385 | 0190-ENG-STM-RCN-CNDPMP10 | PM03 | 303 | 3MON LUBRICATION/Condensate Pump | Condensate Pump No 2 - LURGI | C | 0190E012 | 2020-09-22 | 2020-06-18 | PHBALALAOS
0190-050-144 | 52323 | 0190-ENG-SCG-BIO-BLTCVY01 | PM03 | 305 | 2Y Biomass Belt Conveyor Planned Service | Biomass Belt Conveyor 01 | C | 0190E012 | 2020-11-11 | 2010-11-02 | PHBALALAOS
0190-050-144 | 417018 | 0190-ENG-SCG-BIO-BLTCVY01 | PM03 | 305 | 2Y Biomass Motor Conveyor Planned Maint | Biomass Belt Conveyor 01 | C | 0190E017 | 2021-01-13 | 2014-07-22 | PHILAGANAN
0190-050-144 | 52323 | 0190-ENG-SCG-BIO-BLTCVY02 | PM03 | 305 | 2Y Biomass Belt Conveyor Planned Service | Biomass Belt Conveyor 02 | C | 0190E012 | 2020-11-11 | 2010-11-02 | PHBALALAOS
0190-050-144 | 417018 | 0190-ENG-SCG-BIO-BLTCVY02 | PM03 | 305 | 2Y Biomass Motor Conveyor Planned Maint | Biomass Belt Conveyor 02 | C | 0190E017 | 2021-01-13 | 2014-07-22 | PHILAGANAN
0190-050-144 | 52323 | 0190-ENG-SCG-BIO-BLTCVY03 | PM03 | 305 | 2Y Biomass Belt Conveyor Planned Service | Biomass Belt Conveyor 03 | C | 0190E012 | 2020-11-11 | 2010-11-02 | PHBALALAOS
0190-050-144 | 417018 | 0190-ENG-SCG-BIO-BLTCVY03 | PM03 | 307 | 2Y Biomass Motor Conveyor Planned Maint | Biomass Belt Conveyor 03 | C | 0190E017 | 2021-01-13 | 2014-07-22 | PHILAGANAN
0190-050-143 | 52185 | 0190-ENG-SCG-BIO-BLTCVY01 | PM03 | 303 | 13WK LUBRICATION Biomass Conveyor | Biomass Belt Conveyor 01 | C | 0190E012 | 2020-06-18 | 2010-11-02 | PHBALALAOS
0190-050-143 | 52185 | 0190-ENG-SCG-BIO-BLTCVY02 | PM03 | 303 | 13WK LUBRICATION Biomass Conveyor | Biomass Belt Conveyor 02 | C | 0190E012 | 2020-06-18 | 2010-11-02 | PHBALALAOS
0190-050-143 | 52185 | 0190-ENG-SCG-BIO-BLTCVY03 | PM03 | 303 | 13WK LUBRICATION Biomass Conveyor | Biomass Belt Conveyor 03 | C | 0190E012 | 2020-06-18 | 2010-11-02 | PHBALALAOS
0190-050-143 | 52185 | 0190-ENG-SCG-BIO-DVDSLO01 | PM03 | 303 | 13WK LUBRICATION Biomass Conveyor | Biomass Diverted Silo | C | 0190E012 |  | 2020-06-18
0190-050-143 | 52185 | 0190-ENG-SCG-BIO-TIPHPR01 | PM03 | 303 | 13WK LUBRICATION Biomass Conveyor | Biomass Tipping Hopper | C | 0190E012 | 2020-06-18 | 2020-06-18 | PHBALALAOS
0190-050-143 | 52185 | 0190-ENG-SCG-BIO-TSCFDR01 | PM03 | 303 | 13WK LUBRICATION Biomass Conveyor | Biomas Twin feeder 01 | C | 0190E012 | 2020-06-18 | 2020-06-18 | PHBALALAOS
0190-050-142 | 52185 | 0190-ENG-SCG-BIO-TSCFDR01 | PM03 | 303 | 13WK LUBRICATION | Biomas Twin feeder 01 | C | 0190E012 | 2015-10-19 | 2010-11-02 | PHBALALAOS
0190-050-142 | 52185 | 0190-ENG-SCG-BIO-TSCFDR02 | PM03 | 303 | 13WK LUBRICATION | Biomas Twin Feeder 02 | C | 0190E012 | 2015-10-19 | 2010-11-02 | PHBALALAOS
0190-050-141 | 52185 | 0190-ENG-SCG-COE-CLARFR01 | PM03 | 303 | 3MON LUBRICATION | Coffee Oil Clarifier/Separator S 1 | C | 0190E012 | 2014-09-10 | 2010-11-02 | PHBALALAOS
0190-050-141 | 52185 | 0190-ENG-SCG-COE-CLARFR02 | PM03 | 303 | 3MON LUBRICATION | Coffee Oil Clarifier/Separator S 2 | C | 0190E012 | 2014-09-10 | 2010-11-02 | PHBALALAOS
0190-050-140 | 52253 | 0190-ENG-SCG-COE-CLARFR01 | PM03 | 305 | 52WK Coffee Oil Separator Servicing | Coffee Oil Clarifier/Separator S 1 | C | 0190E012 | 2015-10-19 | 2010-10-27 | PHBALALAOS
0190-050-140 | 52253 | 0190-ENG-SCG-COE-CLARFR02 | PM03 | 305 | 52WK Coffee Oil Separator Servicing | Coffee Oil Clarifier/Separator S 2 | C | 0190E012 | 2015-10-19 | 2010-10-27 | PHBALALAOS
0190-050-139 | 52207 | 0190-ENG-STM-RCN-CNDPMP04 | PM03 | 302 | 1MON PdMS MONITORING | Condensate Pump No 4 Bhse No 2 | C | 0190E012 | 2014-09-10 | 2010-10-21 | PHBALALAOS
0190-050-139 | 52207 | 0190-ENG-STM-RCN-CNDPMP05 | PM03 | 302 | 1MON PdMS MONITORING | Condensate Pump No 5 Bhse No 2 | C | 0190E012 | 2014-09-10 | 2010-10-21 | PHBALALAOS
0190-050-139 | 52207 | 0190-ENG-STM-RCN-CNDPMP06 | PM03 | 302 | 1MON PdMS MONITORING | Condensate Pump No 6 Bhse No 2 | C | 0190E012 | 2014-09-10 | 2010-10-21 | PHBALALAOS
0190-050-138 | 52205 | 0190-ENG-SCG-CHW-DECNTR01 | PM03 | 302 | 1MON PdMS MONITORING | Decanter No 1 | C | 0190E012 | 2017-04-21 | 2010-10-21 | PHBALALAOS
0190-050-138 | 52205 | 0190-ENG-SCG-CHW-DECNTR02 | PM03 | 302 | 1MON PdMS MONITORING | Decanter No 2 | C | 0190E012 | 2017-04-21 | 2010-10-21 | PHBALALAOS
0190-050-138 | 52205 | 0190-ENG-SCG-CHW-DECNTR03 | PM03 | 302 | 1MON PdMS MONITORING | Coffee Oil Decanter #3 | B | 0190E012 | 2017-04-21 | 2010-10-21 | PHBALALAOS
0190-050-138 | 52205 | 0190-ENG-SCG-CHW-DECNTR05 | PM03 | 302 | 1MON PdMS MONITORING | Coffee Oil Decanter #5 | C | 0190E016 |  | 2017-04-21
0190-050-138 | 52205 | 0190-ENG-SCG-CHW-DFDPMP02 | PM03 | 302 | 1MON PdMS MONITORING | CWW Decanter Feed Pump P 2 | C | 0190E012 | 2017-04-21 | 2014-10-10 | PHBALALAOS
0190-050-138 | 52205 | 0190-ENG-SCG-CHW-SFDPMP17 | PM03 | 302 | 1MON PdMS MONITORING | CWW Separator Feed Pump P 17 | C | 0190E012 | 2017-04-21 | 2014-10-10 | PHBALALAOS
0190-050-138 | 52205 | 0190-ENG-SCG-COE-CWPUMP01 | PM03 | 302 | 1MON PdMS MONITORING | Colored Press water Pump (FBB to TNo3) | C | 0190E012 | 2017-04-21 | 2014-10-10 | PHBALALAOS
0190-050-138 | 52205 | 0190-ENG-SCG-CWE-CNTRTP10 | PM03 | 302 | 1MON PdMS MONITORING | CWW Concentrate Pump P 10 | C | 0190E012 | 2017-04-21 | 2014-10-10 | PHBALALAOS
0190-050-138 | 52205 | 0190-ENG-SCG-CWE-CREPMP08 | PM03 | 302 | 1MON PdMS MONITORING | Clarified CWW Recirculation Pump P 8 | C | 0190E012 | 2017-04-21 | 2014-10-10 | PHBALALAOS
0190-050-137 | 52196 | 0190-ENG-STM-WHB-SCRBPM01 | PM03 | 303 | 6MON LUBRICATION | Scrubber Pump No 1 M203 | C | 0190E012 | 2014-09-04 | 2010-10-21 | PHBALALAOS
0190-050-137 | 52196 | 0190-ENG-STM-WHB-SCRBPM02 | PM03 | 303 | 6MON LUBRICATION | Scrubber Pump No 2 M204 | C | 0190E012 | 2014-09-04 | 2010-10-21 | PHBALALAOS
0190-050-136 | 52195 | 0190-ENG-STM-WTF-FWTPMP01 | PM03 | 307 | 6MON AFBB Motor & Pump Inspection | Boiler Feedwater Pump No 3 WHB03 | C | 0190E010 | 2014-09-23 | 2010-10-20 | PHBALALAOS
0190-050-136 | 52195 | 0190-ENG-STM-WTF-FWTPMP02 | PM03 | 307 | 6MON AFBB Motor & Pump Inspection | Boiler Feedwater Pump No 4 WHB04 | C | 0190E010 | 2014-09-23 | 2010-10-20 | PHBALALAOS
0190-050-136 | 52195 | 0190-ENG-STM-WTF-FWTPMP05 | PM03 | 307 | 6MON AFBB Motor & Pump Inspection | Boiler FeedWater Pump No 5 WHB01 | C | 0190E012 | 2014-09-23 | 2010-10-20 | PHBALALAOS
0190-050-136 | 52195 | 0190-ENG-STM-WTF-FWTPMP06 | PM03 | 307 | 6MON AFBB Motor & Pump Inspection | Boiler FeedWater Pump No 6 WHB02 | C | 0190E012 | 2014-09-23 | 2010-10-20 | PHBALALAOS
0190-050-136 | 52195 | 0190-ENG-STM-WTF-FWTPMP07 | PM03 | 307 | 6MON AFBB Motor & Pump Inspection | Boiler FeedWater Pump No 7 JTB101 | C | 0190E012 | 2014-09-23 | 2010-10-20 | PHBALALAOS
0190-050-136 | 52195 | 0190-ENG-STM-WTF-FWTPMP08 | PM03 | 307 | 6MON AFBB Motor & Pump Inspection | Boiler FeedWater Pump No 8 JTB102 | C | 0190E012 | 2014-09-23 | 2010-10-20 | PHBALALAOS
0190-050-136 | 52195 | 0190-ENG-STM-WTF-FWTPMP09 | PM03 | 307 | 6MON AFBB Motor & Pump Inspection | Boiler FeedWater Pump No 9 JTB201 | C | 0190E012 | 2014-09-23 | 2010-10-20 | PHBALALAOS
0190-050-136 | 52195 | 0190-ENG-STM-WTF-FWTPMP10 | PM03 | 307 | 6MON AFBB Motor & Pump Inspection | Boiler FeedWater Pump No 10 JTB202 | C | 0190E012 | 2014-09-23 | 2010-10-20 | PHBALALAOS
0190-050-135 | 52194 | 0190-ENG-STM-WTF-FWTPMP11 | PM03 | 307 | 6MON AFBB Motor & Pump Inspection | Boiler FeedWater Pump No 11 - FBB | C | 0190E012 | 2015-10-12 | 2010-10-20 | PHBALALAOS
0190-050-135 | 52194 | 0190-ENG-STM-WTF-FWTPMP12 | PM03 | 307 | 6MON AFBB Motor & Pump Inspection | Boiler FeedWater Pump No 12 - FBB | C | 0190E012 | 2015-10-12 | 2010-10-20 | PHBALALAOS
0190-050-134 | 52191 | 0190-ENG-STM-WTF-FWTPMP11 | PM03 | 303 | 6MON LUBRICATION | Boiler FeedWater Pump No 11 - FBB | C | 0190E012 | 2015-10-12 | 2010-10-20 | PHBALALAOS
0190-050-134 | 52191 | 0190-ENG-STM-WTF-FWTPMP12 | PM03 | 303 | 6MON LUBRICATION | Boiler FeedWater Pump No 12 - FBB | C | 0190E012 | 2015-10-12 | 2010-10-20 | PHBALALAOS
0190-050-134 | 52191 | 0190-ENG-STM-WTF-FWTPMP13 | PM03 |  | 6MON LUBRICATION | Boiler FeedWater Pump No.13 FBB | C | 0190E012 | 2015-10-12 | 2014-09-04 | PHBALALAOS
0190-050-133 | 52190 | 0190-ENG-WTR-SWF-SOFPMP01 | PM03 | 303 | 3MON LUBRICATION | Softener Feed Pump 01 | C | 0190E012 | 2014-09-10 | 2010-10-20 | PHBALALAOS
0190-050-133 | 52190 | 0190-ENG-WTR-SWF-SOFPMP02 | PM03 | 303 | 3MON LUBRICATION | Softener Feed Pump 02 | C | 0190E012 | 2014-09-10 | 2010-10-20 | PHBALALAOS
0190-050-133 | 52190 | 0190-ENG-WTR-SWF-SOFPMP03 | PM03 | 303 | 3MON LUBRICATION | Softener Feed Pump 03 | C | 0190E012 | 2014-09-10 | 2010-10-20 | PHBALALAOS
0190-050-133 | 52190 | 0190-ENG-WTR-SWF-SOFPMP04 | PM03 | 303 | 3MON LUBRICATION | Softener Feed Pump 04 | C | 0190E012 | 2014-09-10 | 2010-10-20 | PHBALALAOS
0190-050-133 | 52190 | 0190-ENG-WTR-SWF-SOFPMP05 | PM03 | 303 | 3MON LUBRICATION | Softener Feed Pump 05 | C | 0190E012 | 2014-09-10 | 2010-10-20 | PHBALALAOS
0190-050-132 | 52189 | 0190-ENG-WTR-SWF-BOSPMP01 | PM03 | 303 | 3MON LUBRICATION | Softened Water Booster Pump No 1 | C | 0190E012 | 2015-07-13 | 2010-10-20 | PHBALALAOS
0190-050-132 | 52189 | 0190-ENG-WTR-SWF-BOSPMP02 | PM03 | 303 | 3MON LUBRICATION | Softened Water Booster Pump No 2 | C | 0190E012 | 2015-07-13 | 2010-10-20 | PHBALALAOS
0190-050-131 | 52187 | 0190-ENG-WTR-ROF-FPMASY01 | PM03 | 303 | 3MON LUBRICATION | R.O. Feed Water Pump Assembly No 01 | C | 0190E012 | 2015-07-13 | 2010-10-20 | PHBALALAOS
0190-050-131 | 52187 | 0190-ENG-WTR-ROF-ROSPMP01 | PM03 | 303 | 3MON LUBRICATION | R.O. Water Supply Pump No 1 | C | 0190E012 | 2015-07-13 | 2010-10-20 | PHBALALAOS
0190-050-131 | 52187 | 0190-ENG-WTR-ROF-ROSPMP02 | PM03 | 303 | 3MON LUBRICATION | R.O. Water Supply Pump No 2 | C | 0190E012 | 2015-07-13 | 2010-10-20 | PHBALALAOS
0190-050-131 | 52187 | 0190-ENG-WTR-ROF-WBRPMP01 | PM03 | 303 | 3MON LUBRICATION | R.O. Water Booster Pump 01 | C | 0190E012 | 2015-07-13 | 2010-10-20 | PHBALALAOS
0190-050-130 | 52185 | 0190-ENG-WTR-DWF-DRKPMP01 | PM03 | 303 | 3MON LUBRICATION DRINKING WATER PUMP | Drinking Water Pump No 1 | C | 0190E010 | 2014-09-10 | 2010-10-20 | PHBALALAOS
0190-050-130 | 52185 | 0190-ENG-WTR-DWF-DRKPMP02 | PM03 | 303 | 3MON LUBRICATION DRINKING WATER PUMP | Drinking Water Pump No 2 | C | 0190E010 | 2014-09-10 | 2010-10-20 | PHBALALAOS
0190-050-130 | 52185 | 0190-ENG-WTR-DWF-DRKPMP03 | PM03 | 303 | 3MON LUBRICATION DRINKING WATER PUMP | Drinking Water Pump No 3 | C | 0190E010 | 2014-09-10 | 2010-10-20 | PHBALALAOS
0190-050-130 | 52185 | 0190-ENG-WTR-DWF-DRKPMP04 | PM03 | 303 | 3MON LUBRICATION DRINKING WATER PUMP | Drinking Water Pump No 4 | C | 0190E010 | 2014-09-10 | 2010-10-20 | PHBALALAOS
0190-050-129 | 52082 | 0190-ENG-REF-CA2-COMPSR01 | PM03 | 307 | 4WK Inspection Carrier Chiller-2 | Water Chiller No 2 Compressor No 1 | C | 0190E010 | 2020-09-22 | 2010-10-12 | PHBALALAOS
0190-050-129 | 52082 | 0190-ENG-REF-CA2-COMPSR02 | PM03 | 307 | 4WK Inspection Carrier Chiller-2 | Water Chiller No 2 Compressor No 2 | C | 0190E010 | 2020-09-22 | 2010-10-26 | PHBALALAOS
0190-050-129 | 52082 | 0190-ENG-REF-CA2-COMPSR03 | PM03 | 307 | 4WK Inspection Carrier Chiller-2 | Water Chiller No 2 Compressor No 3 | C | 0190E010 | 2020-09-22 | 2010-10-12 | PHBALALAOS
0190-050-129 | 52082 | 0190-ENG-REF-CA2-COMPSR04 | PM03 | 307 | 4WK Inspection Carrier Chiller-2 | Water Chiller No 2 Compressor No 4 | C | 0190E010 | 2020-09-22 | 2010-10-12 | PHBALALAOS
0190-050-128 | 52072 | 0190-ENG-STM-WTF-FWTPMP12 | PM03 | 305 | 52WK AFBB Feedwater Pump Servicing | Boiler FeedWater Pump No 12 - FBB | C | 0190E012 | 2015-10-12 | 2010-10-11 | PHBALALAOS
0190-050-127 | 52071 | 0190-ENG-STM-WTF-FWTPMP11 | PM03 | 305 | 52WK AFBB Feedwater Pump Servicing | Boiler FeedWater Pump No 11 - FBB | C | 0190E012 | 2015-10-12 | 2010-10-11 | PHBALALAOS
0190-050-126 | 52068 | 0190-ENG-STM-JT2-JTBOILR02 | PM03 | 307 | 4WK JTB2 Inspection | JT Boiler No 2 | A | 0190E012 | 2017-06-02 | 2010-10-11 | PHBALALAOS
0190-050-125 | 52065 | 0190-ENG-STM-JT1-JTBOILR01 | PM03 | 307 | 4WK JTB1 Inspection | JT Boiler No 1 | A | 0190E012 | 2017-10-19 | 2010-10-11 | PHBALALAOS
0190-050-124 | 52062 | 0190-ENG-REF-CA1-COMPSR01 | PM03 | 307 | 4WK Inspection Carrier Chiller | Water Chiller No 1 Compressor No 1 | C | 0190E010 | 2020-08-05 | 2010-10-09 | PHBALALAOS
0190-050-124 | 52062 | 0190-ENG-REF-CA1-COMPSR02 | PM03 | 307 | 4WK Inspection Carrier Chiller | Water Chiller No 1 Compressor No 2 | C | 0190E010 | 2020-08-05 | 2010-10-09 | PHBALALAOS
0190-050-124 | 52062 | 0190-ENG-REF-CA1-COMPSR03 | PM03 | 307 | 4WK Inspection Carrier Chiller | Water Chiller No 1 Compressor No 3 | C | 0190E010 | 2020-08-05 | 2010-10-09 | PHBALALAOS
0190-050-124 | 52062 | 0190-ENG-REF-CA1-COMPSR04 | PM03 | 307 | 4WK Inspection Carrier Chiller | Water Chiller No 1 Compressor No 4 | C | 0190E010 | 2020-08-05 | 2010-10-09 | PHBALALAOS
0190-050-123 | 52042 | 0190-ENG-STM-WTF-FWTPMP11 | PM03 | 303 | 3W Feedwater Pump Lubrication | Boiler FeedWater Pump No 11 - FBB | C | 0190E012 | 2014-09-10 | 2010-10-07 | PHBALALAOS
0190-050-123 | 52042 | 0190-ENG-STM-WTF-FWTPMP12 | PM03 | 303 | 3W Feedwater Pump Lubrication | Boiler FeedWater Pump No 12 - FBB | C | 0190E012 | 2014-09-10 | 2010-10-07 | PHBALALAOS
0190-050-122 | 52026 | 0190-ENG-STM-WTF-SMPSTN02 | PM03 | 305 | 52wk Culinary Steam and Water samplin | Boiler Water Sampling Station 2 (bhse#2) | C | 0190E012 | 2015-10-12 | 2010-10-05 | PHBALALAOS
0190-050-121 | 51971 | 0190-MLK-PRO-AHB-BURNER02 | PM03 | 302 | 4wk Burner Fan Motor Condition Monitorin | Weishaupt Burner B2 | A | 0190E010 | 2019-11-04 | 2010-10-01 | PHBALALAOS
0190-050-120 | 51971 | 0190-MLK-PRO-AHB-BURNER01 | PM03 | 302 | 4wk Burner Fan Motor Condition Monitorin | Weishaupt Burner B1 | A | 0190E010 | 2019-10-31 | 2010-10-01 | PHBALALAOS
0190-050-119 | 51971 | 0190-MLK-PRO-AHC-BURNER01 | PM03 | 302 | 4wk Burner Fan Motor Condition Monitorin | Weishaupt Burner C1 | A | 0190E012 | 2019-10-31 | 2010-09-29 | PHBALALAOS
0190-050-118 | 51717 | 0190-ENG-WWT-AER-CLARIF02 | PM03 | 302 | 8WK Condition Monitoring WWTP | Clarifier 2 | A | 0190E016 | 2017-10-13 | 2010-09-16 | PHBALALAOS
0190-050-118 | 55703 | 0190-ENG-WWT-AER-ROTBLW05 | PM03 | 302 | 8WK Condition Monitoring WWTP | Aeration Tank Blower -Atlas Copco 1 | B | 0190E016 | 2017-10-13 | 2014-09-10 | PHBALALAOS
0190-050-118 | 51717 | 0190-ENG-WWT-AER-THKMTR01 | PM03 | 302 | 8WK Condition Monitoring WWTP | Thickener Agitator Motor No 1 | C | 0190E016 | 2017-10-13 | 2010-09-16 | PHBALALAOS
0190-050-118 | 51717 | 0190-ENG-WWT-MBR-PRMTNK01-EFRETNKPMP01 | PM03 | 302 | 8WK Condition Monitoring WWTP | Effluent Re-use Tank Pump 01 | C | 0190E016 | 2017-10-13 | 2014-10-01 | PHBALALAOS
0190-050-118 | 51717 | 0190-ENG-WWT-MBR-PRMTNK01-EFRETNKPMP02 | PM03 | 302 | 8WK Condition Monitoring WWTP | Effluent Re-use Tank Pump 02 | C | 0190E016 | 2017-10-13 | 2014-10-01 | PHBALALAOS
0190-050-117 | 51702 | 0190-ENG-WTR-ROF-WBRPMP01 | PM03 | 302 | 8WK Condition Monitoring SWF Pumpp | R.O. Water Booster Pump 01 | C | 0190E012 | 2019-09-02 | 2010-09-14 | PHBALALAOS
0190-050-117 | 51702 | 0190-ENG-WTR-ROF-WBRPMP02 | PM03 | 302 | 8WK Condition Monitoring SWF Pumpp | R.O. Water Booster Pump 02 | C | 0190E012 | 2019-09-02 | 2011-02-04 | PHBALALAOS
0190-050-117 | 51702 | 0190-ENG-WTR-SWF-BOSPMP01 | PM03 | 302 | 8WK Condition Monitoring SWF Pumpp | Softened Water Booster Pump No 1 | C | 0190E012 | 2019-09-02 | 2010-09-14 | PHBALALAOS
0190-050-117 | 51702 | 0190-ENG-WTR-SWF-BOSPMP02 | PM03 | 302 | 8WK Condition Monitoring SWF Pumpp | Softened Water Booster Pump No 2 | C | 0190E012 | 2019-09-02 | 2010-09-14 | PHBALALAOS
0190-050-117 | 51702 | 0190-ENG-WTR-SWF-SOFPMP01 | PM03 | 302 | 8WK Condition Monitoring SWF Pumpp | Softener Feed Pump 01 | C | 0190E012 | 2019-09-02 | 2010-09-14 | PHBALALAOS
0190-050-117 | 51702 | 0190-ENG-WTR-SWF-SOFPMP02 | PM03 | 302 | 8WK Condition Monitoring SWF Pumpp | Softener Feed Pump 02 | C | 0190E012 | 2019-09-02 | 2010-09-14 | PHBALALAOS
0190-050-117 | 51702 | 0190-ENG-WTR-SWF-SOFPMP03 | PM03 | 302 | 8WK Condition Monitoring SWF Pumpp | Softener Feed Pump 03 | C | 0190E012 | 2019-09-02 | 2010-09-14 | PHBALALAOS
0190-050-117 | 51702 | 0190-ENG-WTR-SWF-SOFPMP04 | PM03 | 302 | 8WK Condition Monitoring SWF Pumpp | Softener Feed Pump 04 | C | 0190E012 | 2019-09-02 | 2010-09-14 | PHBALALAOS
0190-050-117 | 51702 | 0190-ENG-WTR-SWF-SOFPMP05 | PM03 | 302 | 8WK Condition Monitoring SWF Pumpp | Softener Feed Pump 05 | C | 0190E012 | 2019-09-02 | 2010-09-14 | PHBALALAOS
0190-050-117 | 51702 | 0190-ENG-WTR-SWF-SOFPMP06 | PM03 | 302 | 8WK Condition Monitoring SWF Pump | Softener Feed Pump 06 (to Softener#4) | C | 0190E012 | 2019-09-02 | 2018-11-21 | PHBALALAOS
0190-050-116 | 51015 | 0190-ENG-WTR-CW2-COLTWR01 | PM03 | 302 | 8WK Condition Monitoring | Cooling Tower Fan No. 1 | C | 0190E012 | 2019-10-03 | 2010-08-10 | PHBALALAOS
0190-050-116 | 51015 | 0190-ENG-WTR-CW2-COLTWR02 | PM03 | 302 | 8WK Condition Monitoring | Cooling Tower Fan No. 2 | C | 0190E012 | 2019-10-03 | 2010-08-10 | PHBALALAOS
0190-050-116 | 51015 | 0190-ENG-WTR-CW2-COLTWR03 | PM03 | 302 | 8WK Condition Monitoring | Cooling Tower Fan No. 3 | C | 0190E012 | 2019-10-03 | 2010-08-10 | PHBALALAOS
0190-050-116 | 51215 | 0190-ENG-WTR-CW2-COLTWR04 | PM03 | 302 | 8WK Condition Monitoring | Cooling Tower Fan No. 4 | C | 0190E012 | 2019-10-03 | 2010-08-10 | PHBALALAOS
0190-050-116 | 51215 | 0190-ENG-WTR-CW2-COLTWR05 | PM03 | 302 | 8WK Condition Monitoring | Cooling Tower Fan No. 5 | C | 0190E012 | 2019-10-03 | 2010-08-10 | PHBALALAOS
0190-050-115 | 51202 | 0190-ENG-WTR-CW2-C0LPMP01 | PM03 | 303 | 52WK LUBRICATION COOLING WATER PUMP | Cooling Water Pump No 1 | C | 0190E012 | 2021-03-19 | 2014-09-04 | PHILAGANAN
0190-050-115 | 51202 | 0190-ENG-WTR-CW2-C0LPMP02 | PM03 | 303 | 52WK LUBRICATION COOLING WATER PUMP | Cooling Water Pump No 2 | C | 0190E012 | 2021-03-19 | 2010-08-09 | PHILAGANAN
0190-050-115 | 51202 | 0190-ENG-WTR-CW2-C0LPMP03 | PM03 | 303 | 52WK LUBRICATION COOLING WATER PUMP | Cooling Water Pump No 3 | C | 0190E012 | 2021-03-19 | 2010-08-09 | PHILAGANAN
0190-050-115 | 51202 | 0190-ENG-WTR-CW2-C0LPMP04 | PM03 | 303 | 52WK LUBRICATION COOLING WATER PUMP | Cooling Water Pump No 4 | C | 0190E012 | 2021-03-19 | 2010-08-09 | PHILAGANAN
0190-050-115 | 51202 | 0190-ENG-WTR-CW2-C0LPMP05 | PM03 | 303 | 52WK LUBRICATION COOLING WATER PUMP | Cooling Water Pump No 5 | C | 0190E012 | 2021-03-19 | 2010-08-09 | PHILAGANAN
0190-050-115 | 51202 | 0190-ENG-WTR-CW2-C0LPMP06 | PM03 | 303 | 52WK LUBRICATION COOLING WATER PUMP | Cooling Water Pump No 6 | C | 0190E012 | 2021-03-19 | 2010-08-09 | PHILAGANAN
0190-050-115 | 51202 | 0190-ENG-WTR-CW2-C0LPMP07 | PM03 | 303 | 52WK LUBRICATION COOLING WATER PUMP | Cooling Water Pump No 7 | C | 0190E012 | 2021-03-19 | 2010-08-09 | PHILAGANAN
0190-050-115 | 51202 | 0190-ENG-WTR-CW2-C0LPMP08 | PM03 | 303 | 52WK LUBRICATION COOLING WATER PUMP | Cooling Water Pump No 8 | C | 0190E012 | 2021-03-19 | 2010-08-09 | PHILAGANAN
0190-050-115 | 51202 | 0190-ENG-WTR-CW2-C0LPMP09 | PM03 | 303 | 52WK LUBRICATION COOLING WATER PUMP | Cooling Water Pump No 9 | C | 0190E012 | 2021-03-19 | 2010-08-09 | PHILAGANAN
0190-050-115 | 51202 | 0190-ENG-WTR-CW2-C0LPMP10 | PM03 | 303 | 52WK LUBRICATION COOLING WATER PUMP | Cooling Water Pump No 10 | C | 0190E012 | 2021-03-19 | 2010-08-09 | PHILAGANAN
0190-050-115 | 51202 | 0190-ENG-WTR-CW2-C0LPMP11 | PM03 | 303 | 52WK LUBRICATION COOLING WATER PUMP | Cooling Water Pump No 11 | C | 0190E012 | 2021-03-19 | 2010-08-09 | PHILAGANAN
0190-050-115 | 51202 | 0190-ENG-WTR-CW2-C0LPMP12 | PM03 | 303 | 52WK LUBRICATION COOLING WATER PUMP | Cooling Water Pump No 12 | C | 0190E012 | 2021-03-19 | 2012-05-15 | PHILAGANAN
0190-050-115 | 51202 | 0190-ENG-WTR-CW2-C0LPMP13 | PM03 | 303 | 52WK LUBRICATION COOLING WATER PUMP | Cooling Water Pump No 13 | C | 0190E012 | 2021-03-19 | 2012-05-15 | PHILAGANAN
0190-050-114 | 51181 | 0190-MLK-PRO-AHC-PRIFAN01 | PM03 | 303 | 13WK MLK AH LUBRICATION | Milk Air Heater C Primary Air Fan No 1 | C | 0190E010 | 2020-12-24 | 2010-08-07 | PHBALALAOS
0190-050-114 | 51181 | 0190-MLK-PRO-AHC-PRIFAN02 | PM03 | 303 | 13WK MLK AH LUBRICATION | Milk Air Heater C Primary Air Fan No 2 | C | 0190E010 | 2020-12-24 | 2010-08-07 | PHBALALAOS
0190-050-113 | 51077 | 0190-MLK-PRO-AHC-AIRHTR01 | PM03 | 307 | 26WK Burner Inspection/Calibration | Milk Air Heater C1 | A | 0190E010 | 2015-10-12 | 2010-08-04 | PHBALALAOS
0190-050-112 | 51071 | 0190-ENG-WTR-DWF-DRKPMP01 | PM03 | 302 | 4WK Condition Monitoring Drinking Pump | Drinking Water Pump No 1 | C | 0190E010 | 2019-09-16 | 2010-08-03 | PHBALALAOS
0190-050-112 | 51071 | 0190-ENG-WTR-DWF-DRKPMP02 | PM03 | 302 | 4WK Condition Monitoring Drinking Pump | Drinking Water Pump No 2 | C | 0190E010 | 2019-09-16 | 2010-08-03 | PHBALALAOS
0190-050-112 | 51071 | 0190-ENG-WTR-DWF-DRKPMP03 | PM03 | 302 | 4WK Condition Monitoring Drinking Pump | Drinking Water Pump No 3 | C | 0190E010 | 2019-09-16 | 2010-08-03 | PHBALALAOS
0190-050-112 | 51071 | 0190-ENG-WTR-DWF-DRKPMP04 | PM03 | 302 | 4WK Condition Monitoring Drinking Pump | Drinking Water Pump No 4 | C | 0190E010 | 2019-09-16 | 2010-08-03 | PHBALALAOS
0190-050-111 | 51015 | 0190-ENG-WTR-CW2-C0LPMP01 | PM03 | 302 | 4WK Condition Monitoring Cooling Pump | Cooling Water Pump No 1 | C | 0190E012 | 2019-09-16 | 2010-07-26 | PHBALALAOS
0190-050-111 | 51015 | 0190-ENG-WTR-CW2-C0LPMP02 | PM03 | 302 | 4WK Condition Monitoring Cooling Pump | Cooling Water Pump No 2 | C | 0190E012 | 2019-09-16 | 2010-07-27 | PHBALALAOS
0190-050-111 | 51015 | 0190-ENG-WTR-CW2-C0LPMP03 | PM03 | 302 | 4WK Condition Monitoring Cooling Pump | Cooling Water Pump No 3 | C | 0190E010 | 2019-09-16 | 2010-07-27 | PHBALALAOS
0190-050-111 | 51015 | 0190-ENG-WTR-CW2-C0LPMP04 | PM03 | 302 | 4WK Condition Monitoring Cooling Pump | Cooling Water Pump No 4 | C | 0190E012 | 2019-09-16 | 2010-07-27 | PHBALALAOS
0190-050-111 | 51015 | 0190-ENG-WTR-CW2-C0LPMP05 | PM03 | 302 | 4WK Condition Monitoring Cooling Pump | Cooling Water Pump No 5 | C | 0190E012 | 2019-09-16 | 2010-07-27 | PHBALALAOS
0190-050-111 | 51015 | 0190-ENG-WTR-CW2-C0LPMP06 | PM03 | 302 | 4WK Condition Monitoring Cooling Pump | Cooling Water Pump No 6 | C | 0190E012 | 2019-09-16 | 2010-07-27 | PHBALALAOS
0190-050-111 | 51015 | 0190-ENG-WTR-CW2-C0LPMP07 | PM03 | 302 | 4WK Condition Monitoring Cooling Pump | Cooling Water Pump No 7 | C | 0190E012 | 2019-09-16 | 2010-07-27 | PHBALALAOS
0190-050-111 | 51015 | 0190-ENG-WTR-CW2-C0LPMP08 | PM03 | 302 | 4WK Condition Monitoring Cooling Pump | Cooling Water Pump No 8 | C | 0190E012 | 2019-09-16 | 2010-07-27 | PHBALALAOS
0190-050-111 | 51015 | 0190-ENG-WTR-CW2-C0LPMP09 | PM03 | 302 | 4WK Condition Monitoring Cooling Pump | Cooling Water Pump No 9 | C | 0190E012 | 2019-09-16 | 2010-07-27 | PHBALALAOS
0190-050-111 | 51015 | 0190-ENG-WTR-CW2-C0LPMP10 | PM03 | 302 | 4WK Condition Monitoring Cooling Pump | Cooling Water Pump No 10 | C | 0190E012 | 2019-09-16 | 2010-07-27 | PHBALALAOS
0190-050-111 | 51015 | 0190-ENG-WTR-CW2-C0LPMP11 | PM03 | 302 | 4WK Condition Monitoring Cooling Pump | Cooling Water Pump No 11 | C | 0190E012 | 2019-09-16 | 2010-07-27 | PHBALALAOS
0190-050-111 | 51015 | 0190-ENG-WTR-CW2-C0LPMP12 | PM03 | 302 | 4WK Condition Monitoring Cooling Pump | Cooling Water Pump No 12 | C | 0190E012 | 2019-09-16 | 2011-12-06 | PHBALALAOS
0190-050-111 | 51015 | 0190-ENG-WTR-CW2-C0LPMP13 | PM03 | 302 | 4WK Condition Monitoring Cooling Pump | Cooling Water Pump No 13 | C | 0190E012 | 2019-09-16 | 2011-12-06 | PHBALALAOS
0190-050-111 | 514588 | 0190-ENG-WTR-CW2-C0LPMP14 | PM03 | 302 | 4WK Condition Monitoring Cooling Pump | Cooling Water Pump No 14 | C | 0190E012 | 2019-09-16 | 2017-08-03 | PHBALALAOS
0190-050-111 | 51015 | 0190-ENG-WTR-ROF-FPMASY01-FEEDWATERPUMP1 | PM03 | 302 | 4WK Condition Monitoring Cooling Pump | R.O. Feed Water Pump No.1 | C | 0190E012 | 2019-09-16 | 2013-07-17 | PHBALALAOS
0190-050-111 | 51015 | 0190-ENG-WTR-ROF-ROSPMP01 | PM03 | 302 | 4WK Condition Monitoring Cooling Pump | R.O. Water Supply Pump No 1 | C | 0190E012 | 2019-09-16 | 2013-07-17 | PHBALALAOS
0190-050-111 | 51015 | 0190-ENG-WTR-ROF-ROSPMP02 | PM03 | 302 | 4WK Condition Monitoring Cooling Pump | R.O. Water Supply Pump No 2 | C | 0190E012 | 2019-09-16 | 2013-07-17 | PHBALALAOS
0190-050-110 | 50946 | 0190-ENG-REF-REC-REPUMP01 | PM03 | 302 | 4WK Condition Monitoring Recir-Pumpump 1 | Chilled Water Recirculation Pump No 1 | C | 0190E010 | 2019-11-04 | 2010-07-24 | PHBALALAOS
0190-050-110 | 50946 | 0190-ENG-REF-REC-REPUMP02 | PM03 | 302 | 4WK Condition Monitoring Recir-Pumpump 1 | Chilled Water Recirculation Pump No 2 | C | 0190E010 | 2019-11-04 | 2010-07-24 | PHBALALAOS
0190-050-110 | 50946 | 0190-ENG-REF-REC-REPUMP03 | PM03 | 302 | 4WK Condition Monitoring Recir-Pumpump 3 | Chilled Water Recirculation Pump No 3 | C | 0190E010 | 2019-11-04 | 2010-07-24 | PHBALALAOS
0190-050-110 | 50946 | 0190-ENG-REF-REC-REPUMP04 | PM03 | 302 | 4WK Condition Monitoring Recir-Pumpump 1 | Chilled Water Recirculation Pump No 4 | C | 0190E010 | 2019-11-04 | 2010-07-24 | PHBALALAOS
0190-050-109 | 50945 | 0190-ENG-REF-REC-REPUMP01-MOTOR01 | PM03 | 302 | 4WK Condition Monitoring Supply Pump | Chilled Water Recirculation Motor #1 | C | 0190E010 | 2019-09-02 | 2017-04-21 | PHBALALAOS
0190-050-109 | 50945 | 0190-ENG-REF-REC-REPUMP01-PUMP01 | PM03 | 302 | 4WK Condition Monitoring Supply Pump | Chilled Water Recirculation Pump #1 | C | 0190E010 | 2019-09-02 | 2017-04-21 | PHBALALAOS
0190-050-109 | 50942 | 0190-ENG-REF-SUP-BOSPMP01 | PM03 | 302 | 4WK Condition Monitoring Supply Pump | Chilled Water Booster Pump to Milks #1 | C | 0190E010 | 2019-09-02 | 2014-01-10 | PHBALALAOS
0190-050-109 | 50945 | 0190-ENG-REF-SUP-BOSPMP01-PUMP01 | PM03 | 302 | 4WK Condition Monitoring Supply Pump | Milks Chilled Booster Pump #1 | C | 0190E010 | 2019-09-02 | 2017-04-21 | PHBALALAOS
0190-050-109 | 50945 | 0190-ENG-REF-SUP-BOSPMP02 | PM03 | 302 | 4WK Condition Monitoring Supply Pump | Chilled Water Booster Pump to Milks #2 | C | 0190E010 | 2019-09-02 | 2017-04-21 | PHBALALAOS
0190-050-109 | 50945 | 0190-ENG-REF-SUP-BOSPMP02-MOTOR02 | PM03 | 302 | 4WK Condition Monitoring Supply Pump | Milks Chilled Booster Motor #2 | C | 0190E010 | 2019-09-02 | 2017-04-21 | PHBALALAOS
0190-050-109 | 50945 | 0190-ENG-REF-SUP-BOSPMP02-PUMP02 | PM03 | 302 | 4WK Condition Monitoring Supply Pump | Milks Chilled Booster Pump #2 | C | 0190E010 | 2019-09-02 | 2017-04-21 | PHBALALAOS
0190-050-109 | 50945 | 0190-ENG-REF-SUP-SUPUMP04 | PM03 | 302 | 4WK Condition Monitoring Supply Pump | Chilled Water Supply Pump No 4 | C | 0190E010 | 2019-09-02 | 2010-07-24 | PHBALALAOS
0190-050-109 | 50942 | 0190-ENG-REF-SUP-SUPUMP05 | PM03 | 302 | 4WK Condition Monitoring Supply Pump | Chilled Water Supply to Coffee Eductor 1 | C | 0190E010 | 2019-09-02 | 2013-06-28 | PHBALALAOS
0190-050-109 | 50942 | 0190-ENG-REF-SUP-SUPUMP06 | PM03 | 302 | 4WK Condition Monitoring Supply Pump | Chilled Water Supply to Coffee Eductor 2 | C | 0190E010 | 2019-09-02 | 2013-06-28 | PHBALALAOS
0190-050-109 | 50945 | 0190-ENG-REF-SUP-SUPUMP07 | PM03 | 302 | 4WK Condition Monitoring Supply Pump | Chilled Water Supply Pump No 5 | C | 0190E010 | 2019-09-02 | 2017-04-21 | PHBALALAOS
0190-050-108 | 50944 | 0190-ENG-REF-SUP-SUPUMP03 | PM03 | 302 | 4WK Condition Monitoring Supply Pump | Chilled Water Supply Pump No 3 | C | 0190E010 | 2019-09-02 | 2010-07-24 | PHBALALAOS
0190-050-107 | 50943 | 0190-ENG-REF-SUP-BOSPMP01-MOTOR01 | PM03 | 302 | 4WK Condition Monitoring Supply Pump | Milks Chilled Booster Motor #1 | C | 0190E010 | 2019-09-02 | 2018-11-09 | PHBALALAOS
0190-050-107 | 50943 | 0190-ENG-REF-SUP-SUPUMP02 | PM03 | 302 | 4WK Condition Monitoring Supply Pump | Chilled Water Supply Pump No 2 | C | 0190E010 | 2019-09-02 | 2010-07-24 | PHBALALAOS
0190-050-107 | 50943 | 0190-ENG-REF-SUP-SUPUMP08 | PM03 | 302 | 4WK Condition Monitoring Supply Pump | Chilled Pump Assbly CAH PAF Humidifier | C | 0190E010 | 2019-09-02 | 2018-11-09 | PHBALALAOS
0190-050-107 | 50943 | 0190-ENG-REF-SUP-SUPUMP08-MOTOR01 | PM03 | 302 | 4WK Condition Monitoring Supply Pump | Chilled Motor CAH PAF Humidifier | C | 0190E010 | 2019-09-02 | 2018-11-09 | PHBALALAOS
0190-050-107 | 50943 | 0190-ENG-REF-SUP-SUPUMP08-PUMP01 | PM03 | 302 | 4WK Condition Monitoring Supply Pump | Chilled Pump CAH PAF Humidifier | C | 0190E010 | 2019-09-02 | 2018-11-09 | PHBALALAOS
0190-050-106 | 50943 | 0190-ENG-REF-SUP-SUPUMP01 | PM03 | 302 | 4WK Condition Monitoring Supply Pump | Chilled Water Supply Pump No 1 | C | 0190E010 | 2020-09-22 | 2010-07-24 | PHBALALAOS
0190-050-105 | 4411 | 0190-ENG-STM-JT1-JTBOILR01 | PM03 | 305 | 1Yr JTBoiler 1 Service Maintenance | JT Boiler No 1 | A | 0190E012 | 2014-09-16 | 2010-07-10 | PHBALALAOS
0190-050-104 | 50780 | 0190-ENG-STM-FBB-AFBBLR01 | PM03 |  | 1Y AFBBoiler Service Maintenance | Atmospheric Fluidized Bed Boiler | A | 0190E012 | 2014-09-16 | 2010-07-10 | PHBALALAOS
0190-050-103 | 33263 | 0190-ENG-SCG-BIO-SKIDER01 | PM03 | 305 | 250 Service Hour Bobcat skidter | Loader Skidder Caterpillar(Bobcat) | C | 0190E012 | 2015-12-09 | 2010-06-14 | PHBALALAOS
0190-050-102 | 50015 | 0190-COF-PRO-AH3-AHCHMB01 | PM03 | 305 | 6M CAH PREVENTIVE MAINTENANCE | Coffee AH3 Combustion Chamber | C | 0190E010 | 2014-01-09 | 2010-05-15 | PHBALALAOS
0190-050-101 | 49978 | 0190-COF-PRO-AH3-AHCHMB01 | PM03 | 302 | 1M CAH PREVENTIVE MAINTENACE | Coffee AH3 Combustion Chamber | C | 0190E010 | 2013-05-28 | 2010-05-15 | PHBALALAOS
0190-050-100 | 49964 | 0190-ENG-SCG-PCH-DSHCVY01 | PM03 | 302 | 4WK Condition Monitoring | Discharge Conveyor (SCG to SCG RAV 01) | C | 0190E012 | 2019-09-02 | 2010-05-15 | PHBALALAOS
0190-050-100 | 49964 | 0190-ENG-SCG-PCH-HYDFRM02 | PM03 | 302 | 4WK Condition Monitoring | Hydraulic Sliding Frame No 2 (FBB) | C | 0190E012 | 2019-09-02 | 2010-05-15 | PHBALALAOS
0190-050-100 | 49964 | 0190-ENG-STM-FBB-MCSPDR01 | PM03 | 302 | 4WK Condition Monitoring | Mechanical Spreader No.1 | C | 0190E012 | 2019-09-02 | 2010-05-15 | PHBALALAOS
0190-050-100 | 49964 | 0190-ENG-STM-FBB-MCSPDR02 | PM03 | 302 | 4WK Condition Monitoring | Mechanical Spreader No.2 | C | 0190E012 | 2019-09-02 | 2010-05-15 | PHBALALAOS
0190-050-100 | 49964 | 0190-ENG-STM-FBB-SDHRAV01 | PM03 | 302 | 4WK Condition Monitoring | Sand Hopper RAV | C | 0190E012 | 2019-09-02 | 2010-05-15 | PHBALALAOS
0190-050-100 | 49964 | 0190-ENG-STM-RCN-CNDPMP01 | PM03 | 302 | 4WK Condition Monitoring | Condensate Pump No 1 | C | 0190E010 | 2019-09-02 | 2010-05-15 | PHBALALAOS
0190-050-100 | 49964 | 0190-ENG-STM-RCN-CNDPMP02 | PM03 | 302 | 1MON PdMS Monitoring | Condensate Pump No 2 | C | 0190E010 | 2019-09-02 | 2010-05-15 | PHBALALAOS
0190-050-100 | 49964 | 0190-ENG-STM-RCN-CNDPMP03 | PM03 | 302 | 1MON PdMS Monitoring | Condensate Pump No 3 | C | 0190E010 | 2019-09-02 | 2010-05-15 | PHBALALAOS
0190-050-100 | 49964 | 0190-ENG-STM-RCN-CNDPMP07 | PM03 | 302 | 4WK Condition Monitoring | Condensate Pump No 1 - FBB | C | 0190E012 | 2019-09-02 | 2010-05-15 | PHBALALAOS
0190-050-100 | 49964 | 0190-ENG-STM-RCN-CNDPMP08 | PM03 | 302 | 4WK Condition Monitoring | Condensate Pump No 2 - FBB | C | 0190E012 | 2019-09-02 | 2010-05-15 | PHBALALAOS
0190-050-100 | 49964 | 0190-ENG-STM-RCN-CNDTRP01 | PM03 | 302 | 4WK Condition Monitoring | Condensate Transfer Pump No 1 | C | 0190E012 | 2019-09-02 | 2010-05-15 | PHBALALAOS
0190-050-100 | 49964 | 0190-ENG-STM-RCN-CNDTRP02 | PM03 | 302 | 4WK Condition Monitoring | Condensate Transfer Pump No 2 | C | 0190E012 | 2019-09-02 | 2010-05-15 | PHBALALAOS
0190-050-099 | 49963 | 0190-ENG-STM-JT1-BURNER01 | PM03 | 302 | 3W Condition base Monitoring | JT 1 Boiler 1 Burner | C | 0190E012 | 2014-09-10 | 2010-05-15 | PHBALALAOS
0190-050-099 | 49963 | 0190-ENG-STM-JT1-BURNER01 | PM03 | 302 | 3W Condition base Monitoring | JT 1 Boiler 1 Burner | C | 0190E012 | 2014-09-10 | 2010-05-15 | PHBALALAOS
0190-050-099 | 49963 | 0190-ENG-STM-JT1-CAIRFN01 | PM03 | 302 | 3W Condition base Monitoring | JT Boiler No 1 Combustion Air Fan | C | 0190E012 | 2014-09-10 | 2010-05-15 | PHBALALAOS
0190-050-099 | 49963 | 0190-ENG-STM-JT2-CAIRFN01 | PM03 | 302 | 3W Condition base Monitoring | JT Boiler No 2 Combustion Air Fan | C | 0190E012 | 2014-09-10 | 2010-05-15 | PHBALALAOS
0190-050-099 | 49963 | 0190-ENG-STM-WHB-FUELPM01 | PM03 | 302 | 3W Condition base Monitoring | Fuel Oil Pump | C | 0190E012 | 2014-09-10 | 2010-05-15 | PHBALALAOS
0190-050-099 | 49963 | 0190-ENG-STM-WHB-PRIFAN01 | PM03 | 302 | 3W Condition base Monitoring | Primary Air Fan M106 | C | 0190E012 | 2014-09-10 | 2010-05-15 | PHBALALAOS
0190-050-099 | 49963 | 0190-ENG-STM-WHB-SCRBPM01 | PM03 | 302 | 3W Condition base Monitoring | Scrubber Pump No 1 M203 | C | 0190E012 | 2014-09-10 | 2010-05-15 | PHBALALAOS
0190-050-099 | 49963 | 0190-ENG-WTR-SWF-BOSPMP01 | PM03 | 302 | 3W Condition base Monitoring | Softened Water Booster Pump No 1 | C | 0190E012 | 2014-09-10 | 2010-05-15 | PHBALALAOS
0190-050-099 | 49963 | 0190-ENG-WTR-SWF-BOSPMP02 | PM03 | 302 | 3W Condition base Monitoring | Softened Water Booster Pump No 2 | C | 0190E012 | 2014-09-10 | 2010-05-15 | PHBALALAOS
0190-050-098 | 49531 | 0190-ENG-STM-FBB-FRCDFN01 | PM03 | 302 | 4WK Condition Monitoring | Force Draft Fan Assembly | C | 0190E012 | 2019-09-02 | 2010-05-15 | PHBALALAOS
0190-050-098 | 49531 | 0190-ENG-STM-FBB-INDFAN01 | PM03 | 302 | 4WK Condition Monitoring | Induced Draft Fan Assembly | C | 0190E012 | 2019-09-02 | 2010-05-15 | PHBALALAOS
0190-050-098 | 49531 | 0190-ENG-STM-WTF-FWTPMP05 | PM03 | 302 | 4WK Condition Monitoring | Boiler FeedWater Pump No 5 WHB01 | C | 0190E012 | 2019-09-02 | 2010-05-15 | PHBALALAOS
0190-050-098 | 49531 | 0190-ENG-STM-WTF-FWTPMP06 | PM03 | 302 | 4WK Condition Monitoring | Boiler FeedWater Pump No 6 WHB02 | C | 0190E012 | 2019-09-02 | 2010-05-15 | PHBALALAOS
0190-050-098 | 49531 | 0190-ENG-STM-WTF-FWTPMP07 | PM03 | 302 | 4WK Condition Monitoring | Boiler FeedWater Pump No 7 JTB101 | C | 0190E012 | 2019-09-02 | 2010-05-15 | PHBALALAOS
0190-050-098 | 49531 | 0190-ENG-STM-WTF-FWTPMP08 | PM03 | 302 | 4WK Condition Monitoring | Boiler FeedWater Pump No 8 JTB102 | C | 0190E012 | 2019-09-02 | 2010-05-15 | PHBALALAOS
0190-050-098 | 49531 | 0190-ENG-STM-WTF-FWTPMP09 | PM03 | 302 | 4WK Condition Monitoring | Boiler FeedWater Pump No 9 JTB201 | C | 0190E012 | 2019-09-02 | 2010-05-15 | PHBALALAOS
0190-050-098 | 49531 | 0190-ENG-STM-WTF-FWTPMP10 | PM03 | 302 | 4WK Condition Monitoring | Boiler FeedWater Pump No 10 JTB202 | C | 0190E012 | 2019-09-02 | 2010-05-15 | PHBALALAOS
0190-050-098 | 51015 | 0190-ENG-STM-WTF-FWTPMP11 | PM03 | 302 | 4WK Condition Monitoring | Boiler FeedWater Pump No 11 - FBB | C | 0190E012 | 2019-09-02 | 2010-09-03 | PHBALALAOS
0190-050-098 | 49531 | 0190-ENG-STM-WTF-FWTPMP12 | PM03 | 302 | 4WK Condition Monitoring | Boiler FeedWater Pump No 12 - FBB | C | 0190E012 | 2019-09-02 | 2010-05-15 | PHBALALAOS
0190-050-097 | 49531 | 0190-COF-PRO-AH3-BURPMP01 | PM03 | 302 | 4WK CAH- PAF Condition Monitoring | Coffee AH3 Burner Fuel Pump01 | C | 0190E010 | 2019-10-03 | 2010-05-15 | PHBALALAOS
0190-050-097 | 49531 | 0190-COF-PRO-AH3-PRIFAN03 | PM03 | 302 | 4WK CAH- PAF Condition Monitoring | Coffee AH3 Primary Air Fan No.1 | C | 0190E010 | 2019-10-03 | 2010-05-15 | PHBALALAOS
0190-050-097 | 49531 | 0190-COF-PRO-AH3-PRIFAN04 | PM03 | 302 | 4WK CAH- PAF Condition Monitoring | Coffee AH3 Primary Air Fan No.2 | C | 0190E010 | 2019-10-03 | 2010-05-15 | PHBALALAOS
0190-050-096 | 49531 | 0190-MLK-PRO-AHB-PRIFAN01 | PM03 | 302 | 4WK MAH- PAF Condition Monitoring | Milk Air Heater B Primary Air Fan No 1 | C | 0190E010 | 2019-09-16 | 2010-05-15 | PHBALALAOS
0190-050-096 | 49531 | 0190-MLK-PRO-AHB-PRIFAN02 | PM03 | 302 | 4WK MAH- PAF Condition Monitoring | Milk Air Heater B Primary Air Fan No 2 | C | 0190E010 | 2019-09-16 | 2010-05-15 | PHBALALAOS
0190-050-096 | 49531 | 0190-MLK-PRO-AHC-PRIFAN01 | PM03 | 302 | 4WK MAH- PAF Condition Monitoring | Milk Air Heater C Primary Air Fan No 1 | C | 0190E010 | 2019-09-16 | 2010-05-15 | PHBALALAOS
0190-050-096 | 49531 | 0190-MLK-PRO-AHC-PRIFAN02 | PM03 | 302 | 4WK MAH- PAF Condition Monitoring | Milk Air Heater C Primary Air Fan No 2 | C | 0190E010 | 2019-09-16 | 2010-05-15 | PHBALALAOS
0190-050-095 | 18423 | 0190-MLK-PRO-AHB-AIRHTR01 | PM03 | 307 | 4WK AH Chamber & Economizer Inspection | Milk Air Heater B1 | A | 0190E010 | 2020-11-09 | 2010-05-13 | PHBALALAOS
0190-050-095 | 18423 | 0190-MLK-PRO-AHB-AIRHTR02 | PM03 | 307 | 4WK AH Chamber & Economizer Inspection | Milk Air Heater B2 | A | 0190E010 | 2020-11-09 | 2010-05-13 | PHBALALAOS
0190-050-094 | 49962 | 0190-MLK-PRO-AHC-BURNER01 | PM03 |  | 1Y MAH Burner PM | Weishaupt Burner C1 | A | 0190E012 | 2014-09-11 | 2010-05-12 | PHBALALAOS
0190-050-093 | 49961 | 0190-MLK-PRO-AHC-BURNER01 | PM03 | 305 | 6M MAH Burner PM | Weishaupt Burner C1 | A | 0190E012 | 2014-09-16 | 2010-05-12 | PHBALALAOS
0190-050-092 | 49960 | 0190-MLK-PRO-AHC-BURNER01 | PM03 | 305 | 1M MAH Burner PM | Weishaupt Burner C1 | A | 0190E012 | 2013-05-28 | 2010-05-12 | PHBALALAOS
0190-050-091 | 49959 | 0190-MLK-PRO-AHC-BURNER01 | PM03 | 305 | 1W MAH Burner PM | Weishaupt Burner C1 | A | 0190E012 | 2011-09-08 | 2010-05-12 | PHBALALAOS
0190-050-090 | 33070 | 0190-ENG-STM-FBB-AFBBLR01 | PM03 | 301 | 1Yr Instrument Calibration AFBB | Atmospheric Fluidized Bed Boiler | A | 0190E012 | 2021-02-09 | 2010-04-26 | PHBALALAOS
0190-050-089 | 48863 | 0190-ENG-SCG-BIO-BMBCAL01 | PM03 | 301 | Bomb Calorimeter PM and Calibration | Oxygen Bomb Calorimeter | C | 0190E012 | 2021-06-03 | 2010-03-04 | PHILAGANAN
0190-050-088 | 18423 | 0190-MLK-PRO-AHC-AIRHTR01 | PM03 | 305 | 4WK MAH-C Inspection | Milk Air Heater C1 | A | 0190E010 | 2020-10-21 | 2010-02-15 | PHBALALAOS
0190-050-081 | 46973 | 0190-ENG-SCG-BIO-BMBCAL01 | PM03 | 305 | 6M Bomb Calorimeter Maintnance | Oxygen Bomb Calorimeter | C | 0190E012 | 2012-04-26 | 2010-01-18 | PHBALALAOS
0190-050-080 | 45747 | 0190-ENG-SCG-CHW-DECNTR03 | PM03 | 305 | 52WK Servicing of Decanter #3 | Coffee Oil Decanter #3 | B | 0190E012 | 2015-10-08 | 2009-10-24 | PHBALALAOS
0190-050-079 | 45747 | 0190-ENG-SCG-CHW-DECNTR02 | PM03 | 305 | 52WK Decanter #2 Servicing | Decanter No 2 | C | 0190E012 | 2020-07-14 | 2009-10-24 | PHBALALAOS
0190-050-078 | 45677 | 0190-MLK-PRO-AHB-AIRHTR01 | PM03 | 307 | 1Y Air Heater Maintenance MAH | Milk Air Heater B1 | A | 0190E010 | 2015-10-08 | 2009-10-21 | PHBALALAOS
0190-050-078 | 45677 | 0190-MLK-PRO-AHB-AIRHTR02 | PM03 | 307 | 1Y Air Heater Maintenance MAH | Milk Air Heater B2 | A | 0190E010 | 2015-10-08 | 2009-10-21 | PHBALALAOS
0190-050-078 | 45677 | 0190-MLK-PRO-AHC-AIRHTR01 | PM03 | 307 | 1Y Air Heater Maintenance MAH | Milk Air Heater C1 | A | 0190E010 | 2015-10-08 | 2009-10-21 | PHBALALAOS
0190-050-077 | 45677 | 0190-COF-PRO-AH3-AHCHMB01 | PM03 | 307 | 6M Air Heater Maintenance CAH | Coffee AH3 Combustion Chamber | C | 0190E012 | 2014-09-10 | 2009-10-21 | PHBALALAOS
0190-050-076 | 45625 | 0190-COF-PRO-AH3-AHCHMB01 | PM03 | 304 | 27W Air Emission Permitting Testing | Coffee AH3 Combustion Chamber | C | 0190E018 | 2021-06-03 | 2009-10-20 | PHILAGANAN
0190-050-076 | 45625 | 0190-COF-PRO-EGA-EGRTWR01 | PM03 | 304 | 27W Air Emission Permitting Testing | Egron Tower | A | 0190E018 | 2021-06-03 | 2009-10-20 | PHILAGANAN
0190-050-076 | 45625 | 0190-COF-PRO-RST-ROASTR01 | PM03 | 304 | 27W Air Emission Permitting Testing | Roaster No 1 | A | 0190E018 | 2021-06-03 | 2009-10-20 | PHILAGANAN
0190-050-076 | 45625 | 0190-COF-PRO-RST-ROASTR02 | PM03 | 304 | 27W Air Emission Permitting Testing | Roaster No 2 | A | 0190E018 | 2021-06-03 | 2009-10-20 | PHILAGANAN
0190-050-076 | 45625 | 0190-COF-PRO-RST-ROASTR03 | PM03 | 304 | 27W Air Emission Permitting Testing | Roaster No 3 | A | 0190E018 | 2021-06-03 | 2009-10-20 | PHILAGANAN
0190-050-076 | 45625 | 0190-COF-PRO-RST-ROASTR04 | PM03 | 304 | 27W Air Emission Permitting Testing | Roaster No 4 | A | 0190E018 | 2021-06-03 | 2009-10-20 | PHILAGANAN
0190-050-076 | 45625 | 0190-ENG-PPT-GN1-ENGINE01 | PM03 | 304 | 27W Air Emission Permitting Testing | GenSet 01 Engine Unit | B | 0190E018 | 2021-06-03 | 2009-10-20 | PHILAGANAN
0190-050-076 | 45625 | 0190-ENG-PPT-GN2-ENGINE01 | PM03 | 304 | 27W Air Emission Permitting Testing | GenSet 02 Engine Unit | B | 0190E018 | 2021-06-03 | 2009-10-20 | PHILAGANAN
0190-050-076 | 45625 | 0190-ENG-PPT-GN3-ENGINE01 | PM03 | 304 | 27W Air Emission Permitting Testing | GenSet 03 Engine Unit | B | 0190E018 | 2021-06-03 | 2009-10-20 | PHILAGANAN
0190-050-076 | 45625 | 0190-ENG-PPT-GN4-ENGINE01 | PM03 | 304 | 27W Air Emission Permitting Testing | GenSet 04 Engine Unit | B | 0190E018 | 2021-06-03 | 2009-10-20 | PHILAGANAN
0190-050-076 | 45625 | 0190-ENG-PPT-GN6-ENGINE01 | PM03 | 304 | 27W Air Emission Permitting Testing | Emergency Generator No.6 Engine | B | 0190E018 | 2021-06-03 | 2011-12-08 | PHILAGANAN
0190-050-076 | 45625 | 0190-ENG-PPT-GN7-ENGINE01 | PM03 | 304 | 27W Air Emission Permitting Testing | Mobile GenSet 01 Engine Unit | B | 0190E018 | 2021-06-03 | 2014-09-01 | PHILAGANAN
0190-050-076 | 45625 | 0190-ENG-PPT-GN8-ENGINE01 | PM03 | 304 | 27W Air Emission Permitting Testing | Mobile GenSet 02 Engine Unit | B | 0190E018 | 2021-06-03 | 2014-09-01 | PHILAGANAN
0190-050-076 | 45625 | 0190-ENG-STM-FBB-AFBBLR01 | PM03 | 304 | 27W Air Emission Permitting Testing | Atmospheric Fluidized Bed Boiler | A | 0190E018 | 2021-06-03 | 2009-10-20 | PHILAGANAN
0190-050-076 | 45625 | 0190-ENG-STM-JT1-JTBOILR01 | PM03 | 304 | 26WK Air Emission Permitting Testing | JT Boiler No 1 | A | 0190E018 | 2021-06-03 | 2009-10-20 | PHILAGANAN
0190-050-076 | 45625 | 0190-ENG-STM-JT2-JTBOILR02 | PM03 | 304 | 27W Air Emission Permitting Testing | JT Boiler No 2 | A | 0190E018 | 2021-06-03 | 2009-10-20 | PHILAGANAN
0190-050-076 | 45625 | 0190-MLK-PRO-AHB-AIRHTR01 | PM03 | 304 | 27W Air Emission Permitting Testing | Milk Air Heater B1 | A | 0190E018 | 2021-06-03 | 2009-10-20 | PHILAGANAN
0190-050-076 | 45625 | 0190-MLK-PRO-AHC-AIRHTR01 | PM03 | 304 | 27W Air Emission Permitting Testing | Milk Air Heater C1 | A | 0190E018 | 2021-06-03 | 2009-10-20 | PHILAGANAN
0190-050-076 | 45625 | 0190-MLK-PRO-EGB-EGRTWR01 | PM03 | 304 | 27W Air Emission Permitting Testing | Egron B Tower | A | 0190E018 | 2021-06-03 | 2009-10-20 | PHILAGANAN
0190-050-076 | 45625 | 0190-MLK-PRO-EGC-EGRTWR01 | PM03 | 304 | 27W Air Emission Permitting Testing | Egron C Tower | A | 0190E018 | 2021-06-03 | 2009-10-20 | PHILAGANAN
0190-050-075 | 45591 | 0190-ENG-SCG-CWE-EFFCTV01 | PM03 | 307 | 52WK Chemical/Mechanical Cleaning CWWE | 1st Effect Evaporator Vessel | C | 0190E012 | 2017-06-08 | 2009-10-17 | PHBALALAOS
0190-050-075 | 45591 | 0190-ENG-SCG-CWE-EFFCTV02 | PM03 | 307 | 52WK Chemical/Mechanical Cleaning CWWE | 2nd Effect Evaporator Vessel | C | 0190E012 | 2017-06-08 | 2009-10-17 | PHBALALAOS
0190-050-075 | 45591 | 0190-ENG-SCG-CWE-EFFCTV03 | PM03 | 307 | 52WK Chemical/Mechanical Cleaning CWWE | 3rd Effect Evaporator Vessel | C | 0190E012 | 2017-06-08 | 2009-10-17 | PHBALALAOS
0190-050-075 | 45591 | 0190-ENG-SCG-CWE-EFFCTV04 | PM03 | 307 | 52WK Chemical/Mechanical Cleaning CWWE | 4th Effect Evaporator Vessel | C | 0190E012 | 2017-06-08 | 2009-10-17 | PHBALALAOS
0190-050-075 | 45591 | 0190-ENG-SCG-CWE-TUBHTR01 | PM03 | 307 | 52WK Chemical/Mechanical Cleaning CWWE | CWW Tubular Heater No 1 B 11 | C | 0190E012 | 2017-06-08 | 2009-10-17 | PHBALALAOS
0190-050-075 | 45591 | 0190-ENG-SCG-CWE-TUBHTR02 | PM03 | 307 | 52WK Chemical/Mechanical Cleaning CWWE | CWW Tubular Heater No 2 | C | 0190E012 | 2017-06-08 | 2009-10-17 | PHBALALAOS
0190-050-074 | 45581 | 0190-ENG-STM-WHB-BURNER01 | PM03 | 305 | 6M Lurgi Furnace Inspection and repair | SAACKE Burner | C | 0190E012 | 2014-04-01 | 2009-10-17 | PHBALALAOS
0190-050-074 | 45581 | 0190-ENG-STM-WHB-CONVYR01 | PM03 | 305 | 6M Lurgi Furnace Inspection and repair | Trough Chain Conveyor M003 | C | 0190E012 | 2014-04-01 | 2009-10-17 | PHBALALAOS
0190-050-074 | 45581 | 0190-ENG-STM-WHB-ECNMZR01 | PM03 | 305 | 6M Lurgi Furnace Inspection and repair | Economizer | C | 0190E012 | 2014-04-01 | 2009-10-17 | PHBALALAOS
0190-050-074 | 45581 | 0190-ENG-STM-WHB-FGDUCT01 | PM03 | 305 | 6M Lurgi Furnace Inspection and repair | Flue Gas Duct | C | 0190E012 | 2014-04-01 | 2009-10-17 | PHBALALAOS
0190-050-074 | 45581 | 0190-ENG-STM-WHB-LURGIB01 | PM03 | 305 | 6M Lurgi Furnace Inspection and | Waste Heat Boiler Lurgi | A | 0190E012 | 2014-04-01 | 2009-10-17 | PHBALALAOS
0190-050-074 | 45581 | 0190-ENG-STM-WHB-MHFNCE07 | PM03 | 305 | 6M Lurgi Furnace Inspection and repair | Multi Hearth Furnace 7 | C | 0190E014 | 2014-04-01 | 2009-10-17 | PHBALALAOS
0190-050-074 | 45581 | 0190-ENG-STM-WHB-MHFNCE08 | PM03 | 305 | 6M Lurgi Furnace Inspection and repair | Multi Hearth Furnace 8 | C | 0190E012 | 2014-04-01 | 2009-10-17 | PHBALALAOS
0190-050-074 | 45581 | 0190-ENG-STM-WHB-PCCMBR01 | PM03 | 305 | 6M Lurgi Furnace Inspection and repair | Post Combustion Chamber | C | 0190E012 | 2014-04-01 | 2009-10-17 | PHBALALAOS
0190-050-074 | 45581 | 0190-ENG-STM-WHB-SCRBER01 | PM03 | 305 | 6M Lurgi Furnace Inspection and repair | Wet Scrubber Flue Gas Scrubber | C | 0190E012 | 2014-04-01 | 2009-10-17 | PHBALALAOS
0190-050-074 | 45581 | 0190-WST-STM-WHB-MHFNCE01 | PM03 | 305 | 6M Lurgi Furnace Inspection and repair | Multi Hearth Furnace 1 | C | 0190E012 | 2014-04-01 | 2009-10-17 | PHBALALAOS
0190-050-074 | 45581 | 0190-WST-STM-WHB-MHFNCE02 | PM03 | 305 | 6M Lurgi Furnace Inspection and repair | Multi Hearth Furnace 2 | C | 0190E012 | 2014-04-01 | 2009-10-17 | PHBALALAOS
0190-050-074 | 45581 | 0190-WST-STM-WHB-MHFNCE03 | PM03 | 305 | 6M Lurgi Furnace Inspection and repair | Multi Hearth Furnace 3 | C | 0190E012 | 2014-04-01 | 2009-10-17 | PHBALALAOS
0190-050-074 | 45581 | 0190-WST-STM-WHB-MHFNCE04 | PM03 | 305 | 6M Lurgi Furnace Inspection and repair | Multi Hearth Furnace 4 | C | 0190E012 | 2014-04-01 | 2009-10-17 | PHBALALAOS
0190-050-074 | 45581 | 0190-WST-STM-WHB-MHFNCE05 | PM03 | 305 | 6M Lurgi Furnace Inspection and repair | Multi Hearth Furnace 5 | C | 0190E012 | 2014-04-01 | 2009-10-17 | PHBALALAOS
0190-050-074 | 45581 | 0190-WST-STM-WHB-MHFNCE06 | PM03 | 305 | 6M Lurgi Furnace Inspection and repair | Multi Hearth Furnace 6 | C | 0190E013 | 2014-04-01 | 2009-10-17 | PHBALALAOS
0190-050-073 | 55895 | 0190-ENG-WTR-SWF-SOFPMP01 | PM03 | 307 | 1Y Inspection Soft Water Feed Pump | Softener Feed Pump 01 | C | 0190E012 | 2015-04-14 | 2009-10-13 | PHBALALAOS
0190-050-073 | 55895 | 0190-ENG-WTR-SWF-SOFPMP02 | PM03 | 307 | 1Y Inspection Soft Water Feed Pump | Softener Feed Pump 02 | C | 0190E012 | 2015-04-14 | 2009-10-13 | PHBALALAOS
0190-050-073 | 55895 | 0190-ENG-WTR-SWF-SOFPMP03 | PM03 | 307 | 1Y Inspection Soft Water Feed Pump | Softener Feed Pump 03 | C | 0190E012 | 2015-04-14 | 2009-10-13 | PHBALALAOS
0190-050-073 | 55895 | 0190-ENG-WTR-SWF-SOFPMP04 | PM03 | 307 | 1Y Inspection Soft Water Feed Pump | Softener Feed Pump 04 | C | 0190E012 | 2015-04-14 | 2009-10-13 | PHBALALAOS
0190-050-073 | 55895 | 0190-ENG-WTR-SWF-SOFPMP05 | PM03 | 307 | 1Y Inspection Soft Water Feed Pump | Softener Feed Pump 05 | C | 0190E012 | 2015-04-14 | 2009-10-13 | PHBALALAOS
0190-050-072 | 45503 | 0190-ENG-WTR-ROF-FPMASY01 | PM03 | 305 | 6M Pump and Motor PM WTR - ROF | R.O. Feed Water Pump Assembly No 01 | C | 0190E012 | 2015-05-05 | 2009-10-13 | PHBALALAOS
0190-050-072 | 45503 | 0190-ENG-WTR-ROF-ROSPMP01 | PM03 | 305 | 6M Pump and Motor PM WTR - ROF | R.O. Water Supply Pump No 1 | C | 0190E012 | 2015-05-05 | 2009-10-13 | PHBALALAOS
0190-050-072 | 45503 | 0190-ENG-WTR-ROF-ROSPMP02 | PM03 | 305 | 6M Pump and Motor PM WTR - ROF | R.O. Water Supply Pump No 2 | C | 0190E012 | 2015-05-05 | 2009-10-13 | PHBALALAOS
0190-050-072 | 45503 | 0190-ENG-WTR-ROF-WBRPMP01 | PM03 | 305 | 6M Pump and Motor PM WTR - ROF | R.O. Water Booster Pump 01 | C | 0190E012 | 2015-05-05 | 2009-10-13 | PHBALALAOS
0190-050-071 | 45503 | 0190-ENG-WTR-DWF-DRKPMP01 | PM03 | 305 | 52WK Pump and Motor Servicing | Drinking Water Pump No 1 | C | 0190E010 | 2016-05-05 | 2009-10-13 | PHBALALAOS
0190-050-071 | 45503 | 0190-ENG-WTR-DWF-DRKPMP02 | PM03 | 305 | 52WK Pump and Motor Servicing | Drinking Water Pump No 2 | C | 0190E010 | 2016-05-05 | 2009-10-13 | PHBALALAOS
0190-050-071 | 45503 | 0190-ENG-WTR-DWF-DRKPMP03 | PM03 | 305 | 52WK Pump and Motor Servicing | Drinking Water Pump No 3 | C | 0190E010 | 2016-05-05 | 2009-10-13 | PHBALALAOS
0190-050-071 | 45503 | 0190-ENG-WTR-DWF-DRKPMP04 | PM03 | 305 | 52WK Pump and Motor Servicing | Drinking Water Pump No 4 | C | 0190E010 | 2016-05-05 | 2009-10-13 | PHBALALAOS
0190-050-070 | 45503 | 0190-ENG-WTR-CW2-C0LPMP06 | PM03 | 305 | 6M Pump and Motor PM WTR -CW2 6-11 | Cooling Water Pump No 6 | C | 0190E012 | 2014-09-09 | 2009-10-13 | PHBALALAOS
0190-050-070 | 45503 | 0190-ENG-WTR-CW2-C0LPMP07 | PM03 | 305 | 6M Pump and Motor PM WTR -CW2 6-11 | Cooling Water Pump No 7 | C | 0190E012 | 2014-09-09 | 2009-10-13 | PHBALALAOS
0190-050-070 | 45503 | 0190-ENG-WTR-CW2-C0LPMP08 | PM03 | 305 | 6M Pump and Motor PM WTR -CW2 6-11 | Cooling Water Pump No 8 | C | 0190E012 | 2014-09-09 | 2009-10-13 | PHBALALAOS
0190-050-070 | 45503 | 0190-ENG-WTR-CW2-C0LPMP09 | PM03 | 305 | 6M Pump and Motor PM WTR -CW2 6-11 | Cooling Water Pump No 9 | C | 0190E012 | 2014-09-09 | 2009-10-13 | PHBALALAOS
0190-050-070 | 45503 | 0190-ENG-WTR-CW2-C0LPMP10 | PM03 | 305 | 6M Pump and Motor PM WTR -CW2 6-11 | Cooling Water Pump No 10 | C | 0190E012 | 2014-09-09 | 2009-10-13 | PHBALALAOS
0190-050-070 | 45503 | 0190-ENG-WTR-CW2-C0LPMP11 | PM03 | 305 | 6M Pump and Motor PM WTR -CW2 6-11 | Cooling Water Pump No 11 | C | 0190E012 | 2014-09-09 | 2009-10-13 | PHBALALAOS
0190-050-069 | 45503 | 0190-ENG-WTR-CW2-C0LPMP05 | PM03 | 305 | 52WK Pump and Motor Servicing | Cooling Water Pump No 5 | C | 0190E012 | 2015-10-08 | 2009-10-13 | PHBALALAOS
0190-050-068 | 45503 | 0190-ENG-SCG-CWE-ACIDPMP11 | PM03 | 305 | 104WK Pump and Motor Servicing | Acid Condensate Pump P 11A | B | 0190E012 | 2020-11-11 | 2009-10-13 | PHBALALAOS
0190-050-068 | 45503 | 0190-ENG-SCG-CWE-CIPUMP14 | PM03 | 305 | 104WK Pump and Motor Servicing | CWW CIP Pump P 14 | C | 0190E012 | 2020-11-11 | 2009-10-13 | PHBALALAOS
0190-050-068 | 45503 | 0190-ENG-SCG-CWE-CNDPMP09 | PM03 | 305 | 104WK Pump and Motor Servicing | CWW Steam Condensate Pump P 9A | C | 0190E012 | 2020-11-11 | 2009-10-13 | PHBALALAOS
0190-050-068 | 45503 | 0190-ENG-SCG-CWE-CNTRTP10 | PM03 | 305 | 104WK Pump and Motor Servicing | CWW Concentrate Pump P 10 | C | 0190E012 | 2020-11-11 | 2009-10-13 | PHBALALAOS
0190-050-068 | 45503 | 0190-ENG-SCG-CWE-CREPMP08 | PM03 | 305 | 104WK Pump and Motor Servicing | Clarified CWW Recirculation Pump P 8 | C | 0190E012 | 2020-11-11 | 2009-10-13 | PHBALALAOS
0190-050-068 | 45503 | 0190-ENG-SCG-CWE-DRNPMP15 | PM03 | 305 | 104WK Pump and Motor Servicing | CWW Drain Pump P 15A | C | 0190E012 | 2020-11-11 | 2009-10-13 | PHBALALAOS
0190-050-068 | 45503 | 0190-ENG-SCG-CWE-PITPMP01 | PM03 | 305 | 104WK Pump and Motor Servicing | CWW Small Pit Pump With Float Switch | C | 0190E012 | 2020-11-11 | 2009-10-13 | PHBALALAOS
0190-050-067 | 45452 | 0190-MLK-PRO-AHB-AIRHTR01 | PM03 | 307 | 52WK Hot Air Duct Inspection | Milk Air Heater B1 | A | 0190E010 | 2020-09-22 | 2009-10-09 | PHBALALAOS
0190-050-067 | 45452 | 0190-MLK-PRO-AHC-AIRHTR01 | PM03 | 307 | 52WK Hot Air Duct Inspection | Milk Air Heater C1 | A | 0190E010 | 2020-09-22 | 2009-10-09 | PHBALALAOS
0190-050-066 | 45335 | 0190-ENG-WWT-AER-CLARIF02 | PM03 | 307 | 52WK draw-off of Sludge and Tank Inspect | Clarifier 2 | A | 0190E016 | 2021-03-19 | 2009-09-25 | PHILAGANAN
0190-050-066 | 45335 | 0190-ENG-WWT-SBR-TANK01 | PM03 | 307 | 52WK draw-off of Sludge and Tank Inspect | Sequencing Batch Reactor Tank | B | 0190E016 | 2021-03-19 | 2014-07-01 | PHILAGANAN
0190-050-065 | 42999 | 0190-ENG-WWT-AER-AERATK01 | PM03 | 307 | 1Y Bubbler Preventive Maintenance | Aeration Tank No 1 | B | 0190E016 | 2014-09-09 | 2009-07-06 | PHBALALAOS
0190-050-065 | 42999 | 0190-ENG-WWT-AER-AERATK02 | PM03 | 307 | 1Y Bubbler Preventive Maintenance | Aeration Tank No 2 | B | 0190E016 | 2014-09-09 | 2009-07-06 | PHBALALAOS
0190-050-065 | 42999 | 0190-ENG-WWT-AER-AERATK03 | PM03 | 307 | 1Y Bubbler Preventive Maintenance | Aeration Tank No 3 - Milks | A | 0190E016 | 2014-09-09 | 2009-07-06 | PHBALALAOS
0190-050-065 | 42999 | 0190-ENG-WWT-AER-AERATK04 | PM03 | 307 | 1Y Bubbler Preventive Maintenance | Aeration Tank No 4 - Milks Buffer | A | 0190E016 | 2014-09-09 | 2009-07-06 | PHBALALAOS
0190-050-065 | 42999 | 0190-ENG-WWT-AER-AERATK05 | PM03 | 307 | 1Y Bubbler Preventive Maintenance | Aeration Tank No 5 | A | 0190E016 | 2014-09-09 | 2009-07-06 | PHBALALAOS
0190-050-065 | 42999 | 0190-ENG-WWT-AER-AERATK06 | PM03 | 307 | 1Y Bubbler Preventive Maintenance | Aeration Tank No 6 | B | 0190E016 | 2014-09-09 | 2009-07-06 | PHBALALAOS
0190-050-065 | 42999 | 0190-ENG-WWT-AER-AERATK07 | PM03 | 307 | 1Y Bubbler Preventive Maintenance | Aeration Tank No 7 | A | 0190E016 | 2014-09-09 | 2009-07-06 | PHBALALAOS
0190-050-064 | 42698 | 0190-ENG-WTR-RWF-DEWPMP01 | PM03 | 307 | 4MQuarterly reporting of water withdrawa | DeepWell Pump No 1 | C | 0190E012 | 2014-09-09 | 2009-06-25 | PHBALALAOS
0190-050-064 | 42698 | 0190-ENG-WTR-RWF-DEWPMP02 | PM03 | 307 | 4MQuarterly reporting of water withdrawa | DeepWell Pump No 2 | C | 0190E012 | 2014-09-09 | 2009-06-25 | PHBALALAOS
0190-050-064 | 42698 | 0190-ENG-WTR-RWF-DEWPMP03 | PM03 | 307 | 4MQuarterly reporting of water withdrawa | DeepWell Pump No 3 | C | 0190E012 | 2014-09-09 | 2009-06-25 | PHBALALAOS
0190-050-063 | 40713 | 0190-COF-PRO-AH3-AHCHMB01 | PM03 | 306 | 52WK Hot duct inspection and Cleaning | Coffee AH3 Combustion Chamber | C | 0190E010 | 2021-06-03 | 2009-04-23 | PHILAGANAN
0190-050-062 | 59813 | 0190-ENG-REF-HAC-BROAD01 | PM03 | 305 | 2MON Inspection - BROAD Chiller | Hot Absorption Chiller Broad | B | 0190E010 | 2014-01-09 | 2008-10-27 | PHBALALAOS
0190-050-061 | 4411 | 0190-WST-PPT-EBF-STDRUM01 | PM03 | 304 | 1Y EGB Maintenance Servicing | Exhaust Boiler Steam Drum | A | 0190E009 | 2014-08-20 | 2008-10-27 | PHILAGANAN
0190-050-060 | 33870 | 0190-ENG-STM-WTF-FWTPMP12 | PM03 | 305 | 3M FEEDWATER PUMP MAINTENANCE | Boiler FeedWater Pump No 12 - FBB | C | 0190E012 | 2011-09-17 | 2008-07-23 | PHBALALAOS
0190-050-059 | 33481 | 0190-COF-PRO-A45-CMMN | PM03 | 306 | 1Y Stack Emission Test | P-ERA 45 Facilities Common | C | 0190E001 | 2011-07-04 | 2008-07-09 | PHBALALAOS
0190-050-059 | 33481 | 0190-COF-PRO-A54-CMMN | PM03 | 306 | 1Y Stack Emission Test | P-ERA 54 Facilities Common | C | 0190E001 | 2011-07-04 | 2008-07-09 | PHBALALAOS
0190-050-059 | 33481 | 0190-COF-PRO-EGA-CMMN | PM03 | 306 | 1Y Stack Emission Test | Egron A Common | C | 0190E001 | 2011-07-04 | 2008-07-09 | PHBALALAOS
0190-050-059 | 33481 | 0190-COF-PRO-RST-CMMN | PM03 | 306 | 1Y Stack Emission Test | Roasting Common | C | 0190E001 | 2011-07-04 | 2008-07-09 | PHBALALAOS
0190-050-059 | 33481 | 0190-ENG-STM-EGF-STACKS01 | PM03 | 306 | 1Y Stack Emission Test | Chimney AFBB | B | 0190E010 | 2011-07-04 | 2008-07-09 | PHBALALAOS
0190-050-059 | 33481 | 0190-ENG-STM-EGF-STACKS02 | PM03 | 306 | 1Y Stack Emission Test | Chimney JTB | B | 0190E010 | 2011-07-04 | 2008-07-09 | PHBALALAOS
0190-050-059 | 33481 | 0190-ENG-STM-EGF-STACKS03 | PM03 | 306 | 1Y Stack Emission Test | Chimney Coffee Air Heater | B | 0190E010 | 2011-07-04 | 2008-07-09 | PHBALALAOS
0190-050-059 | 33481 | 0190-ENG-STM-EGF-STACKS04 | PM03 | 306 | 1Y Stack Emission Test | Chimney | B | 0190E010 | 2011-07-04 | 2008-07-09 | PHBALALAOS
0190-050-059 | 33481 | 0190-MLK-PRO-CMN-EGRCMN01 | PM03 | 306 | 1Y Stack Emission Test | Milks Egron Facilities | C | 0190E005 | 2011-07-04 | 2008-07-09 | PHBALALAOS
0190-050-058 | 33443 | 0190-ENG-STM-ESP-HPRRAV01 | PM03 | 303 | 26WK AFBB Lubrication | ESP Hopper RAV No. 1 | B | 0190E012 | 2020-09-22 | 2008-07-04 | PHBALALAOS
0190-050-058 | 33443 | 0190-ENG-STM-ESP-HPRRAV02 | PM03 | 303 | 26WK AFBB Lubrication | ESP Hopper RAV No. 2 | B | 0190E012 | 2020-09-22 | 2008-07-04 | PHBALALAOS
0190-050-058 | 33443 | 0190-ENG-STM-ESP-HPRRAV03 | PM03 | 303 | 26WK AFBB Lubrication | ESP Hopper RAV No. 3 | B | 0190E012 | 2020-09-22 | 2008-07-04 | PHBALALAOS
0190-050-058 | 33443 | 0190-ENG-STM-ESP-PRGBLR01 | PM03 | 303 | 26WK AFBB Lubrication | ESP Purge Air Blower | B | 0190E012 | 2020-09-22 | 2008-07-04 | PHBALALAOS
0190-050-058 | 33443 | 0190-ENG-STM-FBB-APHRAV01 | PM03 | 303 | 26WK AFBB Lubrication | Air Pre-Heater No. 1 RAV | C | 0190E012 | 2020-09-22 | 2008-07-04 | PHBALALAOS
0190-050-058 | 33443 | 0190-ENG-STM-FBB-APHRAV02 | PM03 | 303 | 26WK AFBB Lubrication | Air Pre-Heater No. 2 RAV | C | 0190E012 | 2020-09-22 | 2008-07-04 | PHBALALAOS
0190-050-058 | 33443 | 0190-ENG-STM-FBB-BWDRAV01 | PM03 | 303 | 26WK AFBB Lubrication | Below Water Drum RAV No.1 | C | 0190E012 | 2020-09-22 | 2008-07-04 | PHBALALAOS
0190-050-058 | 33443 | 0190-ENG-STM-FBB-BWDRAV02 | PM03 | 303 | 26WK AFBB Lubrication | Below Water Drum RAV No.2 | C | 0190E012 | 2020-09-22 | 2008-07-04 | PHBALALAOS
0190-050-058 | 33443 | 0190-ENG-STM-FBB-ROTSDB01 | PM03 | 303 | 26WK AFBB Lubrication | Rotary Sand Blower No. 1 | C | 0190E012 | 2020-09-22 | 2008-07-04 | PHBALALAOS
0190-050-058 | 33443 | 0190-ENG-STM-FBB-ROTSDB02 | PM03 | 303 | 26WK AFBB Lubrication | Rotary Sand Blower No. 2 | C | 0190E012 | 2020-09-22 | 2014-10-01 | PHBALALAOS
0190-050-058 | 33443 | 0190-ENG-STM-FBB-RTBLSB01 | PM03 | 303 | 26WK AFBB Lubrication | Retractable Soot Blower | C | 0190E012 | 2020-09-22 | 2008-07-04 | PHBALALAOS
0190-050-058 | 33443 | 0190-ENG-STM-FBB-RTRYSB01 | PM03 | 303 | 26WK AFBB Lubrication | Rotary Soot Blower No. 1 | C | 0190E012 | 2020-09-22 | 2008-07-04 | PHBALALAOS
0190-050-058 | 33443 | 0190-ENG-STM-FBB-RTRYSB02 | PM03 | 303 | 26WK AFBB Lubrication | Rotary Soot Blower No. 2 | C | 0190E012 | 2020-09-22 | 2008-07-04 | PHBALALAOS
0190-050-058 | 33443 | 0190-ENG-STM-FBB-RTRYSB04 | PM03 | 303 | 26WK AFBB Lubrication | Rotary Soot Blower No. 4 | C | 0190E012 | 2020-09-22 | 2008-07-04 | PHBALALAOS
0190-050-058 | 33443 | 0190-ENG-STM-FBB-RTRYSB05 | PM03 | 303 | 26WK AFBB Lubrication | Rotary Soot Blower No. 5 | C | 0190E012 | 2020-09-22 | 2008-07-04 | PHBALALAOS
0190-050-058 | 33443 | 0190-ENG-STM-FBB-RTRYSB06 | PM03 | 303 | 26WK AFBB Lubrication | Rotary Soot Blower No. 6 | C | 0190E012 | 2020-09-22 | 2008-07-04 | PHBALALAOS
0190-050-058 | 33443 | 0190-ENG-STM-FBB-RTRYSB07 | PM03 | 303 | 26WK AFBB Lubrication | Rotary Soot Blower No. 7 | C | 0190E012 | 2020-09-22 | 2016-07-14 | PHBALALAOS
0190-050-058 | 33443 | 0190-ENG-STM-FBB-RTRYSB08 | PM03 | 303 | 26WK AFBB Lubrication | Rotary Soot Blower No. 8 | C | 0190E012 | 2020-09-22 | 2008-07-04 | PHBALALAOS
0190-050-058 | 33443 | 0190-ENG-STM-FBB-SDHRAV01 | PM03 | 303 | 26WK AFBB Lubrication | Sand Hopper RAV | C | 0190E012 | 2020-09-22 | 2008-07-04 | PHBALALAOS
0190-050-058 | 33443 | 0190-ENG-STM-FBB-SDSRAV01 | PM03 | 303 | 26WK AFBB Lubrication | Sand Silo RAV No. 1 | C | 0190E012 | 2020-09-22 | 2008-07-04 | PHBALALAOS
0190-050-058 | 33443 | 0190-ENG-STM-FBB-SDSRAV02 | PM03 | 303 | 26WK AFBB Lubrication | Sand Silo RAV No. 2 | C | 0190E012 | 2020-09-22 | 2008-07-04 | PHBALALAOS
0190-050-057 | 33443 | 0190-COF-PRO-AH3-BURFAN01 | PM03 | 303 | 12WK Coffee AH Lubrication | Coffee AH3 Burner Fan01 | C | 0190E010 | 2021-01-15 | 2008-07-04 | PHBALALAOS
0190-050-057 | 33443 | 0190-COF-PRO-AH3-BURNER01 | PM03 | 303 | 12WK Coffee AH Lubrication | Coffee AH3 Burner01 | C | 0190E010 | 2021-01-15 | 2008-07-04 | PHBALALAOS
0190-050-057 | 33443 | 0190-COF-PRO-AH3-BURPMP01 | PM03 | 303 | 12WK Coffee AH Lubrication | Coffee AH3 Burner Fuel Pump01 | C | 0190E010 | 2021-01-15 | 2008-07-04 | PHBALALAOS
0190-050-057 | 33443 | 0190-COF-PRO-AH3-PRIFAN03 | PM03 | 303 | 12WK Coffee AH Lubrication | Coffee AH3 Primary Air Fan No.1 | C | 0190E010 | 2021-01-15 | 2008-07-04 | PHBALALAOS
0190-050-057 | 33443 | 0190-COF-PRO-AH3-PRIFAN04 | PM03 | 303 | 12WK Coffee AH Lubrication | Coffee AH3 Primary Air Fan No.2 | C | 0190E010 | 2021-01-15 | 2008-07-04 | PHBALALAOS
0190-050-056 | 33443 | 0190-ENG-WWT-AER-CLARIF02 | PM03 | 303 | 26WK WWTP Lubrication | Clarifier 2 | A | 0190E016 | 2020-11-11 | 2008-07-03 | PHBALALAOS
0190-050-056 | 33443 | 0190-ENG-WWT-AER-FLOATG03 | PM03 | 303 | 26WK WWTP Lubrication | Floating Aerator No 3 | C | 0190E016 | 2020-11-11 | 2008-07-03 | PHBALALAOS
0190-050-056 | 33443 | 0190-ENG-WWT-AER-ROTBLW02 | PM03 | 303 | 26WK WWTP Lubrication | Aeration Tank Blower -Atlas Copco 2 | C | 0190E016 | 2020-11-11 | 2008-07-03 | PHBALALAOS
0190-050-056 | 33443 | 0190-ENG-WWT-AER-ROTBLW02 | PM03 | 303 | 26WK WWTP Lubrication | Aeration Tank Blower -Atlas Copco 2 | C | 0190E016 | 2020-11-11 | 2008-07-03 | PHBALALAOS
0190-050-056 | 33443 | 0190-ENG-WWT-AER-THKMTR01 | PM03 | 303 | 26WK WWTP Lubrication | Thickener Agitator Motor No 1 | C | 0190E016 | 2020-11-11 | 2008-07-03 | PHBALALAOS
0190-050-055 | 59765 | 0190-ENG-REF-CA1-COMPSR01 | PM03 | 307 | 1W Periodic Maintenance-Carrier | Water Chiller No 1 Compressor No 1 | C | 0190E010 | 2014-10-10 | 2008-07-03 | PHBALALAOS
0190-050-055 | 59765 | 0190-ENG-REF-CA1-COMPSR02 | PM03 | 307 | 1W Periodic Maintenance -Carrier | Water Chiller No 1 Compressor No 2 | C | 0190E010 | 2014-10-10 | 2008-07-03 | PHBALALAOS
0190-050-055 | 59765 | 0190-ENG-REF-CA1-COMPSR03 | PM03 | 307 | 1W Periodic Maintenance -Carrier | Water Chiller No 1 Compressor No 3 | C | 0190E010 | 2014-10-10 | 2008-07-03 | PHBALALAOS
0190-050-055 | 59765 | 0190-ENG-REF-CA1-COMPSR04 | PM03 | 307 | 1W Periodic Maintenance -Carrier | Water Chiller No 1 Compressor No 4 | C | 0190E010 | 2014-10-10 | 2008-07-03 | PHBALALAOS
0190-050-055 | 59765 | 0190-ENG-REF-CA2-COMPSR01 | PM03 | 307 | 1W Periodic Maintenance -Carrier | Water Chiller No 2 Compressor No 1 | C | 0190E010 | 2014-10-10 | 2008-07-03 | PHBALALAOS
0190-050-055 | 59765 | 0190-ENG-REF-CA2-COMPSR02 | PM03 | 307 | 1W Periodic Maintenance -Carrier | Water Chiller No 2 Compressor No 2 | C | 0190E010 | 2014-10-10 | 2008-07-03 | PHBALALAOS
0190-050-055 | 59765 | 0190-ENG-REF-CA2-COMPSR03 | PM03 | 307 | 1W Periodic Maintenance -Carrier | Water Chiller No 2 Compressor No 3 | C | 0190E010 | 2014-10-10 | 2008-07-03 | PHBALALAOS
0190-050-055 | 59765 | 0190-ENG-REF-CA2-COMPSR04 | PM03 | 307 | 1W Periodic Maintenance -Carrier | Water Chiller No 2 Compressor No 4 | C | 0190E010 | 2014-10-10 | 2008-07-03 | PHBALALAOS
0190-050-054 | 33443 | 0190-ENG-SCG-CHW-ROTFTR01 | PM03 | 303 | 52WK Lubrication | Colored Water Rotating Filter | C | 0190E012 | 2021-03-19 | 2008-07-02 | PHILAGANAN
0190-050-054 | 33443 | 0190-ENG-SCG-CHW-ROTFTR01 | PM03 | 303 | 52WK Lubrication | Colored Water Rotating Filter | C | 0190E012 | 2021-03-19 | 2008-07-03 | PHILAGANAN
0190-050-054 | 33443 | 0190-ENG-SCG-COE-TRFPMP05 | PM03 | 306 | 52WK Lubrication | Transfer Pump No 5 | C | 0190E012 | 2021-06-03 | 2014-09-26 | PHILAGANAN
0190-050-054 | 33443 | 0190-ENG-SCG-PCH-DZSCRW01 | PM03 | 303 | 52WK Lubrication | Dozing Screw Conveyor No 1 | C | 0190E012 | 2021-03-19 | 2008-07-03 | PHILAGANAN
0190-050-054 | 33443 | 0190-ENG-SCG-PCH-DZSCRW02 | PM03 | 303 | 52WK Lubrication | Dozing Screw Conveyor No 2 | C | 0190E012 | 2021-03-19 | 2008-07-03 | PHILAGANAN
0190-050-054 | 33443 | 0190-ENG-SCG-PCH-INFCON01 | PM03 | 303 | 52WK Lubrication | Infeed Screw Conveyor No 1 -C3 | C | 0190E012 | 2021-03-19 | 2008-07-03 | PHILAGANAN
0190-050-054 | 33443 | 0190-ENG-SCG-PCH-RALVLV01 | PM03 | 303 | 52WK Lubrication | Rotary Air Lock Valve 1 Mechanical Press | C | 0190E012 | 2021-03-19 | 2008-07-03 | PHILAGANAN
0190-050-054 | 33443 | 0190-ENG-SCG-PCH-RTBLWR02 | PM03 | 303 | 52WK Lubrication | Rotary Piston Blower No 2(M615) | C | 0190E012 | 2021-03-19 | 2008-07-03 | PHILAGANAN
0190-050-054 | 33443 | 0190-ENG-SCG-PCH-RTBLWR03 | PM03 | 303 | 52WK Lubrication | Rotary Piston Blower No 3(M616) | C | 0190E012 | 2021-03-19 | 2008-07-03 | PHILAGANAN
0190-050-054 | 33443 | 0190-ENG-SCG-PCH-SCWPRS01 | PM03 | 303 | 52WK Lubrication | Hydraulic Screw Press No 1 | B | 0190E012 | 2021-03-19 | 2008-07-03 | PHILAGANAN
0190-050-054 | 33443 | 0190-ENG-SCG-PCH-SCWPRS02 | PM03 | 303 | 52WK Lubrication | Mechanical Screw Press No2 | B | 0190E012 | 2021-03-19 | 2008-07-03 | PHILAGANAN
0190-050-054 | 33443 | 0190-ENG-SCG-PCH-SCWPRS02 | PM03 | 303 | 52WK Lubrication | Mechanical Screw Press No2 | B | 0190E012 | 2021-03-19 | 2008-07-03 | PHILAGANAN
0190-050-054 | 33443 | 0190-ENG-SCG-PCH-SLDVLV01 | PM03 | 303 | 52WK Lubrication | PSCG Sliding Valve No 1 | B | 0190E012 | 2021-03-19 | 2014-09-26 | PHILAGANAN
0190-050-054 | 33443 | 0190-ENG-SCG-PCH-SLDVLV02 | PM03 | 303 | 52WK Lubrication | PSCG Sliding Valve No 2 | B | 0190E012 | 2021-03-19 | 2014-09-26 | PHILAGANAN
0190-050-054 | 33443 | 0190-ENG-SCG-PCH-ULSCRW01 | PM03 | 303 | 52WK Lubrication | Unloading Screw Cnv 01- Dump Trck(lurgi) | C | 0190E012 | 2021-03-19 | 2008-07-03 | PHILAGANAN
0190-050-054 | 33443 | 0190-ENG-SCG-PCH-ULSCRW02 | PM03 | 303 | 52WK Lubrication | Unloading Screw Cnv 02- Dump Trck(FBB) | C | 0190E012 | 2021-03-19 | 2008-07-03 | PHILAGANAN
0190-050-053 | 33407 | 0190-ENG-SCG-BIO-BLTCVY01 | PM03 | 303 | 3M CONVEYOR LUB MAINTENANCE | Biomass Belt Conveyor 01 | C | 0190E012 | 2014-09-09 | 2008-06-28 | PHBALALAOS
0190-050-053 | 33407 | 0190-ENG-SCG-BIO-BLTCVY02 | PM03 | 303 | 3M CONVEYOR LUB MAINTENANCE | Biomass Belt Conveyor 02 | C | 0190E012 | 2014-09-09 | 2008-06-28 | PHBALALAOS
0190-050-053 | 33407 | 0190-ENG-SCG-BIO-BLTCVY03 | PM03 | 303 | 3M CONVEYOR LUB MAINTENANCE | Biomass Belt Conveyor 03 | C | 0190E012 | 2014-09-09 | 2008-06-28 | PHBALALAOS
0190-050-052 | 56961 | 0190-ENG-SCG-CHW-DECNTR01 | PM03 | 303 | 3M Decanter Lubrication check | Decanter No 1 | C | 0190E012 | 2014-09-09 | 2008-06-28 | PHBALALAOS
0190-050-052 | 56961 | 0190-ENG-SCG-CHW-DECNTR02 | PM03 | 303 | 3M Decanter Lubrication check | Decanter No 2 | C | 0190E012 | 2014-09-09 | 2008-06-28 | PHBALALAOS
0190-050-052 | 56961 | 0190-ENG-SCG-CHW-DECNTR03 | PM03 | 303 | 3M Decanter Lubrication check | Coffee Oil Decanter #3 | B | 0190E012 | 2014-09-09 | 2008-06-28 | PHBALALAOS
0190-050-051 | 33408 | 0190-ENG-STM-FBB-AFBBLR01 | PM03 | 305 | 4WK Visual Inspection - Boiler Insulatio | Atmospheric Fluidized Bed Boiler | A | 0190E012 | 2019-08-26 | 2008-06-27 | PHBALALAOS
0190-050-050 | 58514 | 0190-ENG-SCG-BIO-BLTCVY01 | PM03 | 307 | 1M INSPECTION BIOMASS BELT CONVEYOR | Biomass Belt Conveyor 01 | C | 0190E012 | 2015-02-25 | 2008-06-24 | PHBALALAOS
0190-050-050 | 58514 | 0190-ENG-SCG-BIO-BLTCVY02 | PM03 | 307 | 1M INSPECTION BIOMASS BELT CONVEYOR | Biomass Belt Conveyor 02 | C | 0190E012 | 2015-02-25 | 2008-06-24 | PHBALALAOS
0190-050-050 | 58514 | 0190-ENG-SCG-BIO-BLTCVY03 | PM03 | 307 | 1M INSPECTION BIOMASS BELT CONVEYOR | Biomass Belt Conveyor 03 | C | 0190E012 | 2015-02-25 | 2008-06-24 | PHBALALAOS
0190-050-049 | 33383 | 0190-ENG-WTR-CW2-C0MMON | PM03 | 302 | 4M PLANNED ELECTRICAL PANEL THERM | Circuit 2 Common | C | 0190E012 | 2014-01-09 | 2008-06-21 | PHBALALAOS
0190-050-048 | 33383 | 0190-ENG-STM-WHB-ELCTPN01 | PM03 | 302 | 4M PLANNED ELECTRICAL PANEL THERM | Electrical Panel | A | 0190E012 | 2014-01-09 | 2008-06-21 | PHBALALAOS
0190-050-047 | 33383 | 0190-ENG-STM-RCN-CNDPNL01 | PM03 | 302 | 4M PLANNED ELECTRICAL PANEL THERM | Condensate panels | B | 0190E012 | 2014-01-09 | 2008-06-21 | PHBALALAOS
0190-050-046 | 33383 | 0190-ENG-STM-JT2-ELCTPN01 | PM03 | 302 | 4M PLANNED ELECTRICAL PANEL THERM | Electrical Panel | A | 0190E012 | 2014-01-09 | 2008-06-21 | PHBALALAOS
0190-050-045 | 33383 | 0190-ENG-STM-JT1-ELCTPN01 | PM03 | 302 | 4M PLANNED ELECTRICAL PANEL THERM | Electrical Panel | C | 0190E012 | 2014-01-09 | 2008-06-21 | PHBALALAOS
0190-050-044 | 33383 | 0190-ENG-SCG-BIO-CTLPNL01 | PM03 | 302 | 4M PLANNED ELECTRICAL PANEL THERM | Conveyor Control Panel 01 | B | 0190E011 | 2014-01-09 | 2008-06-21 | PHBALALAOS
0190-050-043 | 33383 | 0190-ENG-STM-WHB-ELCTPN01 | PM03 | 302 | 4M PLANNED ELECTRICAL PANEL THERM | Electrical Panel | A | 0190E012 | 2014-01-09 | 2008-06-21 | PHBALALAOS
0190-050-042 | 33383 | 0190-ENG-STM-FBB-AFBBLR01 | PM03 | 302 | 4M PLANNED ELECTRICAL PANEL THERM | Atmospheric Fluidized Bed Boiler | A | 0190E012 | 2014-01-09 | 2008-06-21 | PHBALALAOS
0190-050-041 | 33383 | 0190-ENG-REF-MCQ-MCCPNL01 | PM03 | 302 | 4M PLANNED ELECTRICAL PANEL THERM | MACQUAY Chiller Electrical panel | C | 0190E011 | 2014-01-09 | 2008-06-21 | PHBALALAOS
0190-050-040 | 33383 | 0190-ENG-REF-CA2-MCCPNL01 | PM03 | 302 | 4M PLANNED ELECTRICAL PANEL THERM | Water Chiller No 2 Electrical panel | C | 0190E011 | 2014-01-09 | 2008-06-21 | PHBALALAOS
0190-050-039 | 33383 | 0190-ENG-WWT-AUX-XFRMER01 | PM03 | 302 | 4M PLANNED ELECTRICAL PANEL THERM | 440/380V Transformer Single Phase | A | 0190E011 | 2014-01-09 | 2008-06-21 | PHBALALAOS
0190-050-038 | 33383 | 0190-ENG-WWT-AUX-MTRCTR01 | PM03 | 302 | 4M PLANNED ELECTRICAL PANEL THERM | WWTP Motor Control Center | C | 0190E011 | 2014-01-09 | 2008-06-21 | PHBALALAOS
0190-050-037 | 33383 | 0190-ENG-WWT-AUX-ELCPNL03 | PM03 | 302 | 4M PLANNED ELECTRICAL PANEL THERM | Ext.45 Area Waste Pit Panel | A | 0190E011 | 2014-01-09 | 2008-06-21 | PHBALALAOS
0190-050-036 | 33383 | 0190-ENG-WWT-AUX-ELCPNL02 | PM03 | 302 | 4M PLANNED ELECTRICAL PANEL THERM | Lurgi Area Waste Pit Electrical Panel | A | 0190E011 | 2014-01-09 | 2008-06-21 | PHBALALAOS
0190-050-035 | 34195 | 0190-ENG-REF-NH3-CHILER01 | PM03 | 302 | 4M PLANNED NH3 MAINTENANCE AND SERVICE | GRAM Package NH3 Chiller 01 | B | 0190E010 | 2012-10-01 | 2008-06-21 | PHBALALAOS
0190-050-034 | 52264 |  | PM03 | 301 | 1Y STEAM RELIEF VALVE VALVE CALIBRATION |  |  | 0190E012 | 2021-02-09 | 2008-11-20 | PHBALALAOS
0190-050-034 | 18945 | 0190-ENG-STM-JT1-SVALVE01 | PM03 | 301 | 1Y STEAM RELIEF VALVE VALVE CALIBRAT | JT Boiler No 1 Safety Valve No 01 | A | 0190E012 | 2021-02-09 | 2008-06-21 | PHBALALAOS
0190-050-034 | 18945 | 0190-ENG-STM-JT1-SVALVE01 | PM03 | 301 | 1Y STEAM RELIEF VALVE VALVE CALIBRATION | JT Boiler No 1 Safety Valve No 01 | A | 0190E012 | 2021-02-09 | 2014-05-19 | PHBALALAOS
0190-050-034 | 18945 | 0190-ENG-STM-JT1-SVALVE02 | PM03 | 301 | 1Y STEAM RELIEF VALVE VALVE CALIBRATION | JT Boiler No 1 Safety Valve No 02 | A | 0190E012 | 2021-02-09 | 2008-11-20 | PHBALALAOS
0190-050-034 | 18945 | 0190-ENG-STM-JT1-SVALVE02 | PM03 | 301 | 1Y STEAM RELIEF VALVE VALVE CALIBRATION | JT Boiler No 1 Safety Valve No 02 | A | 0190E012 | 2021-02-09 | 2014-05-19 | PHBALALAOS
0190-050-034 | 18945 | 0190-ENG-STM-JT2-SVALVE01 | PM03 | 301 | 1Y STEAM RELIEF VALVE VALVE CALIBRATION | JT Boiler No 2 Safety Valve No 01 | C | 0190E012 | 2021-02-09 | 2008-11-20 | PHBALALAOS
0190-050-034 | 18945 | 0190-ENG-STM-JT2-SVALVE02 | PM03 | 301 | 1Y STEAM RELIEF VALVE VALVE CALIBRATION | JT Boiler No 2 Safety Valve No 02 | C | 0190E012 | 2021-02-09 | 2008-11-20 | PHBALALAOS
0190-050-034 | 18945 | 0190-ENG-STM-WHB-LURGIB01 | PM03 | 301 | 1Y STEAM RELIEF VALVE VALVE CALIBRATION | Waste Heat Boiler Lurgi | A | 0190E012 | 2021-02-09 | 2008-11-20 | PHBALALAOS
0190-050-033 | 57893 | 0190-ENG-WTR-CW2-CLDZPM01 | PM03 | 305 | 12WK Replacement of Cap Membranee | CW 2 Chlorination Dozing Pump 01 | C | 0190E012 | 2020-12-22 | 2011-12-08 | PHBALALAOS
0190-050-033 | 57893 | 0190-ENG-WTR-DWF-CLDZPM01 | PM03 | 305 | 12WK Replacement of Cap Membranee | DW Chlorination Dozing Pump 01 | C | 0190E010 | 2020-12-22 | 2011-06-01 | PHBALALAOS
0190-050-033 | 57893 | 0190-ENG-WTR-SWF-CLDZPM01 | PM03 | 305 | 12WK Replacement of Cap Membranee | SW - Chlorination Dozing Pump 01 | C | 0190E012 | 2020-12-22 | 2011-06-01 | PHBALALAOS
0190-050-032 | 33383 | 0190-ENG-REF-CA1-MCCPNL01 | PM03 | 302 | 4M PLANNED ELECTRICAL PANEL THERM | Water Chiller No 1 Electrical panel | C | 0190E011 | 2013-04-10 | 2008-06-21 | PHBALALAOS
0190-050-032 | 33383 | 0190-ENG-SCG-BIO-CTLPNL01 | PM03 | 302 | 4M PLANNED ELECTRICAL PANEL THERM | Conveyor Control Panel 01 | B | 0190E011 | 2013-04-10 | 2008-06-23 | PHBALALAOS
0190-050-032 | 33383 | 0190-ENG-STM-JT1-ELCTPN01 | PM03 | 302 | 4M PLANNED ELECTRICAL PANEL THERM | Electrical Panel | C | 0190E012 | 2013-04-10 | 2008-06-23 | PHBALALAOS
0190-050-032 | 33383 | 0190-ENG-STM-JT2-ELCTPN01 | PM03 | 302 | 4M PLANNED ELECTRICAL PANEL THERM | Electrical Panel | A | 0190E012 | 2013-04-10 | 2008-06-23 | PHBALALAOS
0190-050-032 | 33383 | 0190-ENG-STM-RCN-CNDPNL01 | PM03 | 302 | 4M PLANNED ELECTRICAL PANEL THERM | Condensate panels | B | 0190E012 | 2013-04-10 | 2008-06-23 | PHBALALAOS
0190-050-032 | 33383 | 0190-ENG-STM-WHB-ELCTPN01 | PM03 | 302 | 4M PLANNED ELECTRICAL PANEL THERM | Electrical Panel | A | 0190E012 | 2013-04-10 | 2008-06-23 | PHBALALAOS
0190-050-032 | 33383 | 0190-ENG-STM-WHB-ELCTPN01 | PM03 | 302 | 4M PLANNED ELECTRICAL PANEL THERM | Electrical Panel | A | 0190E012 | 2013-04-10 | 2008-06-23 | PHBALALAOS
0190-050-032 | 33383 | 0190-ENG-WTR-CMN-COMMON | PM03 | 302 | 4M PLANNED ELECTRICAL PANEL THERM | Water Facilities Common | C | 0190E016 | 2013-04-10 | 2008-06-23 | PHBALALAOS
0190-050-032 | 33383 | 0190-ENG-WWT-AUX-ELCPNL01 | PM03 | 302 | 4M PLANNED ELECTRICAL PANEL THERM | Milks Area Waste Pit Electrical Panel | A | 0190E011 | 2013-04-10 | 2008-06-23 | PHBALALAOS
0190-050-032 | 33383 | 0190-ENG-WWT-AUX-ELCPNL02 | PM03 | 302 | 4M PLANNED ELECTRICAL PANEL THERM | Lurgi Area Waste Pit Electrical Panel | A | 0190E011 | 2013-04-10 | 2008-06-23 | PHBALALAOS
0190-050-032 | 33383 | 0190-ENG-WWT-AUX-ELCPNL03 | PM03 | 302 | 4M PLANNED ELECTRICAL PANEL THERM | Ext.45 Area Waste Pit Panel | A | 0190E011 | 2013-04-10 | 2008-06-23 | PHBALALAOS
0190-050-032 | 33383 | 0190-ENG-WWT-AUX-LNGPNL01 | PM03 | 302 | 4M PLANNED ELECTRICAL PANEL THERM | WWTP Lighting Panel | C | 0190E011 | 2013-04-10 | 2008-06-23 | PHBALALAOS
0190-050-032 | 33383 | 0190-ENG-WWT-AUX-MTRCTR01 | PM03 | 302 | 4M PLANNED ELECTRICAL PANEL THERM | WWTP Motor Control Center | C | 0190E011 | 2013-04-10 | 2008-06-23 | PHBALALAOS
0190-050-032 | 33383 | 0190-ENG-WWT-AUX-PLCPNL01 | PM03 | 302 | 4M PLANNED ELECTRICAL PANEL THERM | WWTP PLC Panel | A | 0190E011 | 2013-04-10 | 2008-06-23 | PHBALALAOS
0190-050-032 | 33383 | 0190-ENG-WWT-AUX-PLCPNL01 | PM03 | 302 | 4M PLANNED ELECTRICAL PANEL THERM | WWTP PLC Panel | A | 0190E011 | 2013-04-10 | 2008-06-23 | PHBALALAOS
0190-050-032 | 33383 | 0190-MLK-PRO-AHB-FHTPNL01 | PM03 | 302 | 4M PLANNED ELECTRICAL PANEL THERM | Milk Air Heater Fuel Heating Stn Panel | C | 0190E006 | 2013-04-10 | 2008-06-23 | PHBALALAOS
0190-050-032 | 33383 | 0190-MLK-PRO-AHB-PLCPNL01 | PM03 | 302 | 4M PLANNED ELECTRICAL PANEL THERM | Milk Air Heater Lc PLC Desk Panel | A | 0190E006 | 2013-04-10 | 2008-06-23 | PHBALALAOS
0190-050-032 | 33383 | 0190-MLK-PRO-AHB-PLCPNL02 | PM03 | 302 | 4M PLANNED ELECTRICAL PANEL THERM | Milk Air Heater Lb2 PLC Panel | A | 0190E006 | 2013-04-10 | 2008-06-23 | PHBALALAOS
0190-050-032 | 33383 | 0190-MLK-PRO-AHB-PLCPNL03 | PM03 | 302 | 4M PLANNED ELECTRICAL PANEL THERM | Milk Air Heater Lb1 PLC Panel | A | 0190E006 | 2013-04-10 | 2008-06-23 | PHBALALAOS
0190-050-032 | 33383 | 0190-MLK-PRO-AHB-PNLBRD03 | PM03 | 302 | 4M PLANNED ELECTRICAL PANEL THERM | Milk Primary Air Fan Lb PLC MCC | A | 0190E006 | 2013-04-10 | 2008-06-23 | PHBALALAOS
0190-050-031 | 34796 | 0190-ENG-STM-BHS-FCTY | PM03 | 301 | O2 Analyzer calibration | Boiler House Facilities | C | 0190E012 | 2021-06-03 | 2008-06-21 | PHILAGANAN
0190-050-030 | 33315 | 0190-ENG-STM-WHB-MHFNCE08 | PM03 | 302 | 1M Thermal Scanning of equipment | Multi Hearth Furnace 8 | C | 0190E012 | 2014-03-20 | 2008-06-21 | PHBALALAOS
0190-050-029 | 55062 | 0190-COF-PRO-AH3-AHCHMB01 | PM03 | 305 | 52WK CAH Servicing Servicing | Coffee AH3 Combustion Chamber | C | 0190E010 | 2015-10-01 | 2008-06-21 | PHBALALAOS
0190-050-028 | 34282 | 0190-ENG-WTR-SWF-SOFTNR01 | PM03 | 306 | 52WK Tank Internal check-up | Water Softener Column/Exchanger No 1 | B | 0190E012 | 2020-11-11 | 2008-09-11 | PHBALALAOS
0190-050-028 | 34282 | 0190-ENG-WTR-SWF-SOFTNR02 | PM03 | 306 | 52WK Tank Internal check-up | Water Softener Column/Exchanger No 2 | B | 0190E012 | 2020-11-11 | 2008-09-11 | PHBALALAOS
0190-050-028 | 34282 | 0190-ENG-WTR-SWF-SOFTNR03 | PM03 | 306 | 52WK Tank Internal check-up | Water Softener Column/Exchanger No 3 | B | 0190E012 | 2020-11-11 | 2008-09-10 | PHBALALAOS
0190-050-027 | 29636 | 0190-MLK-PRO-AHB-AIRHTR02 | PM03 | 305 | 52WK MAH Burner Motor Servicing | Milk Air Heater B2 | A | 0190E010 | 2015-09-30 | 2008-08-30 | PHBALALAOS
0190-050-027 | 29636 | 0190-MLK-PRO-AHB-BURNER01 | PM03 | 305 | 52WK MAH Burner Motor Servicing | Weishaupt Burner B1 | A | 0190E010 | 2015-09-30 | 2008-08-30 | PHBALALAOS
0190-050-027 | 29636 | 0190-MLK-PRO-AHC-AIRHTR01 | PM03 | 305 | 52WK MAH Burner Motor Servicing | Milk Air Heater C1 | A | 0190E010 | 2015-09-30 | 2008-08-30 | PHBALALAOS
0190-050-026 | 52638 | 0190-MLK-PRO-AHB-PRIFAN01 | PM03 | 305 | 104WK MAH Pri-Air Fan Motor Maintenance | Milk Air Heater B Primary Air Fan No 1 | C | 0190E010 | 2020-09-22 | 2012-01-02 | PHBALALAOS
0190-050-026 | 52638 | 0190-MLK-PRO-AHB-PRIFAN02 | PM03 | 305 | 104WK MAH Pri-Air Fan Motor Maintenance | Milk Air Heater B Primary Air Fan No 2 | C | 0190E010 | 2020-09-22 | 2008-08-30 | PHBALALAOS
0190-050-025 | 33315 | 0190-ENG-STM-FBB-AFBBLR01 | PM03 | 306 | 3M THERMAL SCANNING | Atmospheric Fluidized Bed Boiler | A | 0190E012 | 2013-11-19 | 2008-06-21 | PHBALALAOS
0190-050-025 | 33315 | 0190-ENG-STM-JT1-JTBOILR01 | PM03 | 305 | 3M Thermal Scanning Boiler Insulation | JT Boiler No 1 | A | 0190E012 | 2013-11-19 | 2008-07-23 | PHBALALAOS
0190-050-025 | 33315 | 0190-ENG-STM-JT2-JTBOILR02 | PM03 | 305 | 3M Thermal Scanning Boiler Insulation | JT Boiler No 2 | A | 0190E012 | 2013-11-19 | 2008-07-23 | PHBALALAOS
0190-050-025 | 33315 | 0190-ENG-STM-WHB-LURGIB01 | PM03 | 305 | 3M Thermal Scanning Boiler Insulation | Waste Heat Boiler Lurgi | A | 0190E012 | 2013-11-19 | 2008-07-23 | PHBALALAOS
0190-050-024 | 33524 | 0190-ENG-SCG-PCH-SCWPRS01 | PM03 | 305 | 52WK Hydraulic Press Servicing | Hydraulic Screw Press No 1 | B | 0190E012 | 2021-03-19 | 2008-06-21 | PHILAGANAN
0190-050-023 | 33315 | 0190-ENG-STM-WHB-LURGIB01 | PM03 | 302 | 3M Thermal Scanning of equipment | Waste Heat Boiler Lurgi | A | 0190E012 | 2012-05-30 | 2008-08-27 | PHBALALAOS
0190-050-023 | 33315 | 0190-ENG-STM-WHB-MHFNCE07 | PM03 | 302 | 3M Thermal Scanning of equipment MHF | Multi Hearth Furnace 7 | C | 0190E014 | 2012-05-30 | 2008-08-27 | PHBALALAOS
0190-050-023 | 33315 | 0190-ENG-STM-WHB-MHFNCE08 | PM03 | 302 | 3M Thermal Scanning of equipment MHF | Multi Hearth Furnace 8 | C | 0190E012 | 2012-05-30 | 2008-08-27 | PHBALALAOS
0190-050-023 | 33315 | 0190-ENG-STM-WHB-PCCMBR01 | PM03 | 302 | 3M Thermal Scanning of equipment MHF | Post Combustion Chamber | C | 0190E012 | 2012-05-30 | 2008-08-27 | PHBALALAOS
0190-050-023 | 33315 | 0190-ENG-STM-WHB-PCCMBR01 | PM03 | 302 | 3M Thermal Scanning of equipment MHF | Post Combustion Chamber | C | 0190E012 | 2012-05-30 | 2008-08-27 | PHBALALAOS
0190-050-023 | 33315 | 0190-WST-STM-WHB-MHFNCE01 | PM03 | 302 | 3M Thermal Scanning of equipment | Multi Hearth Furnace 1 | C | 0190E012 | 2012-05-30 | 2008-06-21 | PHBALALAOS
0190-050-023 | 33315 | 0190-WST-STM-WHB-MHFNCE01 | PM03 | 302 | 3M Thermal Scanning of equipment MHF | Multi Hearth Furnace 1 | C | 0190E012 | 2012-05-30 | 2008-08-27 | PHBALALAOS
0190-050-023 | 33315 | 0190-WST-STM-WHB-MHFNCE02 | PM03 | 302 | 3 Thermal Scanning of equipment MHF | Multi Hearth Furnace 2 | C | 0190E012 | 2012-05-30 | 2008-08-27 | PHBALALAOS
0190-050-023 | 33315 | 0190-WST-STM-WHB-MHFNCE03 | PM03 | 302 | 3M Thermal Scanning of equipment MHF | Multi Hearth Furnace 3 | C | 0190E012 | 2012-05-30 | 2008-08-27 | PHBALALAOS
0190-050-023 | 33315 | 0190-WST-STM-WHB-MHFNCE04 | PM03 | 302 | 3M Thermal Scanning of equipment MHF | Multi Hearth Furnace 4 | C | 0190E012 | 2012-05-30 | 2008-08-27 | PHBALALAOS
0190-050-023 | 33315 | 0190-WST-STM-WHB-MHFNCE05 | PM03 | 302 | 3M Thermal Scanning of equipment MHF | Multi Hearth Furnace 5 | C | 0190E012 | 2012-05-30 | 2008-08-27 | PHBALALAOS
0190-050-023 | 33315 | 0190-WST-STM-WHB-MHFNCE06 | PM03 | 302 | 3M Thermal Scanning of equipment MHF | Multi Hearth Furnace 6 | C | 0190E013 | 2012-05-30 | 2008-08-27 | PHBALALAOS
0190-050-022 | 59637 | 0190-ENG-REF-VAC-CHILER01 | PM03 | 305 | 52WK Condenser Mech/Chem. Cleaning | Vapor Absorption Chiller | C | 0190E010 | 2020-11-11 | 2008-06-21 | PHBALALAOS
0190-050-021 | 59637 | 0190-ENG-REF-CA1-CONDSR01 | PM03 | 305 | 52WK Condenser Mech/Chem. Cleaning | Chiller S&T Condenser | C | 0190E010 | 2015-09-30 | 2008-06-21 | PHBALALAOS
0190-050-021 | 59637 | 0190-ENG-REF-CA2-CONDSR01 | PM03 | 305 | 52WK Condenser Mech/Chem. Cleaning | Chiller S&T Condenser | C | 0190E010 | 2015-09-30 | 2011-10-14 | PHBALALAOS
0190-050-020 | 33398 | 0190-ENG-REF-MCQ-CONDSR01 | PM03 | 305 | 1Y Servicing Chiller machine | Chiller S&T Condenser | C | 0190E010 | 2011-09-08 | 2008-06-21 | PHBALALAOS
0190-050-018 | 33398 | 0190-ENG-REF-NH3-CHILER01 | PM03 | 305 | 1Y Servicing Chiller machine | GRAM Package NH3 Chiller 01 | B | 0190E010 | 2014-10-10 | 2008-06-21 | PHBALALAOS
0190-050-018 | 33398 | 0190-ENG-REF-NH3-EVAPTR01 | PM03 | 305 | 1Y NH3 Servicing Chiller machine | Chiller PHE Evaporator | C | 0190E010 | 2014-10-10 | 2011-12-06 | PHBALALAOS
0190-050-018 | 33398 | 0190-ENG-REF-NH3-OILCLR01 | PM03 | 305 | 1Y NH3 Servicing Chiller machine | Ammonia Oil Cooler | B | 0190E010 | 2014-10-10 | 2011-12-06 | PHBALALAOS
0190-050-018 | 33398 | 0190-ENG-REF-NH3-ORPUMP01 | PM03 | 305 | 1Y NH3 Servicing Chiller machine | Ammonia Oil Recirculating pump | B | 0190E010 |  | 2014-10-10
0190-050-017 | 59872 | 0190-ENG-REF-VAC-CHILER01 | PM03 | 305 | 52WK Servicing Chiller (VAM) | Vapor Absorption Chiller | C | 0190E010 | 2020-12-14 | 2008-06-21 | PHBALALAOS
0190-050-017 | 59872 | 0190-ENG-REF-VAC-CONDSR01 | PM03 | 307 | 52WK Servicing Chiller (VAM) | Chiller PHE Condenser | C | 0190E010 | 2020-12-14 | 2011-12-06 | PHBALALAOS
0190-050-017 | 59872 | 0190-ENG-REF-VAC-PURPMP01 | PM03 | 305 | 52WK Servicing Chiller (VAM) | VAC Vacuum Pump | C | 0190E010 | 2020-12-14 | 2014-10-10 | PHBALALAOS
0190-050-017 | 59872 | 0190-ENG-REF-VAC-REFPMP01 | PM03 | 307 | 52WK Servicing Chiller (VAM) | VAC Refrigerant Pump | C | 0190E010 | 2020-12-14 | 2014-10-10 | PHBALALAOS
0190-050-016 | 33407 | 0190-ENG-STM-WHB-BURNER01 | PM03 | 303 | 6M STM LUBRICATION MAINTENANCE WHB | SAACKE Burner | C | 0190E012 | 2015-09-30 | 2008-08-27 | PHBALALAOS
0190-050-016 | 33407 | 0190-ENG-STM-WHB-CAIRFN01 | PM03 | 303 | 6M STM LUBRICATION MAINTENANCE WHB | Combustion Air Fan M102 | C | 0190E012 | 2015-09-30 | 2008-08-27 | PHBALALAOS
0190-050-016 | 33407 | 0190-ENG-STM-WHB-COLFAN01 | PM03 | 303 | 6M STM LUBRICATION MAINTENANCE WHB | Cooling Air Fan No 1 (Motor Driven) | C | 0190E012 | 2015-09-30 | 2008-08-27 | PHBALALAOS
0190-050-016 | 33407 | 0190-ENG-STM-WHB-COLFAN02 | PM03 | 303 | 6M STM LUBRICATION MAINTENANCE WHB | Cooling Air Fan No 2 (Engine Driven) | C | 0190E012 | 2015-09-30 | 2008-08-27 | PHBALALAOS
0190-050-016 | 33407 | 0190-ENG-STM-WHB-FGRFAN01 | PM03 | 303 | 6M STM LUBRICATION MAINTENANCE WHB | Flue Gas Recirculation Fan M104 | C | 0190E012 | 2015-09-30 | 2008-08-27 | PHBALALAOS
0190-050-016 | 33407 | 0190-ENG-STM-WHB-FOSPMP01 | PM03 | 303 | 6M STM LUBRICATION MAINTENANCE WHB | Fuel Oil Supply Pump | C | 0190E012 | 2015-09-30 | 2008-08-27 | PHBALALAOS
0190-050-016 | 33407 | 0190-ENG-STM-WHB-HDSDRV02 | PM03 | 302 | 6M LUBRICATION MAINTENANCE WHB | Hollow Shaft Drive 02 | C | 0190E012 | 2015-09-30 | 2008-06-17 | PHBALALAOS
0190-050-016 | 33407 | 0190-ENG-STM-WHB-HSDRV01 | PM03 | 303 | 6M STM LUBRICATION MAINTENANCE WHB | Hollow Shaft Drive | C | 0190E012 | 2015-09-30 | 2008-08-27 | PHBALALAOS
0190-050-016 | 33407 | 0190-ENG-STM-WHB-IDFAN001 | PM03 | 303 | 6M STM LUBRICATION MAINTENANCE WHB | Induced Draft Fan M105 | C | 0190E012 | 2015-09-30 | 2008-08-27 | PHBALALAOS
0190-050-016 | 33407 | 0190-ENG-STM-WHB-SCRBPM01 | PM03 | 303 | 6M STM LUBRICATION MAINTENANCE WHB | Scrubber Pump No 1 M203 | C | 0190E012 | 2015-09-30 | 2008-08-27 | PHBALALAOS
0190-050-016 | 33407 | 0190-ENG-STM-WHB-SCRBPM02 | PM03 | 303 | 6M STM LUBRICATION MAINTENANCE WHB | Scrubber Pump No 2 M204 | C | 0190E012 | 2015-09-30 | 2008-08-27 | PHBALALAOS
0190-050-016 | 33407 | 0190-WST-STM-WHB-2RYFAN01 | PM03 | 303 | 6M STM LUBRICATION MAINTENANCE WHB | Start Up Burner Fan M103 | C | 0190E012 | 2015-09-30 | 2008-08-27 | PHBALALAOS
0190-050-015 | 33282 | 0190-ENG-STM-FHF-WHBTNK02 | PM03 | 305 | 52WK Servicing of DayTank | Lurgi Day Tank Fuel Oil | C | 0190E012 | 2015-09-30 | 2008-06-16 | PHBALALAOS
0190-050-014 | 33282 | 0190-ENG-STM-FHF-JTTANK01 | PM03 | 305 | 52WK Servicing of DayTank | JT Boilers Fuel DayTank | C | 0190E012 | 2015-11-03 | 2008-06-16 | PHBALALAOS
0190-050-013 | 33282 | 0190-ENG-STM-FHF-DAYTNK01 | PM03 | 305 | 52WK Servicing of DayTank | Fuel Oil Day Tank 1 Bhse No 1 | C | 0190E010 | 2015-09-30 | 2008-06-16 | PHBALALAOS
0190-050-012 | 33282 | 0190-ENG-STM-FHF-CPBTNK03 | PM03 | 305 | 52WK Servicing of DayTank | Coffee Air Heater Daytank | C | 0190E012 | 2020-11-11 | 2008-06-16 | PHBALALAOS
0190-050-011 | 33281 | 0190-COF-PRO-AH3-AHCHMB01 | PM03 | 305 | 4WK PLANNED SERVICING OF AIRHEATER | Coffee AH3 Combustion Chamber | C | 0190E010 | 2020-10-23 | 2008-06-16 | PHBALALAOS
0190-050-010 | 33268 | 0190-ENG-SCG-BIO-SKIDER01 | PM03 | 305 | 6000hrs Skid Steer Bobcat PM | Loader Skidder Caterpillar(Bobcat) | C | 0190E012 | 2014-09-16 | 2008-06-16 | PHBALALAOS
0190-050-009 | 33267 | 0190-ENG-SCG-BIO-SKIDER01 | PM03 | 305 | 3000hrs Skid Steer Bobcat PM | Loader Skidder Caterpillar(Bobcat) | C | 0190E012 | 2014-09-09 | 2008-06-16 | PHBALALAOS
0190-050-008 | 33266 | 0190-ENG-SCG-BIO-SKIDER01 | PM03 |  | 2000hrs Skid Steer Bobcat PM | Loader Skidder Caterpillar(Bobcat) | C | 0190E012 | 2014-09-09 | 2008-06-16 | PHBALALAOS
0190-050-007 | 33265 | 0190-ENG-SCG-BIO-SKIDER01 | PM03 | 305 | 1000hrs Skid Steer Bobcat PM | Loader Skidder Caterpillar(Bobcat) | C | 0190E012 | 2014-09-09 | 2008-06-16 | PHBALALAOS
0190-050-006 | 33264 | 0190-ENG-SCG-BIO-SKIDER01 | PM03 | 305 | 500hrs Skid Steer Bobcat PM | Loader Skidder Caterpillar(Bobcat) | C | 0190E012 | 2014-02-05 | 2008-06-16 | PHBALALAOS
0190-050-005 | 33263 | 0190-ENG-SCG-BIO-SKIDER01 | PM03 | 305 | 250hrs Skid Steer Bobcat | Loader Skidder Caterpillar(Bobcat) | C | 0190E012 | 2014-09-11 | 2008-06-16 | PHBALALAOS
0190-050-005 | 33263 | 0190-ENG-SCG-BIO-SKIDER01 | PM03 | 305 | 250hrs Skid Steer Bobcat | Loader Skidder Caterpillar(Bobcat) | C | 0190E012 | 2014-09-11 | 2010-06-14 | PHBALALAOS
0190-050-004 | 32133 | 0190-ENG-WTR-RWF-DEWPMP01 | PM03 | 305 | 52WK Deepwell Pump Servicing | DeepWell Pump No 1 | C | 0190E012 | 2021-03-19 | 2008-04-02 | PHILAGANAN
0190-050-004 | 32133 | 0190-ENG-WTR-RWF-DEWPMP02 | PM03 | 305 | 52WK Deepwell Pump Servicing | DeepWell Pump No 2 | C | 0190E012 | 2021-03-19 | 2008-04-02 | PHILAGANAN
0190-050-003 | 32118 | 0190-ENG-STM-JT2-JTBOILR02 | PM03 | 305 | 52WK JTBoiler no.2 Planned Servicing | JT Boiler No 2 | A | 0190E012 | 2016-02-11 | 2008-04-01 | PHBALALAOS
0190-050-002 | 4411 |  | PM03 | 304 | Boiler Statutory Inspectionion |  |  | 0190E012 | 2021-02-09 | 2008-04-02 | PHBALALAOS
0190-050-002 | 4411 | 0190-ENG-STM-FBB-AFBBLR01 | PM03 | 304 | Boiler Statutory Inspectionion | Atmospheric Fluidized Bed Boiler | A | 0190E012 | 2021-02-09 | 2008-04-02 | PHBALALAOS
0190-050-002 | 4411 | 0190-ENG-STM-JT1-JTBOILR01 | PM03 | 304 | Boiler Statutory Inspection | JT Boiler No 1 | A | 0190E012 | 2021-02-09 | 2008-04-01 | PHBALALAOS
0190-050-002 | 4411 | 0190-ENG-STM-JT2-JTBOILR02 | PM03 | 304 | Boiler Statutory Inspectionion | JT Boiler No 2 | A | 0190E012 | 2021-02-09 | 2008-04-02 | PHBALALAOS
0190-050-002 | 4411 | 0190-WST-PPT-EBF-STDRUM01 | PM03 | 304 | Boiler Statutory Inspectionion | Exhaust Boiler Steam Drum | A | 0190E009 | 2021-02-09 | 2008-10-24 | PHBALALAOS
0190-050-001 | 18423 | 0190-MLK-PRO-AHB-AIRHTR01 | PM03 | 305 | 1W PLANNED SERVICING OF AIRHEATER B1 | Milk Air Heater B1 | A | 0190E010 | 2011-07-02 | 2006-09-14 | PHBALALAOS
0190-050-001 | 18423 | 0190-MLK-PRO-AHB-AIRHTR02 | PM03 | 305 | 1W PLANNED SERVICING OF AIRHEATER B2 | Milk Air Heater B2 | A | 0190E010 | 2011-07-02 | 2006-09-14 | PHBALALAOS
0190-050-001 | 18423 | 0190-MLK-PRO-AHC-AIRHTR01 | PM03 | 305 | 1W PLANNED SERVICING OF AIRHEATERS | Milk Air Heater C1 | A | 0190E010 | 2011-07-02 | 2006-09-14 | PHBALALAOS
0190-050 | 45747 | 0190-ENG-SCG-CHW-DECNTR01 | PM03 | 307 | 6M Decanter #1 PM | Decanter No 1 | C | 0190E012 | 2014-01-09 | 2009-10-24 | PHBALALAOS
0190-042-029 | 408605 | 0190-COF-FNP-L07-CASWGH03-WEIGHCVY01 | PM03 | 301 | 52W L1 Case CW Calibt'n (4A1-CHW-L01) | Case Checkweigher Weighing Conveyor Assy | C | 0190E004 | 2016-08-08 | 2016-02-19 | PHCABIOPE
0190-042-028 | 45827 | 0190-COF-FNP-L11-DIFHPR01 | PM03 | 301 | 1Y L11 DFH WT Cal (4A9-WIT-11.02) | Direct Filling Hopper DFh No 11 | B | 0190E004 | 2020-01-28 | 2015-09-16 | PHOROSCOFE
0190-042-027 | 45827 | 0190-COF-FNP-L09-TILTST01-DIFHPR01 | PM03 | 301 | 1Y L9 DFH WT Cal (4A8-WIT-10.02) | Direct Filling Hopper DFh No 9 | B | 0190E004 | 2020-01-28 | 2015-09-16 | PHOROSCOFE
0190-042-026 | 45827 | 0190-COF-FNP-L07-DIFHPR01 | PM03 | 301 | 1Y L7 DFH WT Cal (4A7-WIT-09.50) | Direct Filling Hopper Dhf No 7 | B | 0190E004 | 2017-12-19 | 2015-09-16 | PHOROSCOFE
0190-042-025 | 45827 | 0190-COF-FNP-L06-DIFHPR01 | PM03 | 301 | 1Y L6 DFH WT Cal (4A6-WIT-13.15) | Direct Filling Hopper DFh No 6 | A | 0190E004 |  | 2015-09-16
0190-042-024 | 45827 | 0190-COF-FNP-L05-DIFHPR01 | PM03 | 301 | 1Y L5 DFH WT Cal (4A5-WIT-12.22) | Direct Filling Hopper DFh No 5 | B | 0190E004 | 2020-01-28 | 2015-09-16 | PHOROSCOFE
0190-042-023 | 45827 | 0190-COF-FNP-L04-TILTST01-DIFHPR01 | PM03 | 301 | 1Y L4 DFH WT Cal (4A4-WIT-08.18) | Direct Filling Hopper DFh No 4 | B | 0190E004 | 2021-06-03 | 2015-09-16 | PHILAGANAN
0190-042-022 | 45827 | 0190-COF-FNP-L03-DIFHPR01 | PM03 | 301 | 1Y L3 DFH WT Cal (4A3-WIT-07.17) | Direct Filling Hopper DFh No 3 | B | 0190E004 | 2017-12-19 | 2015-09-16 | PHOROSCOFE
0190-042-021 | 45827 | 0190-COF-FNP-L02-DIFHPR01 | PM03 | 301 | 1Y L2 DFH WT Cal (4A2-WIT-06.14) | Direct Filling Hopper DFh No 2 | B | 0190E004 | 2015-09-16 | 2015-09-16 | PHCABIOPE
0190-042-020 | 45827 | 0190-COF-FNP-L01-TIPSTN01-DIFHPR01 | PM03 | 301 | 1Y L1 DFH WT Cal (4A1-WIT-05.15) | Direct Filling Hopper DFh No 1 | B | 0190E004 | 2020-01-28 | 2015-09-16 | PHOROSCOFE
0190-042-019 | 427405 | 0190-COF-FNP-AUX-LAMINATELIFT01 | PM03 | 301 | 52W L9 Foil Lifter Load Testing/Calibt'n | Pneumatic Foil Lifter Line 9 | B | 0190E004 | 2021-06-03 | 2015-09-01 | PHILAGANAN
0190-042-019 | 427405 | 0190-COF-FNP-AUX-LAMINATELIFT02 | PM03 | 301 | 52W L11 Foil Lifter LoadTesting/Calibt'n | Hydraulic Foil Lifter Line 11 | B | 0190E004 | 2021-06-03 | 2015-09-01 | PHILAGANAN
0190-042-019 | 427405 | 0190-COF-FNP-AUX-LAMINATELIFT03 | PM03 | 301 | 52W L12 Foil Lifter LoadTesting/Calibt'n | Hydraulic Foil Lifter Line 12 | B | 0190E004 | 2021-06-03 | 2015-09-01 | PHILAGANAN
0190-042-018 | 426997 | 0190-COF-FNP-AUX-LKTSTR02 | PM03 | 301 | 1Y Leak Tester P325-D SN 207165 Calibt'n | Coffee FP PTI Leak Tester No. 2 | B | 0190E018 | 2020-11-11 | 2015-08-26 | PHOROSCOFE
0190-042-017 | 426997 | 0190-COF-FNP-AUX-LKTSTR01 | PM03 | 301 | 1Y Leak Tester P325-D SN 207166 Calibt'n | Coffee FP PTI Leak Tester No. 1 | B | 0190E018 | 2020-11-11 | 2015-08-26 | PHOROSCOFE
0190-042-016 | 410981 | 0190-COF-FNP-AUX-COMMON01 | PM03 | 301 | 1Y Coffee AIL Room TIC Cal (4A18-TI-063) | Coffee Filling Packing Common | C | 0190E004 | 2020-01-28 | 2015-08-18 | PHOROSCOFE
0190-042-015 | 411976 | 0190-COF-FNP-AUX-COMMON01 | PM03 | 301 | 1Y Test Weight Cal PID 10004514(CFP-439) | Coffee Filling Packing Common | C | 0190E004 | 2020-01-28 | 2015-08-18 | PHOROSCOFE
0190-042-014 | 411976 | 0190-COF-FNP-AUX-COMMON01 | PM03 | 301 | 1Y Test Weight Cal PID 28529106(CFP-438) | Coffee Filling Packing Common | C | 0190E004 | 2020-01-28 | 2015-08-18 | PHOROSCOFE
0190-042-013 | 411976 | 0190-COF-FNP-AUX-COMMON01 | PM03 | 301 | 1Y Test Weight Cal PID 10004513(CFP-437) | Coffee Filling Packing Common | C | 0190E004 | 2020-01-28 | 2015-08-18 | PHOROSCOFE
0190-042-012 | 411976 | 0190-COF-FNP-AUX-COMMON01 | PM03 | 301 | 1Y Test Weight Cal PID 10004512(CFP-436) | Coffee Filling Packing Common | C | 0190E004 | 2020-01-28 | 2015-08-18 | PHOROSCOFE
0190-042-011 | 406939 | 0190-COF-FNP-L01-PCHWGH10-WEIGHCON01 | PM03 | 301 | 1Y PCW L1F4 Calibration (4A1-CHW-01.26) | Anritsu Weighing Conveyor Head No. 4 | A | 0190E003 | 2020-01-28 | 2015-08-10 | PHOROSCOFE
0190-042-010 | 406939 | 0190-COF-FNP-L01-PCHWGH09-WEIGHCON01 | PM03 | 301 | 1Y PCW L1F3 Calibration (4A1-CHW-01.25) | Anritsu Weighing Conveyor Head No. 3 | A | 0190E003 | 2020-01-28 | 2015-08-10 | PHOROSCOFE
0190-042-009 | 406939 | 0190-COF-FNP-L01-PCHWGH08-WEIGHCON01 | PM03 | 301 | 1Y PCW L1F2 Calibration (4A1-CHW-01.24) | Anritsu Weighing Conveyor Head No. 2 | A | 0190E003 | 2020-01-28 | 2015-08-10 | PHOROSCOFE
0190-042-008 | 406939 | 0190-COF-FNP-L01-PCHWGH07-WEIGHCON01 | PM03 | 301 | 1Y PCW L1F1 Calibration (4A1-CHW-01.23) | Anritsu Weighing Conveyor Head No. 1 | A | 0190E003 | 2020-01-28 | 2015-08-10 | PHOROSCOFE
0190-042-007 | 34397 | 0190-COF-FNP-L14-MBGWGH01 | PM03 | 301 | 1Y L14 Mega Bag Load Cell Calibration | Coffee Line 14 Megabag Weigher No. 1 | B | 0190E004 | 2021-06-03 | 2015-04-27 | PHILAGANAN
0190-042-006 | 408605 | 0190-COF-FNP-L12-CASWGH02 | PM03 | 301 | 52W L12 CCW Calbt'n (4A11-CHW-12.08) | ANRITSU Case Checkweigher Line No 12 | A | 0190E004 | 2020-01-28 | 2015-04-22 | PHOROSCOFE
0190-042-005 | 408605 | 0190-COF-FNP-L11-CASWGH02 | PM03 | 301 | 52W L11 CCW Calbt'n (4A11-CHW-L11) | ANRITSU Case Checkweigher Line No 11 | B | 0190E004 | 2018-06-28 | 2015-04-22 | PHGONZALNA
0190-042-004 | 408605 | 0190-COF-FNP-L09-CASWGH02 | PM03 | 301 | 52W L9 CCW Calibt'n 4A9-CHW-L09-CASWGH02 | ISHIDA Case Checkweigher Line No 9 | B | 0190E004 | 2020-01-28 | 2015-04-22 | PHOROSCOFE
0190-042-003 | 408605 | 0190-COF-FNP-L01-CASWGH03 | PM03 | 301 | 52W L1 Case CW Calibt'n (4A7-CHW-L07) | ANRITSU Case Checkweigher Line No 1 | A | 0190E004 | 2020-01-28 | 2015-04-22 | PHOROSCOFE
0190-042-002 | 408605 | 0190-COF-FNP-L04-CASWGH02 | PM03 | 301 | 52W L4 Case CW Calibt'n (4A4-CHW-04.11) | ISHIDA Case Checkweigher Line No 4 | A | 0190E004 | 2020-01-28 | 2015-04-22 | PHOROSCOFE
0190-042-001 | 411976 | 0190-COF-FNP-AUX-COMMON01 | PM03 | 301 | 1Y SARTORIUS PID 40010020425 | Coffee Filling Packing Common | C | 0190E004 | 2020-03-06 | 2015-02-16 | PHOROSCOFE
0190-041-417 | 404359 | 0190-COF-FNP-CMN-AHU06 | PM03 | 301 | 52W Cal of 4A1-RH-001 | AHU Coffee AIL Room (2 STAR) | B | 0190E017 | 2021-09-05 | 2020-10-30 | PHOROSCOFE
0190-041-416 | 520891 | 0190-COF-FNP-AUX-LKTSTR02 | PM03 | 301 | 52W Cal of 4A19-PLTM-1304289 | Coffee FP PTI Leak Tester No. 2 | B | 0190E017 | 2021-09-05 | 2020-10-30 | PHOROSCOFE
0190-041-415 | 520891 | 0190-COF-FNP-AUX-LKTSTR01 | PM03 | 301 | 52W Cal of 4A19-PLTM-1210281 | Coffee FP PTI Leak Tester No. 1 | B | 0190E017 | 2021-09-05 | 2020-10-30 | PHOROSCOFE
0190-041-414 | 51843 | 0190-COF-FNP-CMN-AHU06 | PM03 | 301 | 52W Cal of 4A19-35866194 | AHU Coffee AIL Room (2 STAR) | B | 0190E017 | 2021-09-05 | 2020-10-30 | PHOROSCOFE
0190-041-413 | 51843 | 0190-COF-FNP-CMN-AHU06 | PM03 | 301 | 52W Cal of 4A19-33005396 | AHU Coffee AIL Room (2 STAR) | B | 0190E017 | 2021-09-05 | 2020-10-30 | PHOROSCOFE
0190-041-412 | 51843 | 0190-COF-FNP-CMN-AHU06 | PM03 | 301 | 52W Cal of 4A19-33005395 | AHU Coffee AIL Room (2 STAR) | B | 0190E017 | 2021-10-25 | 2020-10-30 | PHOROSCOFE
0190-041-411 | 51843 | 0190-COF-FNP-AUX-MONDEV02 | PM03 | 301 | 52W Cal of 4A19-28505377 | Coffee FP Monitoring Device MBU2 | B | 0190E017 | 2021-10-25 | 2020-10-30 | PHOROSCOFE
0190-041-410 | 57959 | 0190-COF-FNP-CMN-AHU02 | PM03 | 301 | 52W Cal of 4A18-OX-27.06/01 | AHU Coffee Filling Rm 1&2 Grnd Floor | B | 0190E017 | 2021-09-05 | 2020-10-30 | PHOROSCOFE
0190-041-409 | 51984 | 0190-COF-FNP-CMN-AHU03 | PM03 | 301 | 52W Cal of 3A14-CONTROL#195 | AHU Coffee AIL/Tilting Station | B | 0190E017 | 2021-09-05 | 2020-10-30 | PHOROSCOFE
0190-041-408 | 404359 | 0190-COF-FNP-AUX-MONDEV01 | PM03 | 301 | 52W Cal of 4A19-AIT-002 | Coffee FP Monitoring Device MBU1 | B | 0190E017 | 2021-09-05 | 2020-10-28 | PHOROSCOFE
0190-041-407 | 51984 | 0190-COF-FNP-L04-FILLER04-HORIZSEALER01 | PM03 | 301 | 52W Cal of 4A4-TIC-04.29/03 | Horizontal Sealing Jaw Assembly L4F16 | B | 0190E017 | 2021-09-05 | 2020-09-02 | PHOROSCOFE
0190-041-406 | 51984 | 0190-COF-FNP-L04-FILLER04-HORIZSEALER01 | PM03 | 301 | 52W Cal of 4A4-TIC-04.29/02 | Horizontal Sealing Jaw Assembly L4F16 | B | 0190E017 | 2021-09-05 | 2020-09-02 | PHOROSCOFE
0190-041-405 | 51984 | 0190-COF-FNP-L04-FILLER04-VERTSEALER01 | PM03 | 301 | 52W Cal of 4A4-TIC-04.29/01 | Vertical Sealing Jaw Assembly L4F16 | B | 0190E017 | 2021-09-05 | 2020-09-02 | PHOROSCOFE
0190-041-404 | 51984 | 0190-COF-FNP-L04-FILLER03-HORIZSEALER01 | PM03 | 301 | 78W Cal of 4A4-TIC-04.28/03 | Horizontal Sealing Jaw Assembly L4 F15 | B | 0190E017 | 2021-12-07 | 2020-09-02 | PHOROSCOFE
0190-041-403 | 51984 | 0190-COF-FNP-L04-FILLER03-HORIZSEALER01 | PM03 | 301 | 78W Cal of 4A4-TIC-04.28/02 | Horizontal Sealing Jaw Assembly L4 F15 | B | 0190E017 | 2021-12-07 | 2020-09-02 | PHOROSCOFE
0190-041-402 | 51984 | 0190-COF-FNP-L04-FILLER03-VERTSEALER01 | PM03 | 301 | 78W Cal of 4A4-TIC-04.28/01 | Vertical Sealing Jaw Assembly L4 F15 | B | 0190E017 | 2021-12-07 | 2020-09-02 | PHOROSCOFE
0190-041-401 | 51984 | 0190-COF-FNP-L04-FILLER02-HORIZSEALER01 | PM03 | 301 | 52W Cal of 4A4-TIC-04.27/03 | Horizontal Sealing Jaw Assembly L4 F14 | B | 0190E017 | 2021-09-05 | 2020-09-02 | PHOROSCOFE
0190-041-400 | 51984 | 0190-COF-FNP-L04-FILLER02-HORIZSEALER01 | PM03 | 301 | 52W Cal of 4A4-TIC-04.27/02 | Horizontal Sealing Jaw Assembly L4 F14 | B | 0190E017 | 2021-09-05 | 2020-09-02 | PHOROSCOFE
0190-041-399 | 51984 | 0190-COF-FNP-L04-FILLER02-VERTSEALER01 | PM03 | 301 | 52W Cal of 4A4-TIC-04.27/01 | Vertical Sealing Jaw Assembly L4F14 | B | 0190E017 | 2021-09-05 | 2020-09-02 | PHOROSCOFE
0190-041-398 | 51984 | 0190-COF-FNP-L04-FILLER01-HORIZSEALER01 | PM03 | 301 | 52W Cal of 4A4-TIC-04.26/03 | Horizontal Sealing Jaw Assembly L4 F13 | B | 0190E017 | 2021-09-05 | 2020-09-02 | PHOROSCOFE
0190-041-397 | 51984 | 0190-COF-FNP-L04-FILLER01-HORIZSEALER01 | PM03 | 301 | 52W Cal of 4A4-TIC-04.26/02 | Horizontal Sealing Jaw Assembly L4 F13 | B | 0190E017 | 2021-09-05 | 2020-09-02 | PHOROSCOFE
0190-041-396 | 51984 | 0190-COF-FNP-L04-FILLER01-VERTSEALER01 | PM03 | 301 | 52W Cal of 4A4-TIC-04.26/01 | Vertical Sealing Jaw Assembly L4F13 | B | 0190E017 | 2021-09-05 | 2020-09-02 | PHOROSCOFE
0190-041-395 | 51984 | 0190-COF-FNP-L01-FILLER02-HORIZSEALER01 | PM03 | 301 | 78W Cal of 4A1-TIC-01.28/03 | Horizontal Sealing Jaw Assembly L1F2 | B | 0190E017 | 2021-12-07 | 2020-09-02 | PHOROSCOFE
0190-041-394 |  | 0190-COF-FNP-L01-FILLER02-HORIZSEALER01 | PM03 | 301 | 78W Cal of 4A1-TIC-01.28/02 | Horizontal Sealing Jaw Assembly L1F2 | B | 0190E017 | 2021-12-07 | 2020-09-02 | PHOROSCOFE
0190-041-393 | 51984 | 0190-COF-FNP-L01-FILLER02-VERTSEALER01 | PM03 | 301 | 78W Cal of 4A1-TIC-01.28/01 | Vertical Sealing Jaw Assembly L1F2 | B | 0190E017 | 2021-12-07 | 2020-09-02 | PHOROSCOFE
0190-041-392 | 51984 | 0190-COF-FNP-L01-FILLER01-HORIZSEALER01 | PM03 | 301 | 78W Cal of 4A1-TIC-01.27/03 | Horizontal Sealing Jaw Assembly L1F1 | B | 0190E017 | 2021-12-07 | 2020-09-02 | PHOROSCOFE
0190-041-391 | 51984 | 0190-COF-FNP-L01-FILLER01-HORIZSEALER01 | PM03 | 301 | 78W Cal of 4A1-TIC-01.27/02 | Horizontal Sealing Jaw Assembly L1F1 | B | 0190E017 | 2021-12-07 | 2020-09-02 | PHOROSCOFE
0190-041-390 | 51984 | 0190-COF-FNP-L01-FILLER01-VERTSEALER01 | PM03 | 301 | 78W Cal of 4A1-TIC-01.27/01 | Vertical Sealing Jaw Assembly L1F1 | B | 0190E017 | 2021-12-07 | 2020-09-02 | PHOROSCOFE
0190-041-389 | 51843 | 0190-COF-FNP-L01-PCHWGH09-WEIGHCON01 | PM03 | 301 | 24W Cal of 4A1-CHW-01.26 | Anritsu Weighing Conveyor Head No. 3 | A | 0190E017 | 2021-09-05 | 2020-08-26 | PHOROSCOFE
0190-041-388 | 51843 | 0190-COF-FNP-L01-PCHWGH07-WEIGHCON01 | PM03 | 301 | 24W Cal of 4A1-CHW-01.23 | Anritsu Weighing Conveyor Head No. 1 | A | 0190E017 | 2021-09-05 | 2020-08-26 | PHOROSCOFE
0190-041-387 | 51843 | 0190-COF-FNP-L09-TILTST01-DIFHPR01 | PM03 | 301 | 52W Cal of 4A9-WIT-11.02 | Direct Filling Hopper DFh No 9 | B | 0190E017 | 2021-09-05 | 2020-08-21 | PHOROSCOFE
0190-041-386 | 51843 | 0190-COF-FNP-L09-CASWGH02 | PM03 | 301 | 52W Cal of 4A9 WI 001 | ISHIDA Case Checkweigher Line No 9 | B | 0190E017 | 2021-09-05 | 2020-08-21 | PHOROSCOFE
0190-041-385 | 51843 | 0190-COF-FNP-L07-DIFHPR01 | PM03 | 301 | 52W Cal of 4A7-WIT-09.50 | Direct Filling Hopper Dhf No 7 | B | 0190E017 | 2021-09-05 | 2020-08-21 | PHOROSCOFE
0190-041-384 | 51843 | 0190-COF-FNP-L05-DIFHPR01 | PM03 | 301 | 52W Cal of 4A5-WIT-12.22 | Direct Filling Hopper DFh No 5 | B | 0190E017 | 2021-09-05 | 2020-08-21 | PHOROSCOFE
0190-041-383 | 51843 | 0190-COF-FNP-L05-MBGWGH03 | PM03 | 301 | 52W Cal of 4A5-WIT-05.08 | Megabag Weigher No 5 L 5b | B | 0190E017 | 2021-12-08 | 2020-08-21 | PHOROSCOFE
0190-041-382 | 51843 | 0190-COF-FNP-L05-MBGWGH02 | PM03 | 301 | 52W Cal of 4A5-WIT-05.07 | Megabag Weigher No 4 L 5b | B | 0190E017 | 2021-12-07 | 2020-08-21 | PHOROSCOFE
0190-041-381 | 51843 | 0190-COF-FNP-L05-MBGWGH01 | PM03 | 301 | 52W Cal of 4A5-WIT-05.04 | Megabag Weigher No 3 L 5b | B | 0190E017 | 2021-12-07 | 2020-08-21 | PHOROSCOFE
0190-041-380 | 51843 | 0190-COF-FNP-L04-TILTST01-DIFHPR01 | PM03 | 301 | 52W Cal of 4A4-WIT-08.18 | Direct Filling Hopper DFh No 4 | B | 0190E017 | 2021-09-05 | 2020-08-21 | PHOROSCOFE
0190-041-379 | 51843 | 0190-COF-FNP-L04-PCHWGH08 | PM03 | 301 | 52W Cal of 4A4-CHW-04.25 | Anritsu Pouch Checkweigher Head No. 16 | B | 0190E017 | 2021-09-05 | 2020-08-21 | PHOROSCOFE
0190-041-378 | 51843 | 0190-COF-FNP-L04-PCHWGH07 | PM03 | 301 | 52W Cal of 4A4-CHW-04.24 | Anritsu Pouch Checkweigher Head No. 15 | B | 0190E017 | 2021-09-05 | 2020-08-21 | PHOROSCOFE
0190-041-377 | 51843 | 0190-COF-FNP-L04-PCHWGH06 | PM03 | 301 | 52W Cal of 4A4-CHW-04.23 | Anritsu Pouch Checkweigher Head No. 14 | B | 0190E017 | 2021-09-05 | 2020-08-21 | PHOROSCOFE
0190-041-376 | 51843 | 0190-COF-FNP-L04-PCHWGH05 | PM03 | 301 | 52W Cal of 4A4-CHW-04.22 | Anritsu Pouch Checkweigher Head No. 13 | B | 0190E017 | 2021-09-05 | 2020-08-21 | PHOROSCOFE
0190-041-375 | 51843 | 0190-COF-FNP-L04-CASWGH02-WEIGHCON01 | PM03 | 301 | 52W Cal of 4A4-CHW-04.11 | Case Checkweigher Weigh Conveyor Line 4 | B | 0190E017 | 2021-09-05 | 2020-08-21 | PHOROSCOFE
0190-041-374 | 51843 | 0190-COF-FNP-L01-TIPSTN01-DIFHPR01 | PM03 | 301 | 52W Cal of 4A1-WIT-05.15 | Direct Filling Hopper DFh No 1 | B | 0190E017 | 2021-09-05 | 2020-08-21 | PHOROSCOFE
0190-041-373 | 51843 | 0190-COF-FNP-AUX-MONDEV02 | PM03 | 301 | 52W Cal of 4A19-WI-2393709 | Coffee FP Monitoring Device MBU2 | B | 0190E017 | 2021-09-05 | 2020-08-21 | PHOROSCOFE
0190-041-372 | 51843 | 0190-COF-FNP-AUX-MONDEV01 | PM03 | 301 | 52W Cal of 4A19-WI-001 | Coffee FP Monitoring Device MBU1 | B | 0190E017 | 2021-09-05 | 2020-08-21 | PHOROSCOFE
0190-041-371 | 51820 | 0190-COF-FNP-AUX-TESTWEIGHTS | PM03 | 301 | 52W Cal of 4A19-TW-28529107 | Coffee FP Test Weights | B | 0190E017 | 2021-09-05 | 2020-08-21 | PHOROSCOFE
0190-041-370 | 51820 | 0190-COF-FNP-AUX-TESTWEIGHTS | PM03 | 301 | 52W Cal of 4A19-TW-27029631 | Coffee FP Test Weights | B | 0190E017 | 2021-09-05 | 2020-08-21 | PHOROSCOFE
0190-041-369 | 51820 | 0190-COF-FNP-AUX-TESTWEIGHTS | PM03 | 301 | 52W Cal of 4A19-TW-27029630 | Coffee FP Test Weights | B | 0190E017 | 2021-09-05 | 2020-08-21 | PHOROSCOFE
0190-041-368 | 51820 | 0190-COF-FNP-AUX-TESTWEIGHTS | PM03 | 301 | 52W Cal of 4A19-TW-27029625 | Coffee FP Test Weights | B | 0190E017 | 2021-09-05 | 2020-08-21 | PHOROSCOFE
0190-041-367 | 51820 | 0190-COF-FNP-AUX-TESTWEIGHTS | PM03 | 301 | 52W Cal of 4A19-TW-27029580 | Coffee FP Test Weights | B | 0190E017 | 2021-09-05 | 2020-08-21 | PHOROSCOFE
0190-041-366 | 51820 | 0190-COF-FNP-AUX-TESTWEIGHTS | PM03 | 301 | 52W Cal of 4A19-TW-25929553 | Coffee FP Test Weights | B | 0190E017 | 2021-09-05 | 2020-08-21 | PHOROSCOFE
0190-041-365 | 51820 | 0190-COF-FNP-AUX-TESTWEIGHTS | PM03 | 301 | 52W Cal of 4A19-TW-25929551 | Coffee FP Test Weights | B | 0190E017 | 2021-09-05 | 2020-08-21 | PHOROSCOFE
0190-041-364 | 51820 | 0190-COF-FNP-AUX-TESTWEIGHTS | PM03 | 301 | 52W Cal of 4A19-TW-25929549 | Coffee FP Test Weights | B | 0190E017 | 2021-09-05 | 2020-08-21 | PHOROSCOFE
0190-041-363 | 51820 | 0190-COF-FNP-AUX-TESTWEIGHTS | PM03 | 301 | 72W Cal of 4A19-TW-24629619 | Coffee FP Test Weights | B | 0190E017 | 2021-12-08 | 2020-08-21 | PHOROSCOFE
0190-041-362 | 51820 | 0190-COF-FNP-AUX-TESTWEIGHTS | PM03 | 301 | 52W Cal of 4A19-TW-24629573 | Coffee FP Test Weights | B | 0190E017 | 2021-09-05 | 2020-08-21 | PHOROSCOFE
0190-041-361 | 51820 | 0190-COF-FNP-AUX-TESTWEIGHTS | PM03 | 301 | 52W Cal of 4A19-TW-24529194 | Coffee FP Test Weights | B | 0190E017 | 2021-09-05 | 2020-08-21 | PHOROSCOFE
0190-041-360 | 51843 | 0190-COF-FNP-L04-CASWGH02-CTRLPANEL01 | PM03 | 301 | 52W Cal of 4A4-CHW-CASWGH01 | Case Checkweigher Control Panel Line 4 | B | 0190E017 | 2021-09-05 | 2020-08-21 | PHOROSCOFE
0190-041-359 | 55241 | 0190-COF-FNP-L01-FILLER04-HORIZSEALER01 | PM03 | 301 | 52W Cal of 4A1-TIC-01.30/03 | Horizontal Sealing Jaw Assembly L1F4 | B | 0190E017 | 2021-09-05 | 2020-08-21 | PHOROSCOFE
0190-041-358 | 55241 | 0190-COF-FNP-L01-FILLER04-HORIZSEALER01 | PM03 | 301 | 52W Cal of 4A1-TIC-01.30/02 | Horizontal Sealing Jaw Assembly L1F4 | B | 0190E017 | 2021-09-05 | 2020-08-21 | PHOROSCOFE
0190-041-357 | 55241 | 0190-COF-FNP-L01-FILLER04-VERTSEALER01 | PM03 | 301 | 52W Cal of 4A1-TIC-01.30/01 | Vertical Sealing Jaw Assembly L1F4 | B | 0190E017 | 2021-09-05 | 2020-08-21 | PHOROSCOFE
0190-041-356 | 55241 | 0190-COF-FNP-L01-FILLER03-VERTSEALER01 | PM03 | 301 | 52W Cal of 4A1-TIC-01.29/03 | Vertical Sealing Jaw Assembly L1F3 | B | 0190E017 | 2021-09-05 | 2020-08-21 | PHOROSCOFE
0190-041-355 | 55241 | 0190-COF-FNP-L01-FILLER03-VERTSEALER01 | PM03 | 301 | 52W Cal of 4A1-TIC-01.29/02 | Vertical Sealing Jaw Assembly L1F3 | B | 0190E017 | 2021-09-05 | 2020-08-21 | PHOROSCOFE
0190-041-354 | 51984 | 0190-COF-FNP-L01-FILLER03-VERTSEALER01 | PM03 | 301 | 52W Cal of 4A1-TIC-01.29/01 | Vertical Sealing Jaw Assembly L1F3 | B | 0190E017 | 2021-09-05 | 2020-08-21 | PHOROSCOFE
0190-041-353 | 51843 | 0190-COF-FNP-L01-PCHWGH10-CTRLPANEL01 | PM03 | 301 | 52W Cal of 4A1-CHW-L01-CASWGH01 | Anritsu Control Panel Head No. 4 | B | 0190E017 | 2021-09-05 | 2020-08-21 | PHOROSCOFE
0190-041-352 | 51843 | 0190-COF-FNP-L01-PCHWGH09-CTRLPANEL01 | PM03 | 301 | 52W Cal of 4A1-CHW-01.25 | Anritsu Control Panel Head No. 3 | B | 0190E017 | 2021-09-05 | 2020-08-21 | PHOROSCOFE
0190-041-351 | 51843 | 0190-COF-FNP-L01-PCHWGH07-CTRLPANEL01 | PM03 | 301 | 52W Cal of 4A1-CHW-01.24 | Anritsu Control Panel Head No. 1 | B | 0190E017 | 2021-09-05 | 2020-08-21 | PHOROSCOFE
0190-041-350 | 51820 | 0190-COF-FNP-AUX-TESTWEIGHTS | PM03 | 301 | 52W Cal of 4A19-TW-24029806 | Coffee FP Test Weights | B | 0190E017 | 2021-09-05 | 2020-08-21 | PHOROSCOFE
0190-041-349 | 51820 | 0190-COF-FNP-AUX-TESTWEIGHTS | PM03 | 301 | 52W Cal of 4A19-TW-24029096 | Coffee FP Test Weights | B | 0190E017 | 2021-09-05 | 2020-08-21 | PHOROSCOFE
0190-041-348 | 51820 | 0190-COF-FNP-AUX-TESTWEIGHTS | PM03 | 301 | 52W Cal of 4A19-TW-23929466 | Coffee FP Test Weights | B | 0190E017 | 2021-09-05 | 2020-08-21 | PHOROSCOFE
0190-041-347 | 51820 | 0190-COF-FNP-AUX-TESTWEIGHTS | PM03 | 301 | 52W Cal of 4A19-TW-23929432 | Coffee FP Test Weights | B | 0190E017 | 2021-09-05 | 2020-08-21 | PHOROSCOFE
0190-041-346 | 51820 | 0190-COF-FNP-AUX-TESTWEIGHTS | PM03 | 301 | 52W Cal of 4A19-TW-23929395 | Coffee FP Test Weights | B | 0190E017 | 2021-09-05 | 2020-08-21 | PHOROSCOFE
0190-041-345 | 51820 | 0190-COF-FNP-AUX-TESTWEIGHTS | PM03 | 301 | 52W Cal of 4A19-TW-23629588 | Coffee FP Test Weights | B | 0190E017 | 2021-09-05 | 2020-08-21 | PHOROSCOFE
0190-041-344 | 51820 | 0190-COF-FNP-AUX-TESTWEIGHTS | PM03 | 301 | 52W Cal of 4A19-TW-23629586 | Coffee FP Test Weights | B | 0190E017 | 2021-09-05 | 2020-08-21 | PHOROSCOFE
0190-041-343 | 51820 | 0190-COF-FNP-AUX-TESTWEIGHTS | PM03 | 301 | 52W Cal of 4A19-TW-23629578 | Coffee FP Test Weights | B | 0190E017 | 2021-09-05 | 2020-08-21 | PHOROSCOFE
0190-041-342 | 51820 | 0190-COF-FNP-AUX-TESTWEIGHTS | PM03 | 301 | 52W Cal of 4A19-TW-23629554 | Coffee FP Test Weights | B | 0190E017 | 2021-09-05 | 2020-08-21 | PHOROSCOFE
0190-041-341 | 51820 | 0190-COF-FNP-AUX-TESTWEIGHTS | PM03 | 301 | 52W Cal of 4A19-TW-23129670 | Coffee FP Test Weights | B | 0190E017 | 2021-09-05 | 2020-08-21 | PHOROSCOFE
0190-041-340 | 52264 | 0190-COF-FNP-AIR-AIRCOM11 | PM03 | 301 | 52W Cal of 4A19-PRV-002 | Air Compressor No 11 (AC #2) | B | 0190E017 | 2021-09-05 | 2020-08-21 | PHOROSCOFE
0190-041-339 | 52264 | 0190-COF-FNP-AIR-AIRCOM09 | PM03 | 301 | 52W Cal of 4A19-PRV-001 | Air Compressor No 9 (AC #1) | B | 0190E017 | 2021-09-05 | 2020-08-21 | PHOROSCOFE
0190-041-338 | 520891 | 0190-COF-FNP-AUX-LKTSTR01 | PM03 | 301 | 52W Cal of 4A19-PLT-0207166 | Coffee FP PTI Leak Tester No. 1 | B | 0190E017 | 2021-09-05 | 2020-08-21 | PHOROSCOFE
0190-041-337 | 520891 | 0190-COF-FNP-AUX-LKTSTR02 | PM03 | 301 | 52W Cal of 4A19-PLT-0207165 | Coffee FP PTI Leak Tester No. 2 | B | 0190E017 | 2021-09-05 | 2020-08-21 | PHOROSCOFE
0190-041-336 | 51843 | 0190-COF-FNP-AUX-MONDEV01 | PM03 | 301 | 52W Cal of 4A19-33005394 | Coffee FP Monitoring Device MBU1 | B | 0190E017 | 2021-10-25 | 2020-08-21 | PHOROSCOFE
0190-041-335 | 51820 | 0190-COF-FNP-AUX-TESTWEIGHTS | PM03 | 301 | 52W Cal of 4A19-28529106 | Coffee FP Test Weights | B | 0190E017 | 2021-09-05 | 2020-08-21 | PHOROSCOFE
0190-041-334 | 51843 | 0190-COF-FNP-AUX-MONDEV02 | PM03 | 301 | 52W Cal of 4A19-28310854 | Coffee FP Monitoring Device MBU2 | B | 0190E017 | 2021-09-05 | 2020-08-21 | PHOROSCOFE
0190-041-333 | 51820 | 0190-COF-FNP-AUX-TESTWEIGHTS | PM03 | 301 | 52W Cal of 4A19-27029693 | Coffee FP Test Weights | B | 0190E017 | 2021-09-05 | 2020-08-21 | PHOROSCOFE
0190-041-332 | 51820 | 0190-COF-FNP-AUX-TESTWEIGHTS | PM03 | 301 | 52W Cal of 4A19-26929645 | Coffee FP Test Weights | B | 0190E017 | 2021-09-05 | 2020-08-21 | PHOROSCOFE
0190-041-331 | 51820 | 0190-COF-FNP-AUX-TESTWEIGHTS | PM03 | 301 | 52W Cal of 4A19-26829418 | Coffee FP Test Weights | B | 0190E017 | 2021-09-05 | 2020-08-21 | PHOROSCOFE
0190-041-330 | 51820 | 0190-COF-FNP-AUX-TESTWEIGHTS | PM03 | 301 | 52W Cal of 4A19-23929010 | Coffee FP Test Weights | B | 0190E017 | 2021-09-05 | 2020-08-21 | PHOROSCOFE
0190-041-329 | 51820 | 0190-COF-FNP-AUX-TESTWEIGHTS | PM03 | 301 | 52W Cal of 4A19-23729247 | Coffee FP Test Weights | B | 0190E017 | 2021-09-05 | 2020-08-21 | PHOROSCOFE
0190-041-328 | 51820 | 0190-COF-FNP-AUX-TESTWEIGHTS | PM03 | 301 | 52W Cal of 4A19-23629589 | Coffee FP Test Weights | B | 0190E017 | 2021-09-05 | 2020-08-21 | PHOROSCOFE
0190-041-327 | 51820 | 0190-COF-FNP-AUX-TESTWEIGHTS | PM03 | 301 | 52W Cal of 4A19-10004513 | Coffee FP Test Weights | B | 0190E017 | 2021-09-05 | 2020-08-21 | PHOROSCOFE
0190-041-326 | 51820 | 0190-COF-FNP-AUX-TESTWEIGHTS | PM03 | 301 | 52W Cal of 4A19-10004512 | Coffee FP Test Weights | B | 0190E017 | 2021-09-05 | 2020-08-21 | PHOROSCOFE
0190-041-325 | 55241 | 0190-COF-FNP-AUX-MONDEV03 | PM03 | 301 | 78W Cal of 4A18-TI-063 | Coffee FP Monitoring Device AIL Area | B | 0190E017 | 2021-12-07 | 2020-08-21 | PHOROSCOFE
0190-041-324 | 51985 | 0190-COF-FNP-CMN-AHU03-3A14CV204 | PM03 | 301 | 52W Cal of 4A18-CONTROL#204 | AHU Coffee AIL/TTS Control Valve 2 | B | 0190E017 | 2021-11-09 | 2020-08-21 | PHOROSCOFE
0190-041-323 | 51843 | 0190-COF-FNP-L12-CASWGH02 | PM03 | 301 | 52W Cal of 4A12-CHW-12.08 | ANRITSU Case Checkweigher Line No 12 | B | 0190E017 | 2021-09-05 | 2020-08-21 | PHOROSCOFE
0190-041-322 | 51984 | 0190-COF-FNP-CMN-AHU04-3A14TT1847 | PM03 | 301 | 52W Cal of 3A14-TT-04-1847 | AHU Coffee FillingRM1&2 Temp Transmitter | B | 0190E017 | 2021-09-05 | 2020-08-21 | PHOROSCOFE
0190-041-321 | 51984 | 0190-COF-FNP-CMN-AHU02 | PM03 | 301 | 52W Cal of 3A14-TT-04-1846 | AHU Coffee Filling Rm 1&2 Grnd Floor | B | 0190E017 | 2021-09-05 | 2020-08-21 | PHOROSCOFE
0190-041-320 | 51984 | 0190-COF-FNP-CMN-AHU04-3A14TT1847 | PM03 | 301 | 52W Cal of 3A14-TT-03-1847 | AHU Coffee FillingRM1&2 Temp Transmitter | B | 0190E017 | 2021-09-05 | 2020-08-21 | PHOROSCOFE
0190-041-319 | 51984 | 0190-COF-FNP-CMN-AHU06 | PM03 | 301 | 52W Cal of 3A14-TT-03-1846 | AHU Coffee AIL Room (2 STAR) | B | 0190E017 | 2021-09-05 | 2020-08-21 | PHOROSCOFE
0190-041-318 | 51984 | 0190-COF-FNP-CMN-AHU04-3A14TT1847 | PM03 | 301 | 52W Cal of 3A14-TT-02-1847 | AHU Coffee FillingRM1&2 Temp Transmitter | B | 0190E017 | 2021-09-05 | 2020-08-21 | PHOROSCOFE
0190-041-317 | 51984 | 0190-COF-FNP-CMN-AHU06 | PM03 | 301 | 52W Cal of 3A14-TT-02-1846 | AHU Coffee AIL Room (2 STAR) | B | 0190E017 | 2021-09-05 | 2020-08-21 | PHOROSCOFE
0190-041-316 | 52264 | 0190-COF-FNP-AIR-AIRCOM09-PRVALVE01 | PM03 | 301 | 52W Cal of 3A14-PRV-08.03 | Air Compressor #1 Pressure Relief Valve | B | 0190E017 | 2021-11-08 | 2020-08-21 | PHOROSCOFE
0190-041-315 | 61179 | 0190-COF-FNP-CMN-AHU04-3A14TT1847 | PM03 | 301 | 104W Cal of 3A14-DPS-01-1847 | AHU Coffee FillingRM1&2 Temp Transmitter | B | 0190E017 | 2021-12-07 | 2020-08-21 | PHOROSCOFE
0190-041-314 | 51982 | 0190-COF-FNP-CMN-AHU03-3A14PT206 | PM03 | 301 | 52W Cal of 3A14-CONTROL#206 | AHU Coffee AIL/TTS Pressure Transmitter | B | 0190E017 | 2021-09-05 | 2020-08-21 | PHOROSCOFE
0190-041-313 | 51985 | 0190-COF-FNP-CMN-AHU03-3A14CV205 | PM03 | 301 | 52W Cal of 3A14-CONTROL#205 | AHU Coffee AIL/TTS Control Valve | B | 0190E017 | 2021-11-09 | 2020-08-21 | PHOROSCOFE
0190-041-312 | 61179 | 0190-COF-FNP-CMN-AHU03-3A11PS201 | PM03 | 301 | 104W Cal of 3A14-CONTROL#201 | AHU Coffee AIL/TTS Pressure Switch | B | 0190E017 | 2021-12-07 | 2020-08-21 | PHOROSCOFE
0190-041-311 | 51984 | 0190-COF-FNP-CMN-AHU03-3A14TT197 | PM03 | 301 | 52W Cal of 3A14-CONTROL#197 | AHU Coffee AIL/TTS Temp Transmitter 2 | B | 0190E017 | 2021-09-05 | 2020-08-21 | PHOROSCOFE
0190-041-310 | 51843 | 0190-COF-FNP-L12-PCHWGH02-WEIGHCON01 | PM03 | 301 | 24W Cal of 4A12-CHW-12.02 | Ishida Weighing Conveyor Line 12 | A | 0190E017 | 2021-09-05 | 2020-08-21 | PHOROSCOFE
0190-041-309 | 51843 | 0190-COF-FNP-L09-PCHWGH02-WEIGHCON01 | PM03 | 301 | 24W Cal of 4A9-CHW-09.02 | Anritsu Pouch CW Weigh Conveyor Line 09 | A | 0190E017 | 2021-11-08 | 2020-08-21 | PHOROSCOFE
0190-041-308 | 43006 | 0190-COF-FNP-L07-XRAY01 | PM03 | 306 | 24W Cal of 4A7-XRAY-07.04 | X-Ray Machine Line-07 | A | 0190E017 | 2021-09-05 | 2020-08-21 | PHOROSCOFE
0190-041-307 | 59431 | 0190-COF-FNP-L05-METDET02 | PM03 | 306 | 24W Cal of 4A5-L05-METDET05.06 | 5-Kgs Metal Detector L05 | A | 0190E017 | 2021-09-05 | 2020-08-21 | PHOROSCOFE
0190-041-306 | 59431 | 0190-COF-FNP-L05-METDET01 | PM03 | 306 | 24W Cal of 4A5-L05-METDET01AB | Megabag Metal Detector L05 | A | 0190E017 | 2021-09-05 | 2020-08-21 | PHOROSCOFE
0190-041-305 | 43006 | 0190-COF-FNP-L04-XRAY01-CTRLPANEL01 | PM03 | 306 | 24W Cal of 4A4-XRAY-04.10 | X-ray Control Panel Assembly Line 4 | A | 0190E017 | 2021-09-05 | 2020-08-21 | PHOROSCOFE
0190-041-304 | 43006 | 0190-COF-FNP-L01-XRAY01-CTRLPANEL01 | PM03 | 306 | 24W Cal of 4A1-XRAY-01.12 | X-ray Control Panel Assembly Line 1 | A | 0190E017 | 2021-09-05 | 2020-08-21 | PHOROSCOFE
0190-041-303 | 562031 | 0190-COF-FNP-L12-FILLER01-SIDETRANSASSY | PM03 | 305 | 260W Mespack PouchTrnsfr Assy Srvcg MECH | MESPACK Pouch Side Transfer ASSembly L12 | A | 0190E004 |  | 2020-03-03
0190-041-302 | 562031 | 0190-COF-FNP-L09-FILLER01-PCHTRANSFER01 | PM03 | 305 | 260W Mespack PouchTrnsfr Assy Srvcg MECH | Mespack Pouch Transfer Assembly Line 9 | A | 0190E003 |  | 2020-03-03
0190-041-301 | 561933 | 0190-COF-FNP-L01-WRPARND01-CONFLUENCE01 | PM03 | 305 | 156W FUJI WA LoadingGateCylinder Replace | Confluence Loading Pusher Head No. 1 | B | 0190E003 | 2020-03-03 | 2020-03-03 | PHOROSCOFE
0190-041-301 | 561933 | 0190-COF-FNP-L01-WRPARND02-CONFLUENCE01 | PM03 | 305 | 156W FUJI WA LoadingGateCylinder Replace | Confluence Loading Pusher Head No. 2 | B | 0190E003 | 2020-03-03 | 2020-03-03 | PHOROSCOFE
0190-041-301 | 561933 | 0190-COF-FNP-L01-WRPARND03-CONFLUENCE01 | PM03 | 305 | 156W FUJI WA LoadingGateCylinder Replace | Confluence Loading Pusher Head No. 3 | B | 0190E003 | 2020-03-03 | 2020-03-03 | PHOROSCOFE
0190-041-301 | 561933 | 0190-COF-FNP-L01-WRPARND04-CONFLUENCE01 | PM03 | 305 | 156W FUJI WA LoadingGateCylinder Replace | Confluence Loading Pusher Head No. 4 | B | 0190E003 | 2020-03-03 | 2020-03-03 | PHOROSCOFE
0190-041-300 | 561377 | 0190-COF-FNP-L09-FILLER01-MBCARRIER01 | PM03 | 305 | 52W Mespack BarTransfer Replacement Mech | Mobile Carrier Line 9 | A | 0190E003 | 2020-02-27 | 2020-02-27 | PHOROSCOFE
0190-041-300 | 561377 | 0190-COF-FNP-L12-FILLER01-MBCARRIER01 | PM03 | 305 | 52W Mespack BarTransfer Replacement Mech | MESPACK Mobile Carrier Line 12 | A | 0190E004 | 2020-02-27 | 2020-02-27 | PHOROSCOFE
0190-041-299 | 559364 | 0190-COF-FNP-L09-FILLER01-MBCARRIER01 | PM03 | 305 | 104W MESPACK L9Mobile Carrier Replace | Mobile Carrier Line 9 | A | 0190E003 |  | 2019-11-18
0190-041-298 | 559364 | 0190-COF-FNP-L12-FILLER01-MBCARRIER01 | PM03 | 305 | 104W MESPACK L12 Mobile Carrier Replace | MESPACK Mobile Carrier Line 12 | A | 0190E004 |  | 2019-11-18
0190-041-297 | 555685 | 0190-COF-FNP-L01-WRACSR01-CASEPRESSER01 | PM03 | 305 | 156W SidePresser Cylinder Replacement | WA Caser Case Presser Assembly Line 1 | C | 0190E003 | 2019-07-17 | 2019-07-17 | PHOROSCOFE
0190-041-297 | 555685 | 0190-COF-FNP-L04-WRACSR01-CASEPRESSER01 | PM03 | 305 | 156W SidePresser Cylinder Replacement | WA Caser Case Presser Assembly Line 4 | A | 0190E003 | 2019-07-17 | 2019-07-17 | PHOROSCOFE
0190-041-296 | 549736 | 0190-COF-FNP-L05-MBGWGH01 | PM03 | 305 | 520W MB Weighing CVY LoadCell Replacemnt | Megabag Weigher No 3 L 5b | B | 0190E004 |  | 2019-02-05
0190-041-296 | 549736 | 0190-COF-FNP-L05-MBGWGH02 | PM03 | 305 | 520W MB Weighing CVY LoadCell Replacemnt | Megabag Weigher No 4 L 5b | B | 0190E004 |  | 2019-02-05
0190-041-296 | 549736 | 0190-COF-FNP-L05-MBGWGH03 | PM03 | 305 | 520W MB Weighing CVY LoadCell Replacemnt | Megabag Weigher No 5 L 5b | B | 0190E004 |  | 2019-02-05
0190-041-295 | 549512 | 0190-COF-FNP-L09-FILLER01-POUCHOPEN01 | PM03 | 305 | 260W SolValve Replacement PCHOPNR MESPAK | Mespack Pouch Opening Assembly L09 | A | 0190E003 | 2021-03-19 | 2019-01-26 | PHILAGANAN
0190-041-295 | 549512 | 0190-COF-FNP-L12-FILLER01-POUCHOPEN01 | PM03 | 305 | 260W SolValve Replacement PCHOPNR MESPAK | Mespack Pouch Opening Assembly L12 | A | 0190E004 | 2021-03-19 | 2019-01-26 | PHILAGANAN
0190-041-294 | 543398 | 0190-COF-FNP-L12-FILLER01-VRTSEALER01 | PM03 | 305 | 52W Vertical Sealer1 Silicon Replacement | MESPACK Vertical Sealer No. 1 | A | 0190E003 | 2021-03-19 | 2018-07-31 | PHILAGANAN
0190-041-294 | 543398 | 0190-COF-FNP-L12-FILLER01-VRTSEALER02 | PM03 | 305 | 52W Vertical Sealer2 Silicon Replacement | MESPACK Vertical Sealer No. 2 | A | 0190E004 | 2021-03-19 | 2018-07-31 | PHILAGANAN
0190-041-294 | 543398 | 0190-COF-FNP-L12-FILLER01-VRTSEALER03 | PM03 | 305 | 52W Vertical Sealer Silicon Replacement | MESPACK Vertical Sealer No. 3 | A | 0190E004 | 2021-03-19 | 2020-09-13 | PHILAGANAN
0190-041-294 | 543398 | 0190-COF-FNP-L12-FILLER01-VRTSEALER04 | PM03 | 305 | 52W Vertical Sealer Silicon Replacement | MESPACK Vertical Sealer No. 4 | A | 0190E004 | 2021-03-19 | 2020-09-13 | PHILAGANAN
0190-041-294 | 543398 | 0190-COF-FNP-L12-FILLER01-VRTSEALER05 | PM03 | 305 | 52W Vertical Sealer Silicon Replacement | MESPACK Vertical Sealer No. 5 | A | 0190E004 | 2021-03-19 | 2020-09-13 | PHILAGANAN
0190-041-294 | 543398 | 0190-COF-FNP-L12-FILLER01-VRTSEALER06 | PM03 | 305 | 52W Vertical Sealer Silicon Replacement | MESPACK Vertical Sealer No. 6 | A | 0190E004 | 2021-03-19 | 2020-09-13 | PHILAGANAN
0190-041-293 | 539341 | 0190-COF-FNP-L01-INFCVY04-INFEEDCVY03 | PM03 | 305 | 52W L1H4 WA Plunge ConvBelt Rplcmnt MECH | Plunge Conveyor Assembly No. 3 | C | 0190E003 | 2019-07-31 | 2018-04-23 | PHONGGE
0190-041-292 | 539341 | 0190-COF-FNP-L01-INFCVY03-INFEEDCVY02 | PM03 | 305 | 52W L1H3 WA Plunge ConvBelt Rplcmnt MECH | Plunge Conveyor Assembly No. 2 | C | 0190E003 | 2019-07-31 | 2018-04-23 | PHONGGE
0190-041-291 | 539341 | 0190-COF-FNP-L01-INFCVY02-INFEEDCVY02 | PM03 | 305 | 52W L1H2 WA Plunge ConvBelt Rplcmnt MECH | Plunge Conveyor Assembly No. 2 | C | 0190E003 | 2019-07-31 | 2018-04-23 | PHONGGE
0190-041-290 | 539341 | 0190-COF-FNP-L01-INFCVY01-INFEEDCVY03 | PM03 | 305 | 52W L1H1 WA Plunge ConvBelt Rplcmnt MECH | Plunge Conveyor Assembly No. 3 | C | 0190E003 | 2019-07-31 | 2018-04-23 | PHONGGE
0190-041-289 | 538366 | 0190-COF-FNP-L09-XRAYMA01 | PM03 | 305 | 52W XRay Belt Conveyor Replacement L9 KS | X-ray Machine Line 9 | A | 0190E003 | 2021-03-19 | 2018-03-28 | PHILAGANAN
0190-041-288 | 570286 | 0190-COF-FNP-L12-FILLER01-PCHCUTTER01 | PM03 | 305 | 8W MESPACK Cutter No. 1 Replacement | MESPACK Pouch Cutter Assembly | A | 0190E004 | 2021-03-19 | 2017-11-06 | PHILAGANAN
0190-041-287 | 527275 | 0190-COF-FNP-L01-FILLER01-DOSINGASSY01 | PM03 | 307 | 52W Auger Mgmt Goal1 Annual Inspctn L1F1 | Dosing Assembly L1F1 | A | 0190E003 | 2021-03-19 | 2017-06-07 | PHILAGANAN
0190-041-287 | 527275 | 0190-COF-FNP-L01-FILLER02-DOSINGASSY01 | PM03 | 307 | 52W Auger Mgmt Goal1 Annual Inspctn L1F2 | Dosing Assembly L1F2 | A | 0190E003 | 2021-03-19 | 2017-06-07 | PHILAGANAN
0190-041-287 | 527275 | 0190-COF-FNP-L01-FILLER03-DOSINGASSY01 | PM03 | 307 | 52W Auger Mgmt Goal1 Annual Inspctn L1F3 | Dosing Assembly L1F3 | A | 0190E003 | 2021-03-19 | 2017-06-07 | PHILAGANAN
0190-041-287 | 527275 | 0190-COF-FNP-L01-FILLER04-DOSINGASSY01 | PM03 | 307 | 52W Auger Mgmt Goal1 Annual Inspctn L1F4 | Dosing Assembly L1F4 | A | 0190E003 | 2021-03-19 | 2017-06-07 | PHILAGANAN
0190-041-287 | 527275 | 0190-COF-FNP-L04-FILLER01-DOSINGASSY01 | PM03 | 307 | 52W Auger Mgmt Goal1 Annual Inspctn L4F1 | Dosing Assembly L4F1 | A | 0190E003 | 2021-03-19 | 2017-06-08 | PHILAGANAN
0190-041-287 | 527275 | 0190-COF-FNP-L04-FILLER02-DOSINGASSY01 | PM03 | 307 | 52W Auger Mgmt Goal1 Annual Inspctn L4F2 | Dosing Assembly L4 F2 | A | 0190E003 | 2021-03-19 | 2017-06-08 | PHILAGANAN
0190-041-287 | 527275 | 0190-COF-FNP-L04-FILLER03-DOSINGASSY01 | PM03 | 307 | 52W Auger Mgmt Goal1 Annual Inspctn L4F3 | Dosing Assembly L4 F3 | A | 0190E003 | 2021-03-19 | 2017-06-08 | PHILAGANAN
0190-041-287 | 527275 | 0190-COF-FNP-L04-FILLER04-DOSINGASSY01 | PM03 | 307 | 52W Auger Mgmt Goal1 Annual Inspctn L4F4 | Dosing Assembly L4F4 | A | 0190E003 | 2021-03-19 | 2017-06-08 | PHILAGANAN
0190-041-287 | 527275 | 0190-COF-FNP-L09-FILLER01-DOSINGFNL01 | PM03 | 307 | 52W Auger Mgmt Goal1 Annual Inspctn L9H1 | Dosing Head No. 1 | A | 0190E003 | 2021-03-19 | 2017-06-08 | PHILAGANAN
0190-041-287 | 527275 | 0190-COF-FNP-L09-FILLER01-DOSINGFNL02 | PM03 | 307 | 52W Auger Mgmt Goal1 Annual Inspctn L9H2 | Dosing Head No. 2 | A | 0190E003 | 2021-03-19 | 2017-06-08 | PHILAGANAN
0190-041-287 | 527275 | 0190-COF-FNP-L12-FILLER01-DOSSINGASSY01 | PM03 | 307 | 52W AugerMgmt Goal1 Annual Inspctn L12H1 | MESPACK Dossing Assembly 01 L12 | A | 0190E004 | 2021-03-19 | 2017-06-08 | PHILAGANAN
0190-041-287 | 527275 | 0190-COF-FNP-L12-FILLER01-DOSSINGASSY02 | PM03 | 307 | 52W AugerMgmt Goal1 Annual Inspctn L12H2 | MESPACK Dossing Assembly 02 L12 | A | 0190E004 | 2021-03-19 | 2017-06-08 | PHILAGANAN
0190-041-287 | 527275 | 0190-COF-FNP-L12-FILLER01-DOSSINGASSY03 | PM03 | 307 | 52W AugerMgmt Goal1 Annual Inspctn L12H3 | MESPACK Dossing Assembly 03 L12 | A | 0190E004 | 2021-03-19 | 2017-06-08 | PHILAGANAN
0190-041-286 | 526849 | 0190-COF-FNP-L11-FILLER01 | PM03 | 305 | 52W Zipper H-Sealer CompSpring Rplcmnt | Filler Mes Pack H-360 FET L11 | A | 0190E004 | 2018-04-14 | 2017-05-25 | PHOROSCOFE
0190-041-285 | 521934 | 0190-COF-FNP-L04-XRAY01 | PM03 | 305 | 52W L4 XRay Conveyor Belt Replacement | X-Ray Machine Line-04 | A | 0190E004 | 2021-03-19 | 2017-03-16 | PHILAGANAN
0190-041-284 | 514157 | 0190-COF-FNP-L01-PCHWGH10-WEIGHCON01 | PM03 | 307 | 4W L1H4 Pouch CW Insp/Clean/Retigh | Anritsu Weighing Conveyor Head No. 4 | A | 0190E003 | 2020-10-14 | 2016-09-06 | PHOROSCOFE
0190-041-283 | 514157 | 0190-COF-FNP-L01-PCHWGH09-WEIGHCON01 | PM03 | 307 | 4W L1H3 Pouch CW Insp/Clean/Retigh | Anritsu Weighing Conveyor Head No. 3 | A | 0190E003 | 2020-01-08 | 2016-09-06 | PHOROSCOFE
0190-041-282 | 514157 | 0190-COF-FNP-L01-PCHWGH08-WEIGHCON01 | PM03 | 307 | 4W L1H2 Pouch CW Insp/Clean/Retigh | Anritsu Weighing Conveyor Head No. 2 | A | 0190E003 | 2019-01-26 | 2016-09-06 | PHOROSCOFE
0190-041-281 | 514157 | 0190-COF-FNP-L01-PCHWGH07-WEIGHCON01 | PM03 | 307 | 4W L1H1 Pouch CW Insp/Clean/Retigh | Anritsu Weighing Conveyor Head No. 1 | A | 0190E003 | 2020-01-08 | 2016-09-06 | PHOROSCOFE
0190-041-280 | 33913 | 0190-COF-FNP-L01-XRAY01 | PM03 | 304 | 6M L1 X-ray Machine OPRP Calbt'n | X-Ray Machine Line-01 | A | 0190E004 | 2021-06-03 | 2018-01-10 | PHILAGANAN
0190-041-280 | 33913 | 0190-COF-FNP-L04-XRAY01 | PM03 | 304 | 6M L4 X-ray Machine OPRP Calbt'n | X-Ray Machine Line-04 | A | 0190E004 | 2021-06-03 | 2018-01-10 | PHILAGANAN
0190-041-280 | 33913 | 0190-COF-FNP-L07-XRAY01 | PM03 | 304 | 6M L7 X-ray Machine OPRP Calbt'n | X-Ray Machine Line-07 | A | 0190E004 | 2021-06-03 | 2018-01-10 | PHILAGANAN
0190-041-280 | 33913 | 0190-COF-FNP-L09-XRAYMA01 | PM03 | 304 | 6M L9 X-ray Machine OPRP Calbt'n | X-ray Machine Line 9 | A | 0190E004 | 2021-06-03 | 2016-09-02 | PHILAGANAN
0190-041-280 | 33913 | 0190-COF-FNP-L11-XRAYMA01 | PM03 | 304 | 6M L11 X-ray Machine OPRP Calbt'n | X-ray Machine Line 11 | A | 0190E004 | 2021-06-03 | 2016-09-02 | PHILAGANAN
0190-041-280 | 33913 | 0190-COF-FNP-L12-XRAYMA01 | PM03 | 304 | 6M L12 X-ray Machine OPRP Calbt'n | X-ray Machine Line 12 | A | 0190E004 | 2021-06-03 | 2016-09-02 | PHILAGANAN
0190-041-279 | 513851 | 0190-COF-FNP-L01-CASWGH03-WEIGHCON01 | PM03 | 305 | 52W L1 ANRITSU CCW Belt Replacement | Case Checkweigher Weigh Conveyor Line 1 | A | 0190E003 | 2019-07-28 | 2016-08-31 | PHONGGE
0190-041-278 | 513540 | 0190-COF-PRO-FTS-PIPTRA01-DIVERTVLV01 | PM03 | 305 | 26W V40 Flange Gasket Replacement | Diverter Valve 40 | B | 0190E001 | 2021-01-05 | 2016-08-22 | PHDAVODAMA
0190-041-278 | 513540 | 0190-COF-PRO-FTS-PIPTRA01-DIVERTVLV02 | PM03 | 305 | 26W V24 Flange Gasket Replacement | Diverter Valve 24 | B | 0190E001 | 2021-01-05 | 2016-08-22 | PHDAVODAMA
0190-041-278 | 513540 | 0190-COF-PRO-FTS-PIPTRA01-DIVERTVLV03 | PM03 | 305 | 26W V25 Flange Gasket Replacement | Diverter Valve 25 | B | 0190E001 | 2021-01-05 | 2016-08-22 | PHDAVODAMA
0190-041-278 | 513540 | 0190-COF-PRO-FTS-PIPTRA01-DIVERTVLV06 | PM03 | 305 | 26W V27 Flange Gasket Replacement | Diverter Valve 27 | B | 0190E001 | 2021-01-05 | 2016-08-22 | PHDAVODAMA
0190-041-278 | 513540 | 0190-COF-PRO-FTS-PIPTRA01-DIVERTVLV07 | PM03 | 305 | 26W V28 Flange Gasket Replacement | Diverter Valve 28 | B | 0190E001 | 2021-01-05 | 2016-08-22 | PHDAVODAMA
0190-041-277 | 50781 | 0190-COF-FNP-L05-AILSYS01-CTRLPANEL01 | PM03 | 305 | 52W L5 AIL Ctrl Panel Retightening | Control Panel AIL System Line-5 | A | 0190E004 | 2019-07-05 | 2016-08-10 | PHONGGE
0190-041-276 | 50781 | 0190-COF-FNP-L05-TIPSTN01-CTRLPANEL01 | PM03 | 305 | 52W L5 TTS Ctrl Panel Retightening | Control Panel Tipping Station Line 5 | C | 0190E004 | 2019-07-05 | 2016-08-10 | PHONGGE
0190-041-275 | 513091 | 0190-COF-FNP-AUX-DUSCOR02-PIPELINE01 | PM03 | 305 | 26W MBU1 Dedusting Pipeline Servicing | Dedusting Pipeline at MBU 1 & L5 | B | 0190E003 | 2021-03-19 | 2016-08-05 | PHILAGANAN
0190-041-274 | 513088 | 0190-COF-FNP-AUX-PRTRSU02-PIPELINE01 | PM03 | 305 | 26W MBU2 Fumes Extractor Pipe Servicing | Fumes Extractor Pipeline for MBU2 | C | 0190E003 | 2021-03-19 | 2016-08-05 | PHILAGANAN
0190-041-273 | 513088 | 0190-COF-FNP-AUX-PRTRSU01-PIPELINE01 | PM03 | 305 | 26W MBU1 Fumes Extractor Pipe Servicing | Fumes Extractor Pipeline for MBU1 | C | 0190E003 | 2021-03-19 | 2016-08-05 | PHILAGANAN
0190-041-272 | 512833 | 0190-COF-FNP-L01-INFCVY01 | PM03 | 305 | 26W L1H1 Infeed Conv Belt Replacement | Wrap Around Infeed Conveyor Fm01 L 1 | C | 0190E003 | 2019-07-13 | 2016-07-26 | PHONGGE
0190-041-272 | 512834 | 0190-COF-FNP-L01-INFCVY02 | PM03 | 305 | 26W L1H2 Infeed Conv Belt Replacement | Wrap Around Infeed Conveyor Fm02 L 1 | C | 0190E003 | 2019-07-13 | 2016-07-26 | PHONGGE
0190-041-272 | 512835 | 0190-COF-FNP-L01-INFCVY03 | PM03 | 305 | 26W L1H3 Infeed Conv Belt Replacement | Wrap Around Infeed Conveyor Fm03 L 1 | C | 0190E003 | 2019-07-13 | 2016-07-26 | PHONGGE
0190-041-272 | 512836 | 0190-COF-FNP-L01-INFCVY04 | PM03 | 305 | 26W L1H4 Infeed Conv Belt Replacement | Wrap Around Infeed Conveyor Fm04 L 1 | C | 0190E003 | 2019-07-13 | 2016-07-26 | PHONGGE
0190-041-271 | 512832 | 0190-COF-FNP-AUX-PRTRSU01 | PM03 | 305 | 26W MBU1 Fumes Extractor Pipe Servicing | Laser Printer Suction Fan L1 4 | C | 0190E003 | 2016-08-08 | 2016-07-26 | PHCABIOPE
0190-041-271 | 512832 | 0190-COF-FNP-AUX-PRTRSU02 | PM03 | 305 | 26W MBU2 Fumes Extractor Pipe Servicing | Laser Printer Suction Fan L6 9 | C | 0190E003 | 2016-08-08 | 2016-07-26 | PHCABIOPE
0190-041-270 | 512827 | 0190-COF-FNP-L01-FILLER01-GEARBOXASSY01 | PM03 | 305 | 52W L1F1 FUJI Gearbox Cap Replacement | Film & Draw Down Drive Gearbox Assy L1F1 | A | 0190E003 | 2019-07-06 | 2016-07-26 | PHONGGE
0190-041-270 | 512827 | 0190-COF-FNP-L01-FILLER02-GEARBOXASSY01 | PM03 | 305 | 52W L1F2 FUJI Gearbox Cap Replacement | Film & Draw Down Drive Gearbox Assy L1F2 | A | 0190E003 | 2019-07-06 | 2016-07-26 | PHONGGE
0190-041-270 | 512827 | 0190-COF-FNP-L01-FILLER03-GEARBOXASSY01 | PM03 | 305 | 52W L1F2 FUJI Gearbox Cap Replacement | Film & Draw Down Drive Gearbox Assy L1F3 | A | 0190E003 | 2019-07-06 | 2016-07-26 | PHONGGE
0190-041-270 | 512827 | 0190-COF-FNP-L01-FILLER04-GEARBOXASSY01 | PM03 | 305 | 52W L1F4 FUJI Gearbox Cap Replacement | Film & Draw Down Drive Gearbox Assy L1F4 | A | 0190E003 | 2019-07-06 | 2016-07-26 | PHONGGE
0190-041-269 | 512816 | 0190-COF-FNP-L01-INFCVY01-POUCHPRESSER01 | PM03 | 305 | 26W L1H1 Pouch Presser Belt Replacement | Pouch Presser Assembly L1F1 | C | 0190E003 | 2019-07-13 | 2016-07-26 | PHONGGE
0190-041-269 | 512816 | 0190-COF-FNP-L01-INFCVY02-POUCHPRESSER01 | PM03 | 305 | 26W L1H2 Pouch Presser Belt Replacement | Pouch Presser Assembly L1F2 | C | 0190E003 | 2019-07-13 | 2016-07-26 | PHONGGE
0190-041-269 | 512816 | 0190-COF-FNP-L01-INFCVY03-POUCHPRESSER01 | PM03 | 305 | 26W L1H3 Pouch Presser Belt Replacement | Pouch Presser Assembly L1F3 | C | 0190E003 | 2019-07-13 | 2016-07-26 | PHONGGE
0190-041-269 | 512816 | 0190-COF-FNP-L01-INFCVY04-POUCHPRESSER01 | PM03 | 305 | 26W L1H4 Pouch Presser Belt Replacement | Pouch Presser Assembly L1F4 | C | 0190E003 | 2019-07-13 | 2016-07-26 | PHONGGE
0190-041-268 | 512552 | 0190-COF-FNP-L01-FILLER01-DOSINGASSY01 | PM03 | 307 | 4W L1F1 FUJI Auger Filler Inspection | Dosing Assembly L1F1 | A | 0190E003 | 2021-03-19 | 2016-07-20 | PHILAGANAN
0190-041-268 | 512552 | 0190-COF-FNP-L01-FILLER02-DOSINGASSY01 | PM03 | 307 | 4W L1F2 FUJI Auger Filler Inspection | Dosing Assembly L1F2 | A | 0190E003 | 2021-03-19 | 2016-07-20 | PHILAGANAN
0190-041-268 | 512552 | 0190-COF-FNP-L01-FILLER03-DOSINGASSY01 | PM03 | 307 | 4W L1F3 FUJI Auger Filler Inspection | Dosing Assembly L1F3 | A | 0190E003 | 2021-03-19 | 2016-07-20 | PHILAGANAN
0190-041-268 | 512552 | 0190-COF-FNP-L01-FILLER04-DOSINGASSY01 | PM03 | 307 | 4W L1F4 FUJI Auger Filler Inspection | Dosing Assembly L1F4 | A | 0190E003 | 2021-03-19 | 2016-07-20 | PHILAGANAN
0190-041-267 | 512359 | 0190-COF-FNP-L12-FILLER01-TOPSEALER01 | PM03 | 305 | 104W L12 MESPACK TopCool Cylinder Replmt | MESPACK Top Sealer Assembly | A | 0190E003 | 2021-03-19 | 2016-07-14 | PHILAGANAN
0190-041-266 | 512359 | 0190-COF-FNP-L11-FILLER01-TOPSEALER01 | PM03 | 305 | 104W L11 MESPACK TopCool Cylinder Replmt | Top Sealer Line 11 | B | 0190E003 | 2019-08-03 | 2016-07-14 | PHOROSCOFE
0190-041-265 | 512359 | 0190-COF-FNP-L09-FILLER01-TOPSEALER01 | PM03 | 305 | 104W L9 MESPACK TopCool Cylinder Replmt | Top Sealer Line 9 | A | 0190E003 | 2021-03-19 | 2016-07-14 | PHILAGANAN
0190-041-264 | 511380 | 0190-COF-FNP-L01-FILLER04 | PM03 | 303 | 4W L1F4 FUJI Filler Machine Lubrication | Filler No 4 L1 | A | 0190E003 | 2019-02-08 | 2016-06-13 | PHOROSCOFE
0190-041-263 | 511380 | 0190-COF-FNP-L01-FILLER03 | PM03 | 303 | 4W L1F3 FUJI Filler Machine Lubrication | Filler No 3 L1 | A | 0190E003 | 2019-02-08 | 2016-06-13 | PHOROSCOFE
0190-041-262 | 511380 | 0190-COF-FNP-L01-FILLER02 | PM03 | 303 | 4W L1F2 FUJI Filler Machine Lubrication | Filler No 2 L1 | A | 0190E003 | 2019-07-06 | 2016-06-13 | PHONGGE
0190-041-261 | 511380 | 0190-COF-FNP-L01-FILLER01 | PM03 | 303 | 4W L1F1 FUJI Filler Machine Lubrication | Filler No 1 L1 | A | 0190E003 | 2019-02-08 | 2016-06-13 | PHOROSCOFE
0190-041-260 | 511356 | 0190-WST-FNP-L12-FILLER01-ZIPLOCKASY01 | PM03 | 305 | 26W L12 MESPACK Zipper Plate Replacement | MESPACK Zip Lock Applicator Assembly L12 | A | 0190E003 | 2020-01-08 | 2016-06-13 | PHOROSCOFE
0190-041-259 | 511356 | 0190-COF-FNP-L11-ZIPLOCK01 | PM03 | 305 | 26W L11 MESPACK Zipper Plate Replacement | Mespack Zipper Applicator AZ-905 Line 11 | B | 0190E003 | 2018-06-28 | 2016-06-13 | PHGONZALNA
0190-041-258 | 511355 | 0190-WST-FNP-L09-FILLER01-ZIPLOCK01 | PM03 | 305 | 26W L9 MESPACK Zipper Plate Replacement | Mespack Zipper Applicator Assembly Line9 | A | 0190E003 | 2019-10-19 | 2016-06-13 | PHONGGE
0190-041-257 | 511238 | 0190-COF-FNP-L01-WRACSR01-DISCHARGECVY01 | PM03 | 305 | 52W L1 WA Discharge Motor Replacement | Caser Discharge Roller Conveyor to X-ray | C | 0190E003 | 2021-03-19 | 2016-06-08 | PHILAGANAN
0190-041-256 | 510993 | 0190-COF-FNP-L04-WRACSR01 | PM03 | 305 | 156W L4 Case Flap Cylinder Replacement | Wrap Around Caser Line No4 Fw 607 W | A | 0190E004 | 2021-03-19 | 2016-05-30 | PHILAGANAN
0190-041-255 | 510993 | 0190-COF-FNP-L03-WRACSR01 | PM03 | 305 | 156W L3 Case Flap Cylinder Replacement | Wrap Around Caser Line No 3 Fw 607 W | A | 0190E004 | 2017-12-19 | 2016-05-30 | PHOROSCOFE
0190-041-254 | 510993 | 0190-COF-FNP-L01-WRACSR01-CASEPRESSER01 | PM03 | 305 | 156W L1 Case Flap Cylinder Replacement | WA Caser Case Presser Assembly Line 1 | C | 0190E004 | 2021-03-19 | 2016-05-30 | PHILAGANAN
0190-041-253 | 510868 | 0190-COF-FNP-L12-BOXERCTR01 | PM03 | 305 | 208W 50g Erector ServoMotor Replacement | Prodec Box Erector 50g Line 12 | B | 0190E004 | 2021-03-19 | 2016-05-24 | PHILAGANAN
0190-041-252 | 510868 | 0190-COF-FNP-L09-BOXERE01 | PM03 | 305 | 208W 100g Erector ServoMotor Replacement | Box Erector Machine 100g L09 | B | 0190E004 | 2021-06-02 | 2016-05-24 | PHONGGE
0190-041-251 | 510865 | 0190-COF-FNP-L12-CASPAC01 | PM03 | 302 | 26W L12 EI PRODEC Vacuum Pump Inspection | Case Packer Machine 50g L12 | A | 0190E004 | 2021-03-19 | 2016-05-24 | PHILAGANAN
0190-041-250 | 510865 | 0190-COF-FNP-L11-CASPAC01 | PM03 | 302 | 26W L11 EI PRODEC Vacuum Pump Inspection | Case Packer Machine 50g L11 | A | 0190E004 | 2018-06-28 | 2016-05-24 | PHGONZALNA
0190-041-249 | 510865 | 0190-COF-FNP-L09-CASPAC01 | PM03 | 302 | 26W L9 EI PRODEC Vacuum Pump Inspection | Case Packer Machine 100g L09 | A | 0190E004 | 2021-03-19 | 2016-05-24 | PHILAGANAN
0190-041-248 | 510690 | 0190-COF-FNP-L04-WRACSR01 | PM03 | 305 | 104W L4 WA-Caser Pneu Hose Replacement | Wrap Around Caser Line No4 Fw 607 W | A | 0190E004 | 2021-03-19 | 2016-05-19 | PHILAGANAN
0190-041-247 | 577448 | 0190-COF-FNP-L01-WRPARND01-CONFLUENCE01 | PM03 | 307 | 13W L1 WA Confluence Conveyor Inspection | Confluence Loading Pusher Head No. 1 | B | 0190E003 | 2021-07-08 | 2016-05-19 | PHOROSCOFE
0190-041-247 | 577448 | 0190-COF-FNP-L01-WRPARND02-CONFLUENCE01 | PM03 | 307 | 13W L1 WA Confluence Conveyor Inspection | Confluence Loading Pusher Head No. 2 | B | 0190E003 | 2021-07-08 | 2021-07-08 | PHOROSCOFE
0190-041-247 | 577448 | 0190-COF-FNP-L01-WRPARND03-CONFLUENCE01 | PM03 | 307 | 13W L1 WA Confluence Conveyor Inspection | Confluence Loading Pusher Head No. 3 | B | 0190E003 | 2021-07-08 | 2021-07-08 | PHOROSCOFE
0190-041-247 | 577448 | 0190-COF-FNP-L01-WRPARND04-CONFLUENCE01 | PM03 | 307 | 13W L1 WA Confluence Conveyor Inspection | Confluence Loading Pusher Head No. 4 | B | 0190E003 | 2021-07-08 | 2021-07-08 | PHOROSCOFE
0190-041-246 | 510690 | 0190-COF-FNP-L01-WRACSR01 | PM03 | 305 | 104W L1 WA-Caser Pneu Hose Replacement | Wrap Around Caser Line No 1 | A | 0190E004 | 2021-04-03 | 2016-05-19 | PHONGGE
0190-041-245 | 510690 | 0190-COF-FNP-L12-CASPAC01 | PM03 | 305 | 104W L12 PRODEC Pneu Hose Replacement | Case Packer Machine 50g L12 | A | 0190E004 | 2021-03-19 | 2016-05-19 | PHILAGANAN
0190-041-244 | 510690 | 0190-COF-FNP-L11-CASPAC01 | PM03 | 305 | 104W L11 PRODEC Pneu Hose Replacement | Case Packer Machine 50g L11 | A | 0190E004 | 2018-06-28 | 2016-05-19 | PHGONZALNA
0190-041-243 | 510690 | 0190-COF-FNP-L09-CASPAC01 | PM03 | 305 | 104W L9 PRODEC Pneu Hose Replacement | Case Packer Machine 100g L09 | A | 0190E004 | 2021-03-19 | 2016-05-19 | PHILAGANAN
0190-041-242 | 510690 | 0190-COF-FNP-L09-BOXERE01 | PM03 | 305 | 104W 100g Erector Pneu Hose Replacement | Box Erector Machine 100g L09 | B | 0190E004 | 2021-03-19 | 2016-05-19 | PHILAGANAN
0190-041-241 | 510690 | 0190-COF-FNP-L11-BOXERE01 | PM03 | 305 | 104W 50g Erector Pneu Hose Replacement | Box Erector Machine 50g L11 | B | 0190E004 | 2020-03-10 | 2016-05-19 | PHOROSCOFE
0190-041-240 | 566332 | 0190-COF-FNP-AUX-ROBPAL02-KUKAROBOT | PM03 | 305 | 104W KUKA Robot 2 Pneu Hose Replacement | Kuka Robot Palletizer MBU2 | A | 0190E004 | 2021-04-03 | 2016-05-19 | PHONGGE
0190-041-239 | 566332 | 0190-COF-FNP-AUX-ROBPAL01-KUKAROBOT | PM03 | 305 | 104W KUKA Robot 1 Pneu Hose Replacement | Robot Palletizer MBU1 | A | 0190E004 | 2021-04-03 | 2016-05-19 | PHONGGE
0190-041-238 | 510548 | 0190-COF-FNP-L05-METDET02 | PM03 | 305 | 26W L5C MD Gasket Replacement | 5-Kgs Metal Detector L05 | A | 0190E003 | 2021-03-19 | 2016-05-16 | PHILAGANAN
0190-041-237 | 510548 | 0190-COF-FNP-L05-METDET01 | PM03 | 305 | 26W L5AB MD Gasket Replacement | Megabag Metal Detector L05 | A | 0190E003 | 2021-03-19 | 2016-05-16 | PHILAGANAN
0190-041-236 | 510547 | 0190-COF-FNP-L12-FILLER01-TOPSEALER01 | PM03 | 305 | 26W L12 Mespack Top Sealer Retightening | MESPACK Top Sealer Assembly | A | 0190E003 | 2021-03-19 | 2016-05-16 | PHILAGANAN
0190-041-235 | 510547 | 0190-COF-FNP-L11-FILLER01-TOPSEALER01 | PM03 | 305 | 26W L11 Mespack Top Sealer Retightening | Top Sealer Line 11 | B | 0190E003 | 2018-06-28 | 2016-05-16 | PHGONZALNA
0190-041-234 | 510547 | 0190-COF-FNP-L09-FILLER01-TOPSEALER01 | PM03 | 305 | 26W L9 Mespack Top Sealer Retightening | Top Sealer Line 9 | A | 0190E003 | 2021-03-19 | 2016-05-16 | PHILAGANAN
0190-041-233 | 510101 | 0190-COF-FNP-L04-WRACSR01 | PM03 | 305 | 78W L4 WA Caser Coupling Replacement | Wrap Around Caser Line No4 Fw 607 W | A | 0190E003 | 2021-03-19 | 2016-04-27 | PHILAGANAN
0190-041-232 | 510101 | 0190-COF-FNP-L03-WRACSR01 | PM03 | 305 | 78W L3 WA Caser Coupling Replacement | Wrap Around Caser Line No 3 Fw 607 W | A | 0190E003 | 2017-12-19 | 2016-04-27 | PHOROSCOFE
0190-041-231 | 510101 | 0190-COF-FNP-L01-WRACSR01-MAINDRIVE01 | PM03 | 305 | 78W L1 WA Caser Coupling Replacement | Wrap Around Caser Main Drive Line 1 | B | 0190E003 | 2021-03-19 | 2016-04-27 | PHILAGANAN
0190-041-230 | 510016 | 0190-COF-FNP-L12-INFCVY01-BYPASSCVY02 | PM03 | 305 | 52W L12 PRODEC Infeed3 Gearbox Replacmnt | Pouch Conveyor after X-ray Inclined Conv | B | 0190E003 | 2021-03-19 | 2016-04-26 | PHILAGANAN
0190-041-230 | 510016 | 0190-COF-FNP-L12-INFCVY02-INCLCVY01 | PM03 | 305 | 52W L12 PRODEC Infeed4 Gearbox Replacmnt | Inclined Infeed Conveyor to PRODEC | B | 0190E003 | 2021-03-19 | 2016-04-26 | PHILAGANAN
0190-041-229 | 510016 | 0190-COF-FNP-L11-INFCVY01-BYPASSCVY01 | PM03 | 305 | 52W L11 PRODEC Infeed1 Gearbox Replacmnt | X-ray Infeed after Bridge Conveyor | B | 0190E003 | 2018-06-28 | 2016-04-26 | PHGONZALNA
0190-041-229 | 510016 | 0190-COF-FNP-L11-INFCVY01-DSINCLNDCVY02 | PM03 | 305 | 52W L11 PRODEC Infeed3 Gearbox Replacmnt | Disinclined Infeed Conveyor to X-ray | B | 0190E003 | 2018-06-28 | 2016-04-26 | PHGONZALNA
0190-041-229 | 510016 | 0190-COF-FNP-L11-INFCVY02-DISCHCVY01 | PM03 | 305 | 52W L11 PRODEC Infeed4 Gearbox Replacmnt | Disinclined Infeed Conveyor to PRODEC | C | 0190E003 | 2018-06-28 | 2016-04-26 | PHGONZALNA
0190-041-228 | 510016 | 0190-COF-FNP-L09-INFCVY02-ACCUMUCVY01 | PM03 | 305 | 52W L9 PRODEC Infeed1 Gearbox Replacmnt | X-ray Inclined Discharge Conv to PRODEC | C | 0190E003 | 2021-06-09 | 2016-04-26 | PHONGGE
0190-041-228 | 510016 | 0190-COF-FNP-L09-INFCVY02-ACCUMUCVY02 | PM03 | 305 | 52W L9 PRODEC Infeed3 Gearbox Replacmnt | Pouch Conveyor after X-ray Inclined Conv | C | 0190E003 | 2021-06-09 | 2016-04-26 | PHONGGE
0190-041-228 | 510016 | 0190-COF-FNP-L09-INFCVY02-DISCHCVY01 | PM03 | 305 | 52W L9 PRODEC Infeed4 Gearbox Replacmnt | Disinclined Infeed Conveyor to PRODEC | C | 0190E003 | 2021-06-09 | 2016-04-26 | PHONGGE
0190-041-227 | 510011 | 0190-COF-FNP-L12-FILLER01 | PM03 | 305 | 156W L12 Unwinder PressSwitch Replacemnt | Filler Mes Pack H-360 FET L12 | A | 0190E003 | 2021-03-19 | 2016-04-25 | PHILAGANAN
0190-041-226 | 510011 | 0190-COF-FNP-L11-FILLER01 | PM03 | 305 | 156W L11 Unwinder PressSwitch Replacemnt | Filler Mes Pack H-360 FET L11 | A | 0190E003 | 2020-03-10 | 2016-04-25 | PHOROSCOFE
0190-041-225 | 510011 | 0190-COF-FNP-L09-FILLER01 | PM03 | 305 | 156W L9 Unwinder PressSwitch Replacemnt | Filler Mes pack H-320 FED L09 | A | 0190E003 | 2021-03-19 | 2016-04-25 | PHILAGANAN
0190-041-224 | 435168 | 0190-COF-FNP-L12-FILLER01-POUCHPRINTER01 | PM03 | 305 | 5W L12 ALLTEC Printer Filter Replacement | MESPACK Filler Pouch Laser Printer | A | 0190E004 | 2020-11-13 | 2016-04-21 | PHONGGE
0190-041-223 | 435168 | 0190-COF-FNP-L11-FILLER01-POUCHPRINTER01 | PM03 | 305 | 5W L11 ALLTEC Printer Filter Replacement | Mespack Filler Pouch Laser Printer | B | 0190E004 | 2018-04-14 | 2016-04-21 | PHOROSCOFE
0190-041-222 | 435168 | 0190-COF-FNP-L09-FILLER01-POUCHPRINTER01 | PM03 | 305 | 5W L9 ALLTEC Printer Filter Replacement | Mespack Filler Pouch Laser Printer | A | 0190E004 | 2021-03-19 | 2016-04-21 | PHILAGANAN
0190-041-221 | 434669 | 0190-COF-FNP-L09-BOXERE01 | PM03 | 305 | 52W 100g Erector Flap Cylinder Replcmnt | Box Erector Machine 100g L09 | B | 0190E004 | 2019-10-12 | 2016-04-05 | PHONGGE
0190-041-220 | 434669 | 0190-COF-FNP-L11-BOXERE01 | PM03 | 305 | 52W 50g Erector Flap Cylinder Replcmnt | Box Erector Machine 50g L11 | B | 0190E004 | 2019-10-12 | 2016-04-05 | PHONGGE
0190-041-219 | 433639 |  | PM03 | 305 | 26W L9 GARVENS PCW Conveyor Replacement |  |  | 0190E003 | 2021-03-19 | 2016-02-29 | PHILAGANAN
0190-041-218 | 432108 | 0190-COF-FNP-AUX-LIFTER01-ZIPPERLIFT01 | PM03 | 301 | 52W L9 Reel Lifter Load Testing | Lift Trolley Lift&Drive Reel Lifter L9 | B | 0190E004 | 2021-06-03 | 2016-01-13 | PHILAGANAN
0190-041-218 | 432108 | 0190-COF-FNP-AUX-LIFTER01-ZIPPERLIFT02 | PM03 | 301 | 52W L11 Reel Lifter Load Testing | Lift Trolley Lift&Drive Reel Lifter L11 | B | 0190E004 | 2021-06-03 | 2016-01-13 | PHILAGANAN
0190-041-218 | 432108 | 0190-COF-FNP-AUX-LIFTER01-ZIPPERLIFT03 | PM03 | 301 | 52W L12 Reel Lifter Load Testing | Lift Trolley Lift&Drive Reel Lifter L12 | B | 0190E004 | 2021-06-03 | 2016-01-13 | PHILAGANAN
0190-041-217 | 432031 | 0190-COF-PRO-FTS-PIPTRA01-DIVERTVLV03 | PM03 | 305 | 13W Valve 25 Coperion O-ring Replacement | Diverter Valve 25 | B | 0190E001 | 2021-01-05 | 2016-01-12 | PHDAVODAMA
0190-041-216 | 432031 | 0190-COF-PRO-FTS-PIPTRA01-DIVERTVLV02 | PM03 | 305 | 13W Valve 24 Coperion O-ring Replacement | Diverter Valve 24 | B | 0190E001 | 2021-01-05 | 2016-01-12 | PHDAVODAMA
0190-041-215 | 432031 | 0190-COF-PRO-FTS-PIPTRA01-DIVERTVLV01 | PM03 | 305 | 13W Valve 40 Coperion O-ring Replacement | Diverter Valve 40 | B | 0190E001 | 2021-01-05 | 2016-01-12 | PHDAVODAMA
0190-041-214 | 430430 | 0190-COF-FNP-L12-ERCTRGLU01 | PM03 | 305 | 52W 100gErector Gluer Nozzle Repalcement | Box Erector Glue Applicator Unit 50g | C | 0190E004 | 2021-03-19 | 2015-11-25 | PHILAGANAN
0190-041-213 | 430430 | 0190-COF-FNP-L09-ERECGLU01 | PM03 | 305 | 52W 100gErector Gluer Nozzle Repalcement | PROBLUE 4 Case Erector Gluer Assembly | B | 0190E003 | 2021-03-19 | 2015-11-25 | PHILAGANAN
0190-041-212 | 430348 | 0190-COF-FNP-L04-XRAY01-CASEREJECT01 | PM03 | 305 | 52W L4 X-ray Reject Conveyor Servicing | X-ray Machine Case Rejector Line 4 | A | 0190E003 | 2021-03-19 | 2015-11-23 | PHILAGANAN
0190-041-211 | 430348 | 0190-COF-FNP-L03-XRAY01-CASEREJECT01 | PM03 | 305 | 52W L3 X-ray Reject Conveyor Servicing | X-ray Machine Case Rejector Line 3 | B | 0190E003 | 2017-12-19 | 2015-11-23 | PHOROSCOFE
0190-041-210 | 430348 | 0190-COF-FNP-L02-XRAY01-CASEREJECT01 | PM03 | 305 | 52W L2 X-ray Reject Conveyor Servicing | X-ray Machine Case Rejector Line 2 | B | 0190E003 |  | 2015-11-23
0190-041-209 | 430348 |  | PM03 | 305 | 52W L1 X-ray Reject Conveyor Servicing |  |  | 0190E003 | 2021-03-19 | 2015-11-23 | PHILAGANAN
0190-041-208 | 429904 | 0190-COF-FNP-L04-WABUCKET02 | PM03 | 305 | 1Y L4 WA Bucket-A TimingBelt Replacement | Wrap Around Bucket A Infeed Conv 15&16 | A | 0190E003 | 2021-03-19 | 2015-11-10 | PHILAGANAN
0190-041-207 | 429904 | 0190-COF-FNP-L04-WABUCKET01 | PM03 | 305 | 1Y L4 WA Bucket-B TimingBelt Replacement | Wrap Around Bucket B Infeed Conv 13&14 | A | 0190E003 | 2021-03-19 | 2015-11-10 | PHILAGANAN
0190-041-206 | 429904 | 0190-COF-FNP-L03-BUCKET02 | PM03 | 305 | 1Y L3 WA Bucket-B TimingBelt Replacement | Wrap Around Bucket B Infeed Conv 11&12 | A | 0190E003 | 2017-12-19 | 2015-11-10 | PHOROSCOFE
0190-041-205 | 429904 | 0190-COF-FNP-L03-BUCKET01 | PM03 | 305 | 1Y L3 WA Bucket-A TimingBelt Replacement | Wrap Around Bucket A Infeed Conv 9&10 | A | 0190E003 | 2017-12-19 | 2015-11-10 | PHOROSCOFE
0190-041-204 | 429904 | 0190-COF-FNP-L02-BUCKET02 | PM03 | 305 | 1Y L2 WA Bucket-A TimingBelt Replacement | Wrap Around Bucket A Infeed Conv 7&8 | A | 0190E003 |  | 2015-11-10
0190-041-203 | 429904 | 0190-COF-FNP-L02-BUCKET01 | PM03 | 305 | 1Y L2 WA Bucket-B TimingBelt Replacement | Wrap Around Bucket B Infeed Conv 5&6 | A | 0190E003 | 2015-11-10 | 2015-11-10 | PHCABIOPE
0190-041-202 | 429635 | 0190-COF-FNP-L04-WRACSR01-MAINDRIVE01 | PM03 | 305 | 78W L4 Caser Main Drive Belt Replacement | Wrap Around Caser Main Drive Line 4 | B | 0190E003 | 2021-03-19 | 2015-11-04 | PHILAGANAN
0190-041-201 | 429635 | 0190-COF-FNP-L03-WRACSR01-MAINDRIVE01 | PM03 | 305 | 78W L3 Caser Main Drive Belt Replacement | Wrap Around Caser Main Drive Line 3 | B | 0190E003 | 2017-12-19 | 2015-11-04 | PHOROSCOFE
0190-041-200 | 429635 | 0190-COF-FNP-L02-WRACSR01-MAINDRIVE01 | PM03 | 305 | 78W L2 Caser Main Drive Belt Replacement | Wrap Around Caser Main Drive Line 2 | B | 0190E003 |  | 2015-11-04
0190-041-199 | 429635 | 0190-COF-FNP-L01-WRACSR01-MAINDRIVE01 | PM03 | 305 | 78W L1 Caser Main Drive Belt Replacement | Wrap Around Caser Main Drive Line 1 | B | 0190E003 | 2021-03-19 | 2015-11-04 | PHILAGANAN
0190-041-198 | 429503 | 0190-COF-FNP-L12-CASPAC01-PICKANDPLACE | PM03 | 305 | 5Y L12 ACP Pick&Place Servo Replce EI/ME | Case Pick and Place Assembly Line 12 | B | 0190E004 | 2021-03-19 | 2015-10-29 | PHILAGANAN
0190-041-197 | 429503 | 0190-COF-FNP-L11-CASPAC01 | PM03 | 305 | 5Y L11 PRODEC Pick&Place Motor Replcmnt | Case Packer Machine 50g L11 | A | 0190E003 | 2020-03-10 | 2015-10-29 | PHOROSCOFE
0190-041-196 | 429503 | 0190-COF-FNP-L09-CASPAC01 | PM03 | 305 | 5Y L9 PRODEC Pick&Place Motor Replcmnt | Case Packer Machine 100g L09 | A | 0190E003 | 2021-03-19 | 2015-10-29 | PHILAGANAN
0190-041-195 | 429503 | 0190-COF-FNP-L12-CASPAC01 | PM03 | 305 | 5Y L12 PRODEC Stacker Motor Replacement | Case Packer Machine 50g L12 | A | 0190E003 | 2021-03-19 | 2015-10-29 | PHILAGANAN
0190-041-194 | 429503 | 0190-COF-FNP-L11-CASPAC01 | PM03 | 305 | 5Y L11 PRODEC Stacker Motor Replacement | Case Packer Machine 50g L11 | A | 0190E004 | 2020-03-10 | 2015-10-29 | PHOROSCOFE
0190-041-193 | 572953 | 0190-COF-FNP-L09-CASPAC01-STACKERASSY01 | PM03 | 305 | 260W L9 PRODEC Stacker Motor Replacement | PRODEC Stacker Assembly L9 | A | 0190E003 | 2021-03-19 | 2015-10-29 | PHILAGANAN
0190-041-192 | 429459 | 0190-COF-FNP-L12-INFCVY01-ACCUMUCVY01 | PM03 | 305 | 3Y L12 BONFIGLIOLI VF44 Replacement | X-ray Inclined Discharge Conv to PRODEC | B | 0190E003 | 2021-03-19 | 2015-10-28 | PHILAGANAN
0190-041-191 | 429459 | 0190-COF-FNP-L11-INFCVY02-ACCUMUCVY01 | PM03 | 305 | 3Y L11 BONFIGLIOLI VF44 Replacement | X-ray Inclined Discharge Conv to PRODEC | B | 0190E003 | 2018-06-28 | 2015-10-28 | PHGONZALNA
0190-041-190 | 429459 | 0190-COF-FNP-L09-INFCVY02-ACCUMUCVY01 | PM03 | 305 | 3Y L9 BONFIGLIOLI VF44 Replacement | X-ray Inclined Discharge Conv to PRODEC | C | 0190E003 | 2021-03-19 | 2015-10-28 | PHILAGANAN
0190-041-189 | 429129 | 0190-COF-FNP-L12-FILLER01-DISCHARGECVY01 | PM03 | 305 | 6M L12 MESPACK Discharge Conveyor Serv'g | Pouch Transfer Discharge Conveyor Line12 | A | 0190E003 | 2021-03-19 | 2015-10-25 | PHILAGANAN
0190-041-188 | 429129 | 0190-COF-FNP-L11-FILLER01-DISCHARGECVY01 | PM03 | 305 | 6M L11 MESPACK Discharge Conveyor Serv'g | Pouch Transfer Discharge Conveyor Line11 | B | 0190E003 | 2018-06-28 | 2015-10-25 | PHGONZALNA
0190-041-187 | 429129 | 0190-COF-FNP-L09-FILLER01-PCHTRANSFER01 | PM03 | 305 | 6M L9 MESPACK Discharge Conveyor Serv'g | Mespack Pouch Transfer Assembly Line 9 | A | 0190E003 | 2021-03-19 | 2015-10-25 | PHILAGANAN
0190-041-186 | 429071 | 0190-COF-FNP-SCW-STWRAP01 | PM03 | 305 | 52W LANTECH Belt Flat Lift Replacement | Coffee Stretch Carton Wrapper No 1 | C | 0190E003 | 2021-03-19 | 2015-10-23 | PHILAGANAN
0190-041-185 | 429069 | 0190-COF-FNP-SCW-STWRAP01 | PM03 | 305 | 52W LANTECH B185 V-Belt Replacement | Coffee Stretch Carton Wrapper No 1 | C | 0190E003 | 2021-03-19 | 2015-10-23 | PHILAGANAN
0190-041-184 | 428227 | 0190-WST-FNP-L12-FILLER01-ZIPLOCKASY01 | PM03 | 305 | 168H L12 MESPACK ZipApplicator Servicing | MESPACK Zip Lock Applicator Assembly L12 | A | 0190E003 | 2017-01-09 | 2015-10-06 | PHOROSCOFE
0190-041-183 | 428227 | 0190-COF-FNP-L11-ZIPLOCK01 | PM03 | 305 | 168H L11 MESPACK ZipApplicator Servicing | Mespack Zipper Applicator AZ-905 Line 11 | B | 0190E003 | 2018-06-28 | 2015-10-06 | PHGONZALNA
0190-041-182 | 428227 | 0190-WST-FNP-L09-FILLER01-ZIPLOCK01 | PM03 | 305 | 168H L9 MESPACK ZipApplicator Servicing | Mespack Zipper Applicator Assembly Line9 | A | 0190E003 | 2017-02-06 | 2015-10-06 | PHOROSCOFE
0190-041-181 | 427746 | 0190-COF-FNP-L12-FILLER01-MBCARRIER01 | PM03 | 305 | 52W L12 Carrier Timing Belt Replacement | MESPACK Mobile Carrier Line 12 | A | 0190E003 | 2021-03-19 | 2015-09-09 | PHILAGANAN
0190-041-180 | 427746 | 0190-COF-FNP-L11-FILLER01-MBCARRIER01 | PM03 | 305 | 52W L11 Carrier Timing Belt Replacement | Mobile Carrier Line 11 | B | 0190E003 | 2018-07-24 | 2015-09-09 | PHGONZALNA
0190-041-179 | 427746 | 0190-COF-FNP-L09-FILLER01-MBCARRIER01 | PM03 | 305 | 52W L9 Carrier Timing Belt Replacement | Mobile Carrier Line 9 | A | 0190E003 | 2021-03-19 | 2015-09-09 | PHILAGANAN
0190-041-178 | 423543 | 0190-COF-FNP-L12-FILLER01-MBCARRIER01 | PM03 | 305 | 6M L12 Main CF Bearing Replacement | MESPACK Mobile Carrier Line 12 | A | 0190E003 | 2021-02-07 | 2015-09-09 | PHOROSCOFE
0190-041-177 | 423543 | 0190-COF-FNP-L11-FILLER01-MBCARRIER01 | PM03 | 305 | 6M L11 Main CF Bearing Replacement | Mobile Carrier Line 11 | B | 0190E003 | 2018-06-28 | 2015-09-09 | PHGONZALNA
0190-041-176 | 423543 | 0190-COF-FNP-L09-FILLER01-MBCARRIER01 | PM03 | 305 | 6M L9 Main CF Bearing Replacement | Mobile Carrier Line 9 | A | 0190E003 | 2021-03-19 | 2015-09-09 | PHILAGANAN
0190-041-175 | 426484 | 0190-COF-FNP-L12-CASPAC01 | PM03 | 305 | 156W L12 PRODEC StackerChain Replacement | Case Packer Machine 50g L12 | A | 0190E003 | 2021-03-19 | 2015-08-13 | PHILAGANAN
0190-041-174 | 426484 | 0190-COF-FNP-L11-CASPAC01 | PM03 | 305 | 3Y L11 PRODEC Stacker Chain Replacement | Case Packer Machine 50g L11 | A | 0190E003 | 2020-03-10 | 2015-08-13 | PHOROSCOFE
0190-041-173 | 426484 | 0190-COF-FNP-L09-CASPAC01 | PM03 | 305 | 3Y L9 PRODEC Stacker Chain Replacement | Case Packer Machine 100g L09 | A | 0190E003 | 2021-03-19 | 2015-08-13 | PHILAGANAN
0190-041-172 | 426450 | 0190-COF-FNP-AIR-AIRCOM09 | PM03 | 305 | 40,000RH Air Compressor 09 Overhauling | Air Compressor No 9 (AC #1) | A | 0190E003 | 2021-01-13 | 2015-08-12 | PHILAGANAN
0190-041-171 | 426450 | 0190-COF-FNP-AIR-AIRCOM11 | PM03 | 305 | 40,000RH Air Compressor 11 Overhauling | Air Compressor No 11 (AC #2) | A | 0190E003 | 2021-01-13 | 2015-08-12 | PHILAGANAN
0190-041-170 | 417544 | 0190-COF-FNP-AUX-ROBPAL02-PALLETCONVY01 | PM03 | 305 | 6M MBU 2 KUKA Roller Conveyor Servicing | Pallet Conveyor Line 09 | A | 0190E004 |  | 2021-11-10
0190-041-170 | 417544 | 0190-COF-FNP-AUX-ROBPAL02-PALLETCONVY02 | PM03 | 305 | 6M MBU 2 KUKA Roller Conveyor Servicing | Pallet Conveyor Line 012 | A | 0190E004 |  | 2021-11-10
0190-041-170 | 417544 | 0190-COF-FNP-AUX-ROBPAL02-PCKUPCONVY02 | PM03 | 305 | 6M KUKA 2 Roller Conveyor Servicing | Pickup Conveyor Line 12 | A | 0190E004 | 2021-11-10 | 2015-07-30 | PHONGGE
0190-041-169 | 426118 | 0190-COF-PRO-FTS-PIPTRA01-DIVERTVLV07 | PM03 | 305 | 3M V28 TransPipe Purging Sys Servicing | Diverter Valve 28 | B | 0190E002 | 2021-01-05 | 2015-07-28 | PHDAVODAMA
0190-041-168 | 426118 | 0190-COF-PRO-FTS-PIPTRA01-DIVERTVLV06 | PM03 | 305 | 3M V27 TransPipe Purging Sys Servicing | Diverter Valve 27 | B | 0190E002 | 2021-01-05 | 2015-07-28 | PHDAVODAMA
0190-041-167 | 425564 | 0190-COF-FNP-L12-CASPAC01 | PM03 | 305 | 26W L12 PRODEC RollerChainGuide Replcmnt | Case Packer Machine 50g L12 | A | 0190E003 | 2021-03-19 | 2015-07-08 | PHILAGANAN
0190-041-166 | 425564 | 0190-COF-FNP-L11-CASPAC01 | PM03 | 305 | 26W L11 PRODEC RollerChainGuide Replcmnt | Case Packer Machine 50g L11 | A | 0190E003 | 2018-06-28 | 2015-07-08 | PHGONZALNA
0190-041-165 | 425564 | 0190-COF-FNP-L09-CASPAC01 | PM03 | 305 | 26W L9 PRODEC RollerChainGuide Replcmnt | Case Packer Machine 100g L09 | A | 0190E003 | 2021-03-19 | 2015-07-08 | PHILAGANAN
0190-041-164 | 424985 | 0190-COF-FNP-L12-BOXCLS01 | PM03 | 305 | 26W L12 Box Closer Belt Replacement | Box Closer Machine 50g L12 | B | 0190E003 | 2021-03-19 | 2015-06-17 | PHILAGANAN
0190-041-163 | 424985 | 0190-COF-FNP-L11-BOXCLS01 | PM03 | 305 | 26W L11 Box Closer Belt Replacement | Box Closer Machine 50g L11 | B | 0190E003 | 2018-08-30 | 2015-06-17 | PHGONZALNA
0190-041-162 | 424985 | 0190-COF-FNP-L09-BOXCLS01 | PM03 | 305 | 26W L9 Box Closer Belt Replacement | Box Closer Machine 100g L09 | B | 0190E003 | 2021-03-19 | 2015-06-17 | PHILAGANAN
0190-041-161 | 424894 | 0190-COF-FNP-L04-WABUCKET01 | PM03 | 305 | 6M L4 WA-B Twin Belt Replacement | Wrap Around Bucket B Infeed Conv 13&14 | A | 0190E003 | 2021-03-19 | 2015-06-16 | PHILAGANAN
0190-041-161 | 424894 | 0190-COF-FNP-L04-WABUCKET02 | PM03 | 305 | 6M L4 WA-A Twin Belt Replacement | Wrap Around Bucket A Infeed Conv 15&16 | A | 0190E003 | 2021-03-19 | 2015-06-16 | PHILAGANAN
0190-041-160 | 424894 | 0190-COF-FNP-L03-BUCKET01 | PM03 | 305 | 6M L3 WA-A Twin Belt Replacement | Wrap Around Bucket A Infeed Conv 9&10 | A | 0190E003 | 2017-12-19 | 2015-06-16 | PHOROSCOFE
0190-041-160 | 424894 | 0190-COF-FNP-L03-BUCKET02 | PM03 | 305 | 6M L3 WA-B Twin Belt Replacement | Wrap Around Bucket B Infeed Conv 11&12 | A | 0190E003 | 2017-12-19 | 2015-06-16 | PHOROSCOFE
0190-041-159 | 424894 | 0190-COF-FNP-L02-BUCKET01 | PM03 | 305 | 6M L2 WA-B Twin Belt Replacement | Wrap Around Bucket B Infeed Conv 5&6 | A | 0190E003 |  | 2015-06-16
0190-041-159 | 424894 | 0190-COF-FNP-L02-BUCKET02 | PM03 | 305 | 6M L2 WA-A Twin Belt Replacement | Wrap Around Bucket A Infeed Conv 7&8 | A | 0190E003 |  | 2015-06-16
0190-041-158 | 424445 | 0190-COF-FNP-L11-BOXERE01 | PM03 | 305 | 52W 50g Erector ScrewFeeder Replacement | Box Erector Machine 50g L11 | B | 0190E003 | 2020-03-10 | 2015-05-31 | PHOROSCOFE
0190-041-157 | 424445 | 0190-COF-FNP-L09-BOXERE01 | PM03 | 305 | 52W 100g Erector ScrewFeeder Replacement | Box Erector Machine 100g L09 | B | 0190E003 | 2021-03-19 | 2015-05-31 | PHILAGANAN
0190-041-156 | 424387 | 0190-COF-FNP-L12-FILLER01 | PM03 | 303 | 3M L12 MESPACK Stirrer RC Lubrication | Filler Mes Pack H-360 FET L12 | A | 0190E003 | 2021-03-19 | 2015-05-28 | PHILAGANAN
0190-041-155 | 424387 | 0190-COF-FNP-L11-FILLER01 | PM03 | 303 | 3M L11 MESPACK Stirrer RC Lubrication | Filler Mes Pack H-360 FET L11 | A | 0190E003 | 2018-06-28 | 2015-05-28 | PHGONZALNA
0190-041-154 | 424387 | 0190-COF-FNP-L09-FILLER01 | PM03 | 303 | 3M L9 MESPACK Stirrer RC Lubrication | Filler Mes pack H-320 FED L09 | A | 0190E003 | 2021-03-19 | 2015-05-28 | PHILAGANAN
0190-041-153 | 423732 | 0190-COF-FNP-L12-BOXERCTR01-AXISTRANSPOR | PM03 | 305 | 2Y 50g Erector Timing Belt Replacement | Box Erector L12 Axis Transport 50g | B | 0190E004 | 2021-03-19 | 2015-04-28 | PHILAGANAN
0190-041-152 | 423732 | 0190-COF-FNP-L09-BOXERE01 | PM03 | 305 | 2Y 100g Erector Timing Belt Replacement | Box Erector Machine 100g L09 | B | 0190E003 | 2021-03-19 | 2015-04-28 | PHILAGANAN
0190-041-151 | 50781 | 0190-COF-FNP-L04-INFCVY02-CTRPNL01 | PM03 | 307 | 1Y L4 WA-B Bucket CtrlPanel Retightening | Wraparound Infeed Con13&14 Control Panel | C | 0190E004 | 2021-06-03 | 2015-04-27 | PHOROSCOFE
0190-041-151 | 50781 | 0190-COF-FNP-L04-INFCVY03-CTRPNL02 | PM03 | 307 | 1Y L4 WA-A Bucket CtrlPanel Retightening | Wraparound Infeed Con15&16 Control Panel | C | 0190E004 | 2021-06-03 | 2015-04-27 | PHOROSCOFE
0190-041-150 | 50781 | 0190-COF-FNP-L03-CTRPNL01 | PM03 | 305 | 1Y L3 WA-A Bucket CtrlPanel Retightening | Wrap Around Infeed Con9&10 Control Panel | C | 0190E004 | 2017-12-19 | 2015-04-27 | PHOROSCOFE
0190-041-150 | 50781 | 0190-COF-FNP-L03-CTRPNL02 | PM03 | 305 | 1Y L3 WA-B Bucket CtrlPanel Retightening | Wraparound Infeed Con11&12 Control Panel | C | 0190E004 | 2017-12-19 | 2015-04-27 | PHOROSCOFE
0190-041-149 | 50781 | 0190-COF-FNP-L02-CTRPNL01 | PM03 | 305 | 1Y L2 WA-B Bucket CtrlPanel Retightening | Control Panel Infeed Conveyor 5&6 | C | 0190E004 | 2015-04-27 | 2015-04-27 | PHCABIOPE
0190-041-149 | 50781 | 0190-COF-FNP-L02-CTRPNL02 | PM03 | 305 | 1Y L2 WA-A Bucket CtrlPanel Retightening | Control Panel Infeed Conveyor 7&8 | C | 0190E004 | 2015-04-27 | 2015-04-27 | PHCABIOPE
0190-041-148 | 423547 | 0190-COF-FNP-L12-FILLER01-FIXEDCARRASSY | PM03 | 305 | 3Y L12 Act.Shaft Bearing Replacement | MESPACK Fixed Carrier L12 | A | 0190E004 | 2021-03-19 | 2015-04-22 | PHILAGANAN
0190-041-147 | 423547 | 0190-COF-FNP-L11-FILLER01-MBCARRIER01 | PM03 | 305 | 3Y L11 Act.Shaft Bearing Replacement | Mobile Carrier Line 11 | B | 0190E003 | 2018-06-28 | 2015-04-22 | PHGONZALNA
0190-041-146 | 423547 | 0190-COF-FNP-L09-FILLER01-MBCARRIER01 | PM03 | 305 | 3Y L9 Act.Shaft Bearing Replacement | Mobile Carrier Line 9 | A | 0190E003 | 2021-03-19 | 2015-04-22 | PHILAGANAN
0190-041-145 | 423542 | 0190-COF-FNP-L12-FILLER01-MBCARRIER01 | PM03 | 305 | 52W L12 Cam-Follower Bearing Replacement | MESPACK Mobile Carrier Line 12 | A | 0190E003 | 2021-03-19 | 2015-04-16 | PHILAGANAN
0190-041-144 | 423542 | 0190-COF-FNP-L11-FILLER01-MBCARRIER01 | PM03 | 305 | 104W L11 Cam-Follower Bearing Replacemnt | Mobile Carrier Line 11 | B | 0190E003 | 2019-08-03 | 2015-04-16 | PHOROSCOFE
0190-041-143 | 423542 | 0190-COF-FNP-L09-FILLER01-MBCARRIER01 | PM03 | 305 | 104W L9 Cam-Follower Bearing Replacemnt | Mobile Carrier Line 9 | A | 0190E003 | 2021-03-19 | 2015-04-16 | PHILAGANAN
0190-041-142 | 423531 | 0190-COF-FNP-L12-FILLER01-MBCARRIER01 | PM03 | 305 | 52W L12 FixedCarrier Bearing Replacemnt | MESPACK Mobile Carrier Line 12 | A | 0190E003 | 2021-03-19 | 2015-04-15 | PHILAGANAN
0190-041-141 | 423531 | 0190-COF-FNP-L11-FILLER01-MBCARRIER01 | PM03 | 305 | 104W L11 FixedCarrier Bearing Replacemnt | Mobile Carrier Line 11 | B | 0190E003 | 2019-08-03 | 2015-04-15 | PHOROSCOFE
0190-041-140 | 423531 | 0190-COF-FNP-L09-FILLER01-MBCARRIER01 | PM03 | 305 | 104W L9 FixedCarrier Bearing Replacement | Mobile Carrier Line 9 | A | 0190E003 | 2021-03-19 | 2015-04-15 | PHILAGANAN
0190-041-139 | 50781 | 0190-COF-FNP-L12-MCCPNL01 | PM03 | 307 | 1Y L12 MCC Ctrl Panel Retightening | Line 12 Motor Control Center Panel 1 | A | 0190E004 | 2021-06-03 | 2015-04-14 | PHOROSCOFE
0190-041-138 | 50781 | 0190-COF-FNP-L11-MCCPNL01 | PM03 | 305 | 1Y L11 MCC Ctrl Panel Retightening | Line 11 Motor Control Center Panel 1 | A | 0190E004 | 2018-07-24 | 2015-04-14 | PHGONZALNA
0190-041-137 | 50781 | 0190-COF-FNP-L09-MCCPNL01 | PM03 | 307 | 1Y L9 MCC Ctrl Panel Retightening | Line 9 Motor Control Center Panel 1 | A | 0190E004 | 2021-06-03 | 2015-04-14 | PHOROSCOFE
0190-041-136 | 50781 | 0190-COF-FNP-L07-MCCPNL01 | PM03 | 305 | 1Y L7 MCC Ctrl Panel Retightening | Line 7 Motor Control Center Panel 1 | A | 0190E004 | 2017-12-19 | 2015-04-14 | PHOROSCOFE
0190-041-135 | 50781 | 0190-COF-FNP-L05-MCCPNL05 | PM03 | 305 | 1Y L5 MCC Ctrl Panel Retightening | Line 5 Motor Control Center Panel 1 | A | 0190E004 | 2021-03-19 | 2015-04-14 | PHILAGANAN
0190-041-134 | 416603 | 0190-WST-FNP-L09-INFCVY01-BRIDGECVY01 | PM03 | 305 | 6M L9 MESPACK Bridge Conveyor Servicing | Bridge Conveyor Line 9 | C | 0190E003 | 2020-01-08 | 2015-04-08 | PHOROSCOFE
0190-041-133 | 416603 | 0190-COF-FNP-L11-INFCVY01-BRIDGECVY01 | PM03 | 305 | 6M L11 MESPACK Bridge Conveyor Servicing | Bridge Conveyor Line 11 | C | 0190E003 | 2018-06-28 | 2015-04-08 | PHGONZALNA
0190-041-132 | 423140 | 0190-COF-FNP-L04-CASEGLU01 | PM03 | 305 | 52W L4 WA Caser Gluer Nozzle Replacement | NORDSON MESA Case Gluer Assembly L4 | B | 0190E004 | 2021-11-16 | 2015-03-26 | PHONGGE
0190-041-132 | 423140 | 0190-COF-FNP-L04-CASEGLU01-BODYGLUER01 | PM03 | 305 | 52W L4 WA Caser Gluer Nozzle Replacement | NORDSON MESA L4 Body Gluer Assembly | B | 0190E004 |  | 2021-11-16
0190-041-132 | 423140 | 0190-COF-FNP-L04-CASEGLU01-MANUALGLUER01 | PM03 | 305 | 52W L4 WA Caser Gluer Nozzle Replacement | L4 WA NORDSON Manual Gluer Assembly | B | 0190E004 |  | 2021-11-16
0190-041-132 | 423140 | 0190-COF-FNP-L04-CASEGLU01-SIDEFRNTGLUER | PM03 | 305 | 52W L4 WA Caser Gluer Nozzle Replacement | L4 WA Side Gluer Assembly Front Side | B | 0190E004 |  | 2021-11-16
0190-041-132 | 423140 | 0190-COF-FNP-L04-CASEGLU01-SIDEREARGLUER | PM03 | 305 | 52W L4 WA Caser Gluer Nozzle Replacement | L4 WA Side Gluer Assembly Rear Side | B | 0190E004 |  | 2021-11-16
0190-041-131 | 423140 | 0190-COF-FNP-L03-WRACSR01 | PM03 | 305 | 52W L3 WA Caser Gluer Nozzle Replacement | Wrap Around Caser Line No 3 Fw 607 W | A | 0190E004 | 2017-12-19 | 2015-03-26 | PHOROSCOFE
0190-041-130 | 423140 | 0190-COF-FNP-L02-WRACSR01 | PM03 | 305 | 52W L2 WA Caser Gluer Nozzle Replacement | Wrap Around Caser Line No 2 Fw 607 W | A | 0190E004 | 2015-11-25 | 2015-03-26 | PHCABIOPE
0190-041-129 | 513993 | 0190-COF-FNP-L01-CASEGLU01-BODYGLUER01 | PM03 | 305 | 52W L1 NORDSON Gluer Nozzle Replacement | NORDSON MESA 4 Body Gluer Assembly | C | 0190E003 | 2021-11-13 | 2015-03-26 | PHONGGE
0190-041-129 | 513993 | 0190-COF-FNP-L01-CASEGLU01-MANUALGLUER01 | PM03 | 305 | 52W L1 NORDSON Gluer Nozzle Replacement | NORDSON Manual Gluer Assembly | C | 0190E003 |  | 2021-11-13
0190-041-129 | 513993 | 0190-COF-FNP-L01-CASEGLU01-SIDEFRNTGLUER | PM03 | 305 | 52W L1 NORDSON Gluer Nozzle Replacement | Side Gluer Assembly Front Side | C | 0190E003 | 2021-11-13 | 2021-11-13 | PHONGGE
0190-041-129 | 513993 | 0190-COF-FNP-L01-CASEGLU01-SIDEREARGLUER | PM03 | 305 | 52W L1 NORDSON Gluer Nozzle Replacement | Side Gluer Assembly Rear Side | C | 0190E003 | 2021-11-13 | 2021-11-13 | PHONGGE
0190-041-128 | 50911 | 0190-COF-FNP-L04-WRACSR01 | PM03 | 305 | 13W EI L4 Wrap Around Caser Servicing | Wrap Around Caser Line No4 Fw 607 W | A | 0190E004 | 2021-11-16 | 2015-03-25 | PHONGGE
0190-041-128 | 50911 | 0190-COF-FNP-L04-WRACSR01-DOWNLOADER01 | PM03 | 305 | 13W EI L4 Wrap Around Caser Servicing | Caser Down Loader Assembly Line 4 | A | 0190E003 |  | 2021-11-16
0190-041-127 | 50911 | 0190-COF-FNP-L03-WRACSR01 | PM03 | 305 | 13W EI L3 Wrap Around Caser Servicing | Wrap Around Caser Line No 3 Fw 607 W | A | 0190E004 | 2017-12-19 | 2015-03-25 | PHOROSCOFE
0190-041-126 | 50911 | 0190-COF-FNP-L02-WRACSR01 | PM03 | 305 | 3M EI L2 Wrap Around Caser Servicing | Wrap Around Caser Line No 2 Fw 607 W | A | 0190E004 | 2015-03-25 | 2015-03-25 | PHCABIOPE
0190-041-125 | 50911 | 0190-COF-FNP-L01-WRACSR01 | PM03 | 305 | 13W EI L1 Wrap Around Caser Servicing | Wrap Around Caser Line No 1 | A | 0190E004 | 2021-04-03 | 2015-03-25 | PHONGGE
0190-041-124 | 415809 | 0190-COF-FNP-AUX-MICROCALIBRATOR03 | PM03 | 301 | 1Y Microcalibrator Calibration SN1409230 | Coffee FP Micro Calibrator SN 1409230 | B | 0190E004 | 2020-11-11 | 2015-03-17 | PHOROSCOFE
0190-041-123 | 415809 | 0190-COF-FNP-AUX-MICROCALIBRATOR02 | PM03 | 301 | 1Y Microcalibrator Calibration SN1304289 | Coffee FP Micro Calibrator SN 1304289 | B | 0190E004 | 2020-11-11 | 2015-03-17 | PHOROSCOFE
0190-041-122 | 422698 | 0190-COF-FNP-L11-TILTST01 | PM03 | 305 | 5Y L11 TTS Sifter Screen Replacement | Tilting Station Ts No 11 | B | 0190E003 | 2020-03-10 | 2015-03-11 | PHOROSCOFE
0190-041-121 | 422698 | 0190-COF-FNP-L09-TILTST01 | PM03 | 305 | 5Y L9 TTS Sifter Screen Replacement | Tilting Station Ts No 9 | A | 0190E003 | 2021-03-19 | 2015-03-11 | PHILAGANAN
0190-041-120 | 422698 | 0190-COF-FNP-L07-TILTST01 | PM03 | 305 | 5Y L7 TTS Sifter Screen Replacement | Tilting Station Ts No 7 | B | 0190E003 | 2017-12-19 | 2015-03-11 | PHOROSCOFE
0190-041-118 | 422698 | 0190-COF-FNP-L04-TILTST01 | PM03 | 305 | 5Y L4 TTS Sifter Screen Replacement | Tilting Station Ts No 4 | B | 0190E003 | 2021-03-19 | 2015-03-11 | PHILAGANAN
0190-041-117 | 422698 | 0190-COF-FNP-L03-TILTST01 | PM03 | 305 | 5Y L3 TTS Sifter Screen Replacement | Tilting Station Ts No 3 | B | 0190E003 | 2017-12-19 | 2015-03-11 | PHOROSCOFE
0190-041-116 | 422698 | 0190-COF-FNP-L02-TILTST01 | PM03 | 305 | 5Y L2 TTS Sifter Screen Replacement | Tilting Station Ts No 2 | B | 0190E003 | 2017-12-19 | 2015-03-11 | PHOROSCOFE
0190-041-115 | 422698 | 0190-COF-FNP-L01-TIPSTN01-SIFTER CVY 01 | PM03 | 305 | 5Y L1 TTS Sifter Screen Replacement | Tip Station Vibra Sifter Conveyor Line 1 | B | 0190E003 | 2021-03-19 | 2015-03-11 | PHILAGANAN
0190-041-114 | 422698 | 0190-COF-FNP-L12-AILSYS01 | PM03 | 305 | 5Y L12 AIL Sifter Screen Replacement | AIL System Line-12 | A | 0190E003 | 2021-03-19 | 2015-03-11 | PHILAGANAN
0190-041-113 | 422698 | 0190-COF-FNP-L11-AILSYS01 | PM03 | 305 | 5Y L11 AIL Sifter Screen Replacement | AIL System Line-11 | C | 0190E003 | 2020-03-10 | 2015-03-11 | PHOROSCOFE
0190-041-112 | 422698 | 0190-COF-FNP-L09-AILSYS01 | PM03 | 305 | 5Y L9 AIL Sifter Screen Replacement | AIL System Line-9 | A | 0190E003 | 2021-03-19 | 2015-03-11 | PHILAGANAN
0190-041-111 | 422698 | 0190-COF-FNP-L07-AILSYS01 | PM03 | 305 | 5Y L7 AIL Sifter Screen Replacement | AIL System Line-7 | C | 0190E003 | 2017-12-19 | 2015-03-11 | PHOROSCOFE
0190-041-109 | 422698 | 0190-COF-FNP-L04-AILSYS01-VIBRAFEEDER01 | PM03 | 305 | 5Y L4 AIL Sifter Screen Replacement | AIL Vibra Sifter Line 4 | A | 0190E003 | 2021-11-10 | 2015-03-11 | PHONGGE
0190-041-108 | 422698 | 0190-COF-FNP-L03-AILSYS01 | PM03 | 305 | 5Y L3 AIL Sifter Screen Replacement | AIL System Line-3 | C | 0190E003 | 2017-12-19 | 2015-03-11 | PHOROSCOFE
0190-041-107 | 422698 | 0190-COF-FNP-L02-AILSYS01 | PM03 | 305 | 5Y L2 AIL Sifter Screen Replacement | AIL System Line-2 | C | 0190E003 | 2017-12-19 | 2015-03-11 | PHOROSCOFE
0190-041-106 | 422698 | 0190-COF-FNP-L01-AILSYS01-VIBRAFEEDER01 | PM03 | 305 | 5Y L1 AIL Sifter Screen Replacement | AIL Vibra Sifter Line 1 | A | 0190E003 | 2021-11-10 | 2015-03-11 | PHONGGE
0190-041-105 | 422207 | 0190-COF-FNP-L12-FILLER01-DOSSINGASSY01 | PM03 | 305 | 156W L12 MESPACK AugerBearing Replcmnt | MESPACK Dossing Assembly 01 L12 | A | 0190E004 | 2021-05-20 | 2021-03-17 | PHOROSCOFE
0190-041-105 | 422207 | 0190-COF-FNP-L12-FILLER01-DOSSINGASSY02 | PM03 | 305 | 156W L12 MESPACK AugerBearing Replcmnt | MESPACK Dossing Assembly 02 L12 | A | 0190E004 | 2021-05-20 | 2021-03-17 | PHOROSCOFE
0190-041-105 | 422207 | 0190-COF-FNP-L12-FILLER01-DOSSINGASSY03 | PM03 | 305 | 156W L12 MESPACK AugerBearing Replcmnt | MESPACK Dossing Assembly 03 L12 | A | 0190E004 | 2021-05-20 | 2021-03-17 | PHOROSCOFE
0190-041-104 | 422207 | 0190-COF-FNP-L11-FILLER01-DOSINGFNL01 | PM03 | 305 | 156W L11F1 MESPACK AugerBearing Replcmnt | Dosing Head No. 1 | B | 0190E003 | 2018-06-28 | 2015-02-20 | PHGONZALNA
0190-041-104 | 422207 | 0190-COF-FNP-L11-FILLER01-DOSINGFNL02 | PM03 | 305 | 156W L11F2 MESPACK AugerBearing Replcmnt | Dosing Head No. 2 | B | 0190E003 | 2018-06-28 | 2015-02-20 | PHGONZALNA
0190-041-104 | 422207 | 0190-COF-FNP-L11-FILLER01-DOSINGFNL03 | PM03 | 305 | 156W L11F3 MESPACK AugerBearing Replcmnt | Dosing Head No. 3 | B | 0190E003 | 2018-06-28 | 2015-02-20 | PHGONZALNA
0190-041-103 | 422207 | 0190-COF-FNP-L09-FILLER01-DOSINGFNL01 | PM03 | 305 | 156W L9F1 MESPACK AugerBearing Replcmnt | Dosing Head No. 1 | A | 0190E003 | 2021-03-19 | 2015-02-20 | PHILAGANAN
0190-041-103 | 422207 | 0190-COF-FNP-L09-FILLER01-DOSINGFNL02 | PM03 | 305 | 156W L9F2 MESPACK AugerBearing Replcmnt | Dosing Head No. 2 | A | 0190E003 | 2021-03-19 | 2015-02-20 | PHILAGANAN
0190-041-102 | 50781 | 0190-COF-FNP-AUX-ROBPAL02 | PM03 | 305 | 1Y KUKA 2 Ctrl Panel Retightening | Robot Palletizer Doypack Line | A | 0190E004 | 2021-03-19 | 2015-02-16 | PHILAGANAN
0190-041-101 | 50781 | 0190-COF-FNP-AUX-ROBPAL01 | PM03 | 305 | 1Y KUKA 1 Ctrl Panel Retightening | Robot Palletizer 25g Line 1 to 4 | A | 0190E004 | 2019-07-05 | 2015-02-16 | PHONGGE
0190-041-100 | 50781 | 0190-COF-FNP-L04-MCCPNL01 | PM03 | 305 | 1Y L4 MCC Ctrl Panel Retightening | Line 4 Motor Control Center Panel 1 | A | 0190E004 | 2021-03-19 | 2015-02-16 | PHILAGANAN
0190-041-099 | 50781 | 0190-COF-FNP-L03-MCCPNL01 | PM03 | 305 | 1Y L3 MCC Ctrl Panel Retightening | Line 3 Motor Control Center Panel 1 | A | 0190E004 | 2017-12-19 | 2015-02-16 | PHOROSCOFE
0190-041-098 | 50781 | 0190-COF-FNP-L02-MCCPNL01 | PM03 | 305 | 1Y L2 MCC Ctrl Panel Retightening | Line 2 Motor Control Center Panel 1 | A | 0190E004 | 2015-11-27 | 2015-02-04 | PHCABIOPE
0190-041-097 | 50781 | 0190-COF-FNP-L01-MCCPNL01 | PM03 | 307 | 1Y L1 MCC Ctrl Panel Retightening | Line 1 Motor Control Center Panel 1 | A | 0190E004 | 2021-06-03 | 2015-02-04 | PHOROSCOFE
0190-041-096 | 421278 | 0190-COF-FNP-L07-BANCVY01 | PM03 | 303 | 26W L7 Pouch Conveyor1 Gearbox ChangeOil | Band Conveyor Line No 7 | C | 0190E003 | 2017-12-19 | 2015-01-29 | PHOROSCOFE
0190-041-096 | 421278 | 0190-COF-FNP-L07-BANCVY01 | PM03 | 303 | 26W L7 Pouch Conveyor2 Gearbox ChangeOil | Band Conveyor Line No 7 | C | 0190E003 | 2017-12-19 | 2015-01-29 | PHOROSCOFE
0190-041-096 | 421278 | 0190-COF-FNP-L07-PACCVY01 | PM03 | 303 | 26W L7 Case Conveyor Gearbox ChangeOil | Packing Belt Conveyor Line No 7 | C | 0190E003 | 2017-12-19 | 2015-01-29 | PHOROSCOFE
0190-041-095 | 421338 | 0190-COF-FNP-AUX-ROBPAL01 | PM03 | 305 | 3M KUKA 1 Conveyor UPS Servicing | Robot Palletizer 25g Line 1 to 4 | A | 0190E004 | 2017-12-19 | 2015-01-22 | PHOROSCOFE
0190-041-095 | 421338 | 0190-COF-FNP-AUX-ROBPAL02 | PM03 | 305 | 3M KUKA 2 Conveyor UPS Servicing | Robot Palletizer Doypack Line | A | 0190E004 | 2017-12-19 | 2015-01-22 | PHOROSCOFE
0190-041-095 | 421338 | 0190-COF-FNP-L01-AILSYS01 | PM03 | 305 | 3M L1 AIL UPS Servicing | AIL System Line-1 | A | 0190E004 | 2017-12-19 | 2015-01-22 | PHOROSCOFE
0190-041-095 | 421338 | 0190-COF-FNP-L01-XRAY01 | PM03 | 305 | 3M L1 X-ray Machine UPS Servicing | X-Ray Machine Line-01 | A | 0190E004 | 2017-12-19 | 2015-01-22 | PHOROSCOFE
0190-041-095 | 421338 | 0190-COF-FNP-L02-AILSYS01 | PM03 | 305 | 3M L2 AIL UPS Servicing | AIL System Line-2 | C | 0190E004 | 2017-12-19 | 2015-01-22 | PHOROSCOFE
0190-041-095 | 421338 | 0190-COF-FNP-L02-XRAY01 | PM03 | 305 | 3M L2 X-ray Machine UPS Servicing | X-Ray Machine Line-02 | A | 0190E004 | 2017-12-19 | 2015-01-22 | PHOROSCOFE
0190-041-095 | 421338 | 0190-COF-FNP-L03-AILSYS01 | PM03 | 305 | 3M L3 AIL UPS Servicing | AIL System Line-3 | C | 0190E004 | 2017-12-19 | 2015-01-22 | PHOROSCOFE
0190-041-095 | 421338 | 0190-COF-FNP-L04-AILSYS01 | PM03 | 305 | 3M L4 AIL UPS Servicing | AIL System Line-4 | A | 0190E004 | 2017-12-19 | 2015-01-22 | PHOROSCOFE
0190-041-095 | 421338 | 0190-COF-FNP-L04-XRAY01 | PM03 | 305 | 3M L4 X-ray Machine UPS Servicing | X-Ray Machine Line-04 | A | 0190E004 | 2017-12-19 | 2015-01-22 | PHOROSCOFE
0190-041-095 | 421338 | 0190-COF-FNP-L07-AILSYS01 | PM03 | 305 | 3M L7 AIL UPS Servicing | AIL System Line-7 | C | 0190E004 | 2017-12-19 | 2015-01-22 | PHOROSCOFE
0190-041-095 | 421338 | 0190-COF-FNP-L07-XRAY01 | PM03 | 305 | 3M L7 X-ray Machine UPS Servicing | X-Ray Machine Line-07 | A | 0190E004 | 2017-12-19 | 2015-01-22 | PHOROSCOFE
0190-041-095 | 421338 | 0190-COF-FNP-L09-AILSYS01 | PM03 | 305 | 3M L9 AIL UPS Servicing | AIL System Line-9 | A | 0190E004 | 2017-12-19 | 2015-01-22 | PHOROSCOFE
0190-041-095 | 421338 | 0190-COF-FNP-L09-BOXCLS01 | PM03 | 305 | 3M L9 Box Closer UPS Servicing | Box Closer Machine 100g L09 | B | 0190E004 | 2017-12-19 | 2015-01-22 | PHOROSCOFE
0190-041-095 | 421338 | 0190-COF-FNP-L09-BOXERE01 | PM03 | 305 | 3M 100g Box Erector UPS Servicing | Box Erector Machine 100g L09 | B | 0190E004 | 2017-12-19 | 2015-01-22 | PHOROSCOFE
0190-041-095 | 421338 | 0190-COF-FNP-L09-CASPAC01 | PM03 | 305 | 3M L9 Case Packer UPS Servicing | Case Packer Machine 100g L09 | A | 0190E004 | 2017-12-19 | 2015-01-22 | PHOROSCOFE
0190-041-095 | 421338 | 0190-COF-FNP-L09-FILLER01 | PM03 | 305 | 3M L9 Mespack Filler UPS Servicing | Filler Mes pack H-320 FED L09 | A | 0190E004 | 2017-12-19 | 2015-01-22 | PHOROSCOFE
0190-041-095 | 421338 | 0190-COF-FNP-L11-AILSYS01 | PM03 | 305 | 3M L11 AIL UPS Servicing | AIL System Line-11 | C | 0190E004 | 2017-12-19 | 2015-01-22 | PHOROSCOFE
0190-041-095 | 421338 | 0190-COF-FNP-L11-BOXCLS01 | PM03 | 305 | 3M L11 Box Closer UPS Servicing | Box Closer Machine 50g L11 | B | 0190E004 | 2017-12-19 | 2015-01-22 | PHOROSCOFE
0190-041-095 | 421338 | 0190-COF-FNP-L11-BOXERE01 | PM03 | 305 | 3M 50g Box Erector UPS Servicing | Box Erector Machine 50g L11 | B | 0190E004 | 2017-12-19 | 2015-01-22 | PHOROSCOFE
0190-041-095 | 421338 | 0190-COF-FNP-L11-CASPAC01 | PM03 | 305 | 3M L11 Case Packer UPS Servicing | Case Packer Machine 50g L11 | A | 0190E004 | 2017-12-19 | 2015-01-22 | PHOROSCOFE
0190-041-095 | 421338 | 0190-COF-FNP-L11-FILLER01 | PM03 | 305 | 3M L11 Mespack Filler UPS Servicing | Filler Mes Pack H-360 FET L11 | A | 0190E004 | 2017-12-19 | 2015-01-22 | PHOROSCOFE
0190-041-095 | 421338 | 0190-COF-FNP-L12-AILSYS01 | PM03 | 305 | 3M L12 AIL UPS Servicing | AIL System Line-12 | A | 0190E004 | 2017-12-19 | 2015-01-22 | PHOROSCOFE
0190-041-095 | 421338 | 0190-COF-FNP-L12-BOXCLS01 | PM03 | 305 | 3M L12 Box Closer UPS Servicing | Box Closer Machine 50g L12 | B | 0190E004 | 2017-12-19 | 2015-01-22 | PHOROSCOFE
0190-041-095 | 421338 | 0190-COF-FNP-L12-CASPAC01 | PM03 | 305 | 3M L12 Case Packer UPS Servicing | Case Packer Machine 50g L12 | A | 0190E004 | 2017-12-19 | 2015-01-22 | PHOROSCOFE
0190-041-095 | 421338 | 0190-COF-FNP-L12-FILLER01 | PM03 | 305 | 3M L12 Mespack Filler UPS Servicing | Filler Mes Pack H-360 FET L12 | A | 0190E004 | 2017-12-19 | 2015-01-22 | PHOROSCOFE
0190-041-094 | 43195 | 0190-COF-FNP-L14-MTLDTR01 | PM03 | 301 | 6M L14 Validation of Metal Detector | Coffee L14 Metal Detector | B | 0190E004 | 2016-06-21 | 2015-01-21 | PHCABIOPE
0190-041-093 | 421278 | 0190-COF-FNP-L01-SLACVY01 | PM03 | 303 | 26W L1F1 Hayama Conv Gearbox ChangeOil | Slat Chain Conveyor No 1 L1 | C | 0190E003 | 2021-03-19 | 2015-01-19 | PHILAGANAN
0190-041-093 | 421278 | 0190-COF-FNP-L01-SLACVY02 | PM03 | 303 | 26W L1F2 Hayama Conv Gearbox ChangeOil | Slat Chain Conveyor No 2 L1 | C | 0190E003 | 2021-03-19 | 2015-01-19 | PHILAGANAN
0190-041-093 | 421278 | 0190-COF-FNP-L01-SLACVY03 | PM03 | 303 | 26W L1F3 Hayama Conv Gearbox ChangeOil | Slat Chain Conveyor No 3 L1 | C | 0190E003 | 2021-03-19 | 2015-01-19 | PHILAGANAN
0190-041-093 | 421278 | 0190-COF-FNP-L01-SLACVY03 | PM03 | 303 | 26W L1F4 Hayama Conv Gearbox ChangeOil | Slat Chain Conveyor No 3 L1 | C | 0190E003 | 2021-03-19 | 2015-01-19 | PHILAGANAN
0190-041-092 | 421278 | 0190-COF-FNP-L02-SLACVY01 | PM03 | 303 | 26W L2F5 Hayama Conv Gearbox Change Oil | Slat Chain Conveyor No 5 L2 | C | 0190E003 | 2016-04-27 | 2015-01-19 | PHCABIOPE
0190-041-092 | 421278 | 0190-COF-FNP-L02-SLACVY02 | PM03 | 303 | 26W L2F6 Hayama Conv Gearbox Change Oil | Slat Chain Conveyor No 6 L2 | C | 0190E003 | 2016-04-27 | 2015-01-19 | PHCABIOPE
0190-041-091 | 421278 | 0190-COF-FNP-L02-SLACVY03 | PM03 | 303 | 26W L2F7 Hayama Conv Gearbox Change Oil | Slat Chain Conveyor No 7 L2 | C | 0190E003 | 2016-04-27 | 2015-01-19 | PHCABIOPE
0190-041-091 | 421278 | 0190-COF-FNP-L02-SLACVY04 | PM03 | 303 | 26W L2F8 Hayama Conv Gearbox Change Oil | Slat Chain Conveyor No 8 L2 | C | 0190E003 | 2016-04-27 | 2015-01-19 | PHCABIOPE
0190-041-090 | 421278 | 0190-COF-FNP-L03-SLACVY03 | PM03 | 303 | 26W L3F11 Hayama Conv Gearbox Change Oil | Slat Chain Conveyor No 11 L3 | C | 0190E003 | 2017-12-19 | 2015-01-19 | PHOROSCOFE
0190-041-090 | 421278 | 0190-COF-FNP-L03-SLACVY04 | PM03 | 303 | 26W L3F12 Hayama Conv Gearbox Change Oil | Slat Chain Conveyor No 12 L3 | C | 0190E003 | 2017-12-19 | 2015-01-19 | PHOROSCOFE
0190-041-089 | 421278 | 0190-COF-FNP-L03-SLACVY01 | PM03 | 303 | 26W L3F9 Hayama Conv Gearbox Change Oil | Slat Chain Conveyor No 9 L3 | C | 0190E003 | 2017-12-19 | 2015-01-19 | PHOROSCOFE
0190-041-089 | 421278 | 0190-COF-FNP-L03-SLACVY02 | PM03 | 303 | 26W L3F10 Hayama Conv Gearbox Change Oil | Slat Chain Conveyor No 10 L3 | C | 0190E003 | 2017-12-19 | 2015-01-19 | PHOROSCOFE
0190-041-088 | 421278 | 0190-COF-FNP-L04-SLACVY01 | PM03 | 303 | 26W L4F13 Hayama Conv Gearbox Change Oil | Slat Chain Conveyor No 13 L4 | C | 0190E003 | 2020-10-02 | 2015-01-19 | PHONGGE
0190-041-088 | 421278 | 0190-COF-FNP-L04-SLACVY02 | PM03 | 303 | 26W L4F14 Hayama Conv Gearbox Change Oil | Slat Chain Conveyor No 14 L4 | C | 0190E003 | 2020-10-02 | 2015-01-19 | PHONGGE
0190-041-087 | 421278 | 0190-COF-FNP-L04-SLACVY03 | PM03 | 303 | 26W L4F15 Hayama Conv Gearbox Change Oil | Slat Chain Conveyor No 15 L4 | C | 0190E003 | 2020-10-02 | 2015-01-19 | PHONGGE
0190-041-087 | 421278 | 0190-COF-FNP-L04-SLACVY04 | PM03 | 303 | 26W L4F16 Hayama Conv Gearbox Change Oil | Slat Chain Conveyor No 16 L4 | C | 0190E003 | 2020-10-02 | 2015-01-19 | PHONGGE
0190-041-086 | 421276 | 0190-COF-FNP-L03-BUCKET02 | PM03 | 303 | 26W L3 Wrap Around Bucket B Change Oil | Wrap Around Bucket B Infeed Conv 11&12 | A | 0190E003 | 2017-12-19 | 2015-01-19 | PHOROSCOFE
0190-041-085 | 421276 | 0190-COF-FNP-L03-BUCKET01 | PM03 | 303 | 26W L3 Wrap Around Bucket A Change Oil | Wrap Around Bucket A Infeed Conv 9&10 | A | 0190E003 | 2017-12-19 | 2015-01-19 | PHOROSCOFE
0190-041-084 | 421276 | 0190-COF-FNP-L04-WABUCKET01 | PM03 | 303 | 26W L4 Wrap Around Bucket B Change Oil | Wrap Around Bucket B Infeed Conv 13&14 | A | 0190E003 | 2021-03-19 | 2015-01-19 | PHILAGANAN
0190-041-083 | 421276 | 0190-COF-FNP-L04-WABUCKET02 | PM03 | 303 | 26W L4 Wrap Around Bucket A Change Oil | Wrap Around Bucket A Infeed Conv 15&16 | A | 0190E003 | 2021-03-19 | 2015-01-19 | PHILAGANAN
0190-041-082 | 50781 | 0190-COF-FNP-CMN-AHU05 | PM03 | 307 | 52W AHU TTS CTRL Panel Retightening | AHU Coffee Totebin Room | A | 0190E004 | 2021-06-03 | 2015-01-09 | PHOROSCOFE
0190-041-081 | 50781 | 0190-COF-FNP-CMN-AHU04 | PM03 | 307 | 52W AHU FillingRM CTRLPanel Retightenin | AHU Coffee Filling Rm 1&2 Grnd Floor | A | 0190E004 | 2021-06-03 | 2015-01-09 | PHOROSCOFE
0190-041-080 | 50781 | 0190-COF-FNP-CMN-AHU03 | PM03 | 307 | 52W AHU AIL CTRL Panel Retightening | AHU Coffee AIL/Tilting Station | A | 0190E004 | 2021-06-03 | 2015-01-09 | PHOROSCOFE
0190-041-079 | 420792 | 0190-COF-FNP-L12-CASPAC01 | PM03 | 305 | 5Y L12 PRODEC Servo Motor Replacement | Case Packer Machine 50g L12 | A | 0190E003 | 2019-10-12 | 2014-12-30 | PHONGGE
0190-041-078 | 420792 | 0190-COF-FNP-L11-CASPAC01 | PM03 | 305 | 5Y L11 PRODEC Servo Motor Replacement | Case Packer Machine 50g L11 | A | 0190E003 | 2019-10-12 | 2014-12-30 | PHONGGE
0190-041-077 | 420792 | 0190-COF-FNP-L09-CASPAC01 | PM03 | 305 | 5Y L9 PRODEC Servo Motor Replacement | Case Packer Machine 100g L09 | A | 0190E003 | 2019-10-12 | 2014-12-30 | PHONGGE
0190-041-076 | 420486 | 0190-COF-FNP-L01-FILLER01 | PM03 | 305 | 3Y L1F1 HorizCutter Cylinder Replacemnt | Filler No 1 L1 | A | 0190E003 | 2015-12-09 | 2015-08-25 | PHCABIOPE
0190-041-076 | 420486 | 0190-COF-FNP-L01-FILLER02 | PM03 | 305 | 3Y L1F2 HorizCutter Cylinder Replacemnt | Filler No 2 L1 | A | 0190E003 | 2015-12-09 | 2015-08-25 | PHCABIOPE
0190-041-076 | 420486 | 0190-COF-FNP-L01-FILLER03 | PM03 | 305 | 3Y L1F3 HorizCutter Cylinder Replacemnt | Filler No 3 L1 | A | 0190E003 | 2015-12-09 | 2015-08-25 | PHCABIOPE
0190-041-076 | 420486 | 0190-COF-FNP-L01-FILLER04 | PM03 | 305 | 3Y L1F4 HorizCutter Cylinder Replacemnt | Filler No 4 L1 | A | 0190E003 | 2015-12-09 | 2015-08-25 | PHCABIOPE
0190-041-072 | 420486 | 0190-COF-FNP-L07-FILLER02 | PM03 | 305 | 3Y L7F19 HorizCutter Cylinder Replacemnt | Filler No 19 L7 Fuji Fw 7t | B | 0190E003 | 2015-12-09 | 2014-12-19 | PHCABIOPE
0190-041-072 | 420486 | 0190-COF-FNP-L07-FILLER03 | PM03 | 305 | 3Y L7F20 HorizCutter Cylinder Replacemnt | Filler No 20 L7 Fuji Fw 7t | B | 0190E003 | 2015-12-09 | 2014-12-19 | PHCABIOPE
0190-041-072 | 420486 | 0190-COF-FNP-L07-FILLER05 | PM03 | 305 | 3Y L7F21 HorizCutter Cylinder Replacemnt | Filler No 21 L7 Fuji Fw 7t | B | 0190E003 | 2015-12-09 | 2014-12-19 | PHCABIOPE
0190-041-072 | 420486 | 0190-COF-FNP-L07-FILLER06 | PM03 | 305 | 3Y L7F22 HorizCutter Cylinder Replacemnt | Filler No 22 L7 Fuji Fw 7t | B | 0190E003 | 2015-12-09 | 2014-12-19 | PHCABIOPE
0190-041-071 | 420418 | 0190-COF-FNP-L01-FILLER01 | PM03 | 305 | 3Y L1F1 Vert Sealer Cylinder Replacemnt | Filler No 1 L1 | A | 0190E003 | 2021-03-03 | 2015-08-25 | PHJANAOLO
0190-041-071 | 420418 | 0190-COF-FNP-L01-FILLER02 | PM03 | 305 | 3Y L1F2 Vert Sealer Cylinder Replacemnt | Filler No 2 L1 | A | 0190E003 | 2021-03-03 | 2015-08-25 | PHJANAOLO
0190-041-071 | 420418 | 0190-COF-FNP-L01-FILLER03 | PM03 | 305 | 3Y L1F3 Vert Sealer Cylinder Replacemnt | Filler No 3 L1 | A | 0190E003 | 2021-03-03 | 2015-08-25 | PHJANAOLO
0190-041-071 | 420418 | 0190-COF-FNP-L01-FILLER04 | PM03 | 305 | 3Y L1F4 Vert Sealer Cylinder Replacemnt | Filler No 4 L1 | A | 0190E003 | 2021-03-03 | 2015-08-25 | PHJANAOLO
0190-041-067 | 420418 | 0190-COF-FNP-L07-FILLER02 | PM03 | 305 | 3Y L7F19 Vert Sealer Cylinder Replacemnt | Filler No 19 L7 Fuji Fw 7t | B | 0190E003 | 2015-12-09 | 2014-12-19 | PHCABIOPE
0190-041-067 | 420418 | 0190-COF-FNP-L07-FILLER03 | PM03 | 305 | 3Y L7F20 Vert Sealer Cylinder Replacemnt | Filler No 20 L7 Fuji Fw 7t | B | 0190E003 | 2015-12-09 | 2014-12-19 | PHCABIOPE
0190-041-067 | 420418 | 0190-COF-FNP-L07-FILLER05 | PM03 | 305 | 3Y L7F21 Vert Sealer Cylinder Replacemnt | Filler No 21 L7 Fuji Fw 7t | B | 0190E003 | 2015-12-09 | 2014-12-19 | PHCABIOPE
0190-041-067 | 420418 | 0190-COF-FNP-L07-FILLER06 | PM03 | 305 | 3Y L7F22 Vert Sealer Cylinder Replacemnt | Filler No 22 L7 Fuji Fw 7t | B | 0190E003 | 2015-12-09 | 2014-12-19 | PHCABIOPE
0190-041-066 | 410981 | 0190-COF-FNP-AUX-COMMON01 | PM03 | 301 | 1Y AHU TG Cal (CONTROL#312) | Coffee Filling Packing Common | C | 0190E003 | 2020-04-22 | 2014-12-08 | PHOROSCOFE
0190-041-066 | 410981 | 0190-COF-FNP-AUX-COMMON01 | PM03 | 301 | 1Y AHU Store Stock TG Cal (3A14-TG-029) | Coffee Filling Packing Common | C | 0190E003 | 2020-04-22 | 2014-12-08 | PHOROSCOFE
0190-041-066 | 410981 | 0190-COF-FNP-AUX-COMMON01 | PM03 | 301 | 1Y AHU Store Stock TG Cal (3A14-TG-030) | Coffee Filling Packing Common | C | 0190E003 | 2020-04-22 | 2014-12-08 | PHOROSCOFE
0190-041-065 | 410981 | 0190-COF-FNP-CMN-AHU03-3A14TT197 | PM03 | 301 | 1Y AHU AIL/TTS TT Cal (3A14-CONTROL#197) | AHU Coffee AIL/TTS Temp Transmitter 2 | C | 0190E013 | 2020-08-19 | 2014-12-08 | PHOROSCOFE
0190-041-065 | 410981 | 0190-COF-FNP-CMN-AHU03-4A18TG189 | PM03 | 301 | 1Y AHU AIL/TTS TG Cal (4A18-CONTROL#189) | AHU Coffee AIL/TTS Temperature Gauge | C | 0190E013 | 2020-08-19 | 2014-12-08 | PHOROSCOFE
0190-041-065 | 410981 | 0190-COF-FNP-CMN-AHU03-4A18TG191 | PM03 | 301 | 1Y AHU AIL/TTS TG Cal (4A18-CONTROL#191) | AHU Coffee AIL/TTS Temperature Gauge 2 | C | 0190E013 | 2020-08-19 | 2014-12-08 | PHOROSCOFE
0190-041-065 | 410981 | 0190-COF-FNP-CMN-AHU03-4A18TG193 | PM03 | 301 | 1Y AHU AIL/TTS TG Cal (4A18-CONTROL#193) | AHU Coffee AIL/TTS Temperature Gauge 3 | C | 0190E013 | 2020-08-19 | 2014-12-08 | PHOROSCOFE
0190-041-065 | 410981 | 0190-COF-FNP-CMN-AHU03-4A18TT195 | PM03 | 301 | 1Y AHU AIL/TTS TT Cal (4A18-CONTROL#195) | AHU Coffee AIL/TTS Temp Transmitter | C | 0190E013 | 2020-08-19 | 2014-12-08 | PHOROSCOFE
0190-041-064 | 419973 | 0190-COF-FNP-L12-CASPAC01 | PM03 | 305 | 3Y L12 PRODEC Stacker Sensor Replacement | Case Packer Machine 50g L12 | A | 0190E004 | 2021-03-19 | 2014-12-04 | PHILAGANAN
0190-041-063 | 419973 | 0190-COF-FNP-L11-CASPAC01 | PM03 | 305 | 3Y L11 PRODEC Stacker Sensor Replacement | Case Packer Machine 50g L11 | A | 0190E004 | 2018-08-30 | 2014-12-04 | PHGONZALNA
0190-041-062 | 419973 | 0190-COF-FNP-L09-CASPAC01 | PM03 | 305 | 3Y L9 PRODEC Stacker Sensor Replacement | Case Packer Machine 100g L09 | A | 0190E004 | 2021-03-19 | 2014-12-04 | PHILAGANAN
0190-041-061 | 60764 | 0190-COF-FNP-L01-CSPRTR03-CONVEYORASSY01 | PM03 | 305 | 26W L1 Case Printer Conveyor Servicing | Case Printer Conveyor Assembly | C | 0190E003 |  | 2021-11-16
0190-041-061 | 60764 | 0190-COF-FNP-L01-CSPRTR03-PRNTR01 | PM03 | 305 | 26W L1 Case Printer Conveyor Servicing | Markem-Imaje Printer Head Line No. 1 | B | 0190E003 | 2021-11-16 | 2014-11-12 | PHONGGE
0190-041-060 | 60764 | 0190-COF-FNP-L02-CSPRTR02 | PM03 | 305 | 26W L2 Case Printer Conveyor Servicing | Codeology Case Printer Line 2 | B | 0190E003 | 2016-09-09 | 2014-11-12 | PHCABIOPE
0190-041-059 | 60764 | 0190-COF-FNP-L03-CSPRTR03 | PM03 | 305 | 26W L3 Case Printer Conveyor Servicing | Markem-Imaje Printer Head Line No. 3 | B | 0190E003 | 2017-12-19 | 2014-11-12 | PHOROSCOFE
0190-041-058 | 60764 | 0190-COF-FNP-L04-CSPRTR01 | PM03 | 305 | 26W L4 Case Printer Conveyor Servicing | MARKEM Carton Printer Line No 4 | A | 0190E003 | 2021-03-19 | 2014-11-12 | PHILAGANAN
0190-041-057 | 60764 | 0190-COF-FNP-L07-CSPRTR01 | PM03 | 305 | 26W L7 Case Printer Conveyor Servicing | Marsh Carton Printer Line No 7 | A | 0190E003 | 2017-12-19 | 2014-11-12 | PHOROSCOFE
0190-041-056 | 60764 | 0190-COF-FNP-L09-CSPRTR02 | PM03 | 305 | 26W L9 Case Printer Conveyor Servicing | MARKEM Case Printer Line 9 | B | 0190E003 | 2021-03-19 | 2014-11-12 | PHILAGANAN
0190-041-055 | 60764 | 0190-COF-FNP-L11-CSPRTR02 | PM03 | 305 | 26W L11 Case Printer Conveyor Servicing | Codeology Case Printer Line 11 | B | 0190E003 | 2019-05-31 | 2014-11-12 | PHGONZALNA
0190-041-054 | 60764 | 0190-COF-FNP-L12-CSPRTR02 | PM03 | 305 | 26W L12 Case Printer Conveyor Servicing | MARKEM Case Printer Line 12 | B | 0190E003 | 2021-03-19 | 2014-11-12 | PHILAGANAN
0190-041-053 | 419167 | 0190-COF-FNP-L01-INFCVY04 | PM03 | 305 | 1Y L1F4 Dogchain-A Servo Motor Servic'g | Wrap Around Infeed Conveyor Fm04 L 1 | C | 0190E004 | 2019-07-31 | 2014-11-03 | PHONGGE
0190-041-053 | 419167 | 0190-COF-FNP-L01-INFCVY04 | PM03 | 305 | 1Y L1F4 Dogchain-B Servo Motor Servic'g | Wrap Around Infeed Conveyor Fm04 L 1 | C | 0190E004 | 2019-07-31 | 2014-11-03 | PHONGGE
0190-041-052 | 419167 | 0190-COF-FNP-L01-INFCVY03 | PM03 | 305 | 1Y L1F3 Dogchain-A Servo Motor Servic'g | Wrap Around Infeed Conveyor Fm03 L 1 | C | 0190E004 | 2019-07-31 | 2014-11-03 | PHONGGE
0190-041-052 | 419167 | 0190-COF-FNP-L01-INFCVY03 | PM03 | 305 | 1Y L1F3 Dogchain-B Servo Motor Servic'g | Wrap Around Infeed Conveyor Fm03 L 1 | C | 0190E004 | 2019-07-31 | 2014-11-03 | PHONGGE
0190-041-051 | 419167 | 0190-COF-FNP-L01-INFCVY02 | PM03 | 305 | 1Y L1F2 Dogchain-A Servo Motor Servic'g | Wrap Around Infeed Conveyor Fm02 L 1 | C | 0190E004 | 2019-07-31 | 2014-11-03 | PHONGGE
0190-041-051 | 419167 | 0190-COF-FNP-L01-INFCVY02 | PM03 | 305 | 1Y L1F2 Dogchain-B Servo Motor Servic'g | Wrap Around Infeed Conveyor Fm02 L 1 | C | 0190E004 | 2019-07-31 | 2014-11-03 | PHONGGE
0190-041-050 | 419167 | 0190-COF-FNP-L01-INFCVY01 | PM03 | 305 | 1Y L1F1 Dogchain-A Servo Motor Servic'g | Wrap Around Infeed Conveyor Fm01 L 1 | C | 0190E003 | 2019-08-01 | 2014-11-03 | PHONGGE
0190-041-050 | 419167 | 0190-COF-FNP-L01-INFCVY01 | PM03 | 305 | 1Y L1F1 Dogchain-B Servo Motor Servic'g | Wrap Around Infeed Conveyor Fm01 L 1 | C | 0190E004 | 2019-08-01 | 2014-11-03 | PHONGGE
0190-041-049 | 419137 | 0190-COF-FNP-L02-BUCKET01 | PM03 | 305 | 1Y L2 WrapAround Bucket-B Motor Servic'g | Wrap Around Bucket B Infeed Conv 5&6 | A | 0190E004 | 2015-06-04 | 2014-10-31 | PHCABIOPE
0190-041-048 | 419137 | 0190-COF-FNP-L02-BUCKET02 | PM03 | 305 | 1Y L2 WrapAround Bucket-A Motor Servic'g | Wrap Around Bucket A Infeed Conv 7&8 | A | 0190E004 | 2015-06-04 | 2014-10-16 | PHCABIOPE
0190-041-047 | 419137 | 0190-COF-FNP-L03-BUCKET02 | PM03 | 305 | 1Y L3 WrapAround Bucket-B Motor Servic'g | Wrap Around Bucket B Infeed Conv 11&12 | A | 0190E004 | 2017-12-19 | 2014-10-16 | PHOROSCOFE
0190-041-046 | 419137 | 0190-COF-FNP-L03-BUCKET01 | PM03 | 305 | 1Y L3 WrapAround Bucket-A Motor Servic'g | Wrap Around Bucket A Infeed Conv 9&10 | A | 0190E004 | 2017-12-19 | 2014-10-16 | PHOROSCOFE
0190-041-045 | 566459 | 0190-COF-FNP-L04-WABUCKET02 | PM03 | 305 | 156W L4KS WA Fork Cylinder Replacemnt EI | Wrap Around Bucket A Infeed Conv 15&16 | A | 0190E003 | 2020-11-29 | 2014-10-16 | PHOROSCOFE
0190-041-044 | 566459 | 0190-COF-FNP-L04-WABUCKET01 | PM03 | 305 | 156W L4KS WA Fork Cylinder Replacemnt EI | Wrap Around Bucket B Infeed Conv 13&14 | A | 0190E003 | 2020-11-29 | 2014-10-16 | PHOROSCOFE
0190-041-043 | 420094 | 0190-COF-FNP-L01-WRACSR01-BUCKETCVY01 | PM03 | 305 | 1Y L1 WA Bucket Conveyor Servicing | Main Bucket Conveyor Assembly Line 1 | B | 0190E003 | 2021-04-03 | 2014-10-16 | PHONGGE
0190-041-042 | 50781 | 0190-COF-FNP-L01-FILLER01-CTRLPANEL01 | PM03 | 305 | 52W L1F1 FUJI Ctrl Panel Retightening | Electrical Panel/Control Board L1F1 | A | 0190E003 | 2019-07-05 | 2014-10-16 | PHONGGE
0190-041-042 | 50781 | 0190-COF-FNP-L01-FILLER02-CTRLPANEL01 | PM03 | 305 | 52W L1F2 FUJI Ctrl Panel Retightening | Electrical Panel/Control Board L1F2 | A | 0190E003 | 2019-07-05 | 2014-10-16 | PHONGGE
0190-041-042 | 50781 | 0190-COF-FNP-L01-FILLER03-CTRLPANEL01 | PM03 | 305 | 52W L1F3 FUJI Ctrl Panel Retightening | ElectricalPanel/Control Board L1F3 | A | 0190E003 | 2019-07-05 | 2014-10-16 | PHONGGE
0190-041-042 | 50781 | 0190-COF-FNP-L01-FILLER04-CTRLPANEL01 | PM03 | 305 | 52W L1F4 FUJI Ctrl Panel Retightening | ElectricalPanel/Control Board L1F4 | A | 0190E003 | 2019-07-05 | 2014-10-16 | PHONGGE
0190-041-041 | 50781 | 0190-COF-FNP-L02-FILLER01 | PM03 | 305 | 1Y L2F1 FUJI Ctrl Panel Retightening | Filler No 5 L2 | B | 0190E004 | 2016-07-27 | 2014-10-16 | PHCABIOPE
0190-041-041 | 50781 | 0190-COF-FNP-L02-FILLER02 | PM03 | 305 | 1Y L2F2 FUJI Ctrl Panel Retightening | Filler No 6 L2 Fuji Fw 7t | B | 0190E004 | 2016-07-27 | 2014-10-16 | PHCABIOPE
0190-041-041 | 50781 | 0190-COF-FNP-L02-FILLER03 | PM03 | 305 | 1Y L2F3 FUJI Ctrl Panel Retightening | Filler No 7 L2 Fuji Fw 7t | B | 0190E004 | 2016-07-27 | 2014-10-16 | PHCABIOPE
0190-041-041 | 50781 | 0190-COF-FNP-L02-FILLER04 | PM03 | 305 | 1Y L2F4 FUJI Ctrl Panel Retightening | Filler No 8 L2 Fuji Fw 7t | B | 0190E004 | 2016-07-27 | 2014-10-16 | PHCABIOPE
0190-041-040 | 50781 | 0190-COF-FNP-L03-FILLER01 | PM03 | 305 | 1Y L3F1 FUJI Ctrl Panel Retightening | Filler No 9 L3 Fuji Fw 7t | B | 0190E004 | 2017-12-19 | 2014-10-16 | PHOROSCOFE
0190-041-040 | 50781 | 0190-COF-FNP-L03-FILLER02 | PM03 | 305 | 1Y L3F2 FUJI Ctrl Panel Retightening | Filler No 10 L3 Fuji Fw 7t | B | 0190E004 | 2017-12-19 | 2014-10-16 | PHOROSCOFE
0190-041-040 | 50781 | 0190-COF-FNP-L03-FILLER03 | PM03 | 305 | 1Y L3F3 FUJI Ctrl Panel Retightening | Filler No 11 L3 Fuji Fw 7t | B | 0190E004 | 2017-12-19 | 2014-10-16 | PHOROSCOFE
0190-041-040 | 50781 | 0190-COF-FNP-L03-FILLER04 | PM03 | 305 | 1Y L3F4 FUJI Ctrl Panel Retightening | Filler No 12 L3 Fuji Fw 7t | B | 0190E004 | 2017-12-19 | 2014-10-16 | PHOROSCOFE
0190-041-039 | 50781 | 0190-COF-FNP-L04-FILLER01 | PM03 | 307 | 1Y L4F1 FUJI Ctrl Panel Retightening | Filler No 13 L4 Fuji Fw 7t | A | 0190E004 | 2021-06-03 | 2014-10-16 | PHOROSCOFE
0190-041-039 | 50781 | 0190-COF-FNP-L04-FILLER02 | PM03 | 307 | 1Y L4F2 FUJI Ctrl Panel Retightening | Filler No 14 L4 Fuji Fw 7t | A | 0190E004 | 2021-06-03 | 2014-10-16 | PHOROSCOFE
0190-041-039 | 50781 | 0190-COF-FNP-L04-FILLER03 | PM03 | 307 | 1Y L4F3 FUJI Ctrl Panel Retightening | Filler No 15 L4 Fuji Fw 7t | A | 0190E004 | 2021-06-03 | 2014-10-16 | PHOROSCOFE
0190-041-039 | 50781 | 0190-COF-FNP-L04-FILLER04 | PM03 | 307 | 1Y L4F4 FUJI Ctrl Panel Retightening | Filler No 16 L4 Fuji Fw 7t | A | 0190E004 | 2021-06-03 | 2014-10-16 | PHOROSCOFE
0190-041-038 | 50781 | 0190-COF-FNP-L07-FILLER02 | PM03 | 305 | 1Y L7F1 FUJI Ctrl Panel Retightening | Filler No 19 L7 Fuji Fw 7t | B | 0190E004 | 2017-12-19 | 2014-10-16 | PHOROSCOFE
0190-041-038 | 50781 | 0190-COF-FNP-L07-FILLER03 | PM03 | 305 | 1Y L7F2 FUJI Ctrl Panel Retightening | Filler No 20 L7 Fuji Fw 7t | B | 0190E004 | 2017-12-19 | 2014-10-16 | PHOROSCOFE
0190-041-038 | 50781 | 0190-COF-FNP-L07-FILLER05 | PM03 | 305 | 1Y L7F3 FUJI Ctrl Panel Retightening | Filler No 21 L7 Fuji Fw 7t | B | 0190E004 | 2017-12-19 | 2014-10-16 | PHOROSCOFE
0190-041-038 | 50781 | 0190-COF-FNP-L07-FILLER06 | PM03 | 305 | 1Y L7F4 FUJI Ctrl Panel Retightening | Filler No 22 L7 Fuji Fw 7t | B | 0190E004 | 2017-12-19 | 2014-10-16 | PHOROSCOFE
0190-041-037 | 50781 | 0190-COF-FNP-L12-BOXCLS01 | PM03 | 307 | 1Y L12 BOXCLSR Ctrl Panel Retightening | Box Closer Machine 50g L12 | B | 0190E004 | 2021-06-03 | 2014-10-17 | PHOROSCOFE
0190-041-037 | 50781 | 0190-COF-FNP-L12-CASPAC01 | PM03 | 307 | 1Y L12 PRODEC Ctrl Panel Retightening | Case Packer Machine 50g L12 | A | 0190E004 | 2021-06-03 | 2014-10-17 | PHOROSCOFE
0190-041-037 | 50781 | 0190-COF-FNP-L12-FILLER01 | PM03 | 307 | 1Y L12 MESPACK Ctrl Panel Retightening | Filler Mes Pack H-360 FET L12 | A | 0190E004 | 2021-06-03 | 2014-10-16 | PHOROSCOFE
0190-041-036 | 50781 | 0190-COF-FNP-L11-FILLER01 | PM03 | 305 | 1Y L11 BoxErector CtrlPanel Retightening | Filler Mes Pack H-360 FET L11 | A | 0190E004 | 2019-05-31 | 2015-01-21 | PHGONZALNA
0190-041-035 | 50781 | 0190-COF-FNP-L09-BOXERE01 | PM03 | 305 | 1Y L9 Box Erector CtrlPanel Retightening | Box Erector Machine 100g L09 | B | 0190E004 | 2021-03-19 | 2015-01-21 | PHILAGANAN
0190-041-035 | 50781 | 0190-COF-FNP-L09-CASPAC01 | PM03 | 305 | 1Y L9 PRODEC Ctrl Panel Retightening | Case Packer Machine 100g L09 | A | 0190E004 | 2021-03-19 | 2014-10-17 | PHILAGANAN
0190-041-035 | 50781 | 0190-COF-FNP-L09-FILLER01 | PM03 | 305 | 1Y L9 MESPACK Ctrl Panel Retightening | Filler Mes pack H-320 FED L09 | A | 0190E004 | 2021-03-19 | 2014-10-16 | PHILAGANAN
0190-041-034 | 16312 | 0190-COF-FNP-L07-TAPSLR01 | PM03 | 302 | 1M Siat Tape Sealer Inspection/Servicing | Siat Tape Sealer Line No 7 | C | 0190E003 | 2017-12-19 | 2014-10-08 | PHOROSCOFE
0190-041-033 | 424989 | 0190-COF-FNP-L07-TAPSLR01 | PM03 | 305 | 6M L7 Siat Side Belt Replacement | Siat Tape Sealer Line No 7 | C | 0190E003 | 2017-12-19 | 2014-09-30 | PHOROSCOFE
0190-041-032 | 511447 | 0190-COF-FNP-L01-CASWGH03-CTRLPANEL01 | PM03 | 305 | 26W L1 ANRITSU Case CW Servicing | Case Checkweigher Control Panel Line 1 | A | 0190E004 |  | 2021-11-16
0190-041-032 | 511447 | 0190-COF-FNP-L01-CASWGH03-REJECTCON01 | PM03 | 305 | 26W L1 ANRITSU Case CW Servicing | Case Checkweigher RejectConveyor Line 7 | A | 0190E004 |  | 2021-11-16
0190-041-032 | 511447 | 0190-COF-FNP-L01-CASWGH03-WEIGHCON01 | PM03 | 305 | 26W L1 ANRITSU Case CW Servicing | Case Checkweigher Weigh Conveyor Line 1 | A | 0190E004 | 2021-11-16 | 2014-09-30 | PHONGGE
0190-041-032 | 511447 | 0190-COF-FNP-L01-CASWGH03-WEIGHCON01 | PM03 | 305 | 26W L1 ANRITSU Case CW Servicing | Case Checkweigher Weigh Conveyor Line 1 | A | 0190E004 |  | 2021-11-16
0190-041-031 | 418518 | 0190-COF-FNP-AUX-ROBPAL02-PCKUPCONVY02 | PM03 | 305 | 3Y L12 KUKA Flipper Cylinder Replacement | Pickup Conveyor Line 12 | A | 0190E004 | 2021-04-03 | 2014-09-30 | PHONGGE
0190-041-030 | 418518 | 0190-COF-FNP-L11-ROLCVY01 | PM03 | 305 | 3Y L11 KUKA Flipper Cylinder Replacement | End Roller Conveyor L11 | C | 0190E004 | 2020-03-10 | 2014-09-30 | PHOROSCOFE
0190-041-029 | 418518 | 0190-COF-FNP-AUX-ROBPAL02-PCKUPCONVY01 | PM03 | 305 | 3Y L9 KUKA Flipper Cylinder Replacement | Pickup Conveyor Line 09 | A | 0190E004 | 2021-04-03 | 2014-09-30 | PHONGGE
0190-041-028 | 433675 | 0190-COF-FNP-L09-INFCVY02-DISCHCVY01 | PM03 | 305 | 52W L9 Discharge Conv Motor Serv'g | Disinclined Infeed Conveyor to PRODEC | C | 0190E003 | 2021-03-19 | 2014-09-18 | PHILAGANAN
0190-041-027 | 433675 |  | PM03 | 305 | 52W L9 Bypass Conveyor #2 Motor Serv'g |  |  | 0190E003 | 2021-03-19 | 2014-09-18 | PHILAGANAN
0190-041-026 | 433676 | 0190-COF-FNP-L09-INFCVY02-ACCUMUCVY01 | PM03 | 305 | 52W L9 Accumulation Conv Motor Serv'g | X-ray Inclined Discharge Conv to PRODEC | C | 0190E003 | 2021-03-19 | 2014-09-18 | PHILAGANAN
0190-041-025 | 433675 |  | PM03 | 305 | 52W L9 Bypass Conveyor #1 Motor Serv'g |  |  | 0190E003 | 2021-03-19 | 2014-09-18 | PHILAGANAN
0190-041-024 | 433675 | 0190-COF-FNP-L11-INFCVY02-DISCHCVY01 | PM03 | 305 | 52W L11 Discharge Conv Motor Serv'g | Disinclined Infeed Conveyor to PRODEC | C | 0190E003 | 2020-02-02 | 2014-09-18 | PHOROSCOFE
0190-041-023 | 433675 | 0190-COF-FNP-L11-INFCVY01-DSINCLNDCVY02 | PM03 | 305 | 52W L11 Bypass Conveyor #2 Motor Serv'g | Disinclined Infeed Conveyor to X-ray | B | 0190E003 | 2020-02-02 | 2014-09-18 | PHOROSCOFE
0190-041-022 | 433676 | 0190-COF-FNP-L11-INFCVY02-ACCUMUCVY01 | PM03 | 305 | 52W L11 Accumulation Conv Motor Serv'g | X-ray Inclined Discharge Conv to PRODEC | B | 0190E003 | 2020-02-02 | 2014-09-18 | PHOROSCOFE
0190-041-021 | 433675 | 0190-COF-FNP-L11-INFCVY01-BYPASSCVY01 | PM03 | 305 | 52W L11 Bypass Conveyor #1 Motor Serv'g | X-ray Infeed after Bridge Conveyor | B | 0190E003 | 2020-02-02 | 2014-09-18 | PHOROSCOFE
0190-041-020 | 433675 | 0190-COF-FNP-L12-INFCVY02-INCLCVY01 | PM03 | 305 | 52W L12 PRODEC Infeed Motor #4 Servicing | Inclined Infeed Conveyor to PRODEC | B | 0190E004 | 2021-03-19 | 2014-09-18 | PHILAGANAN
0190-041-019 | 433675 | 0190-COF-FNP-L12-INFCVY01-BYPASSCVY02 | PM03 | 305 | 52W L12 PRODEC Infeed Motor #3 Servicing | Pouch Conveyor after X-ray Inclined Conv | B | 0190E004 | 2021-03-19 | 2014-09-18 | PHILAGANAN
0190-041-018 | 433676 | 0190-COF-FNP-L12-INFCVY01-ACCUMUCVY01 | PM03 | 305 | 52W L12 PRODEC Infeed Motor #2 Servicing | X-ray Inclined Discharge Conv to PRODEC | B | 0190E018 | 2021-03-19 | 2014-09-18 | PHILAGANAN
0190-041-017 | 433675 | 0190-WST-FNP-L12-INFCVY01-BYPASSCVY01 | PM03 | 305 | 52W L12 PRODEC Infeed Motor #1 Servicing | X-ray Infeed after Bridge Conveyor | B | 0190E018 | 2020-01-03 | 2014-09-18 | PHOROSCOFE
0190-041-016 | 418243 | 0190-COF-FNP-AUX-COMMON01 | PM03 | 301 | 1Y Safety Inspection for Hand Pallet #1 | Coffee Filling Packing Common | C | 0190E018 | 2021-06-03 | 2014-09-10 | PHILAGANAN
0190-041-016 | 418243 | 0190-COF-FNP-AUX-COMMON01 | PM03 | 301 | 1Y Safety Inspection for Hand Pallet #2 | Coffee Filling Packing Common | C | 0190E018 | 2021-06-03 | 2014-09-10 | PHILAGANAN
0190-041-016 | 418243 | 0190-COF-FNP-AUX-COMMON01 | PM03 | 301 | 1Y Safety Inspection for Hand Pallet #3 | Coffee Filling Packing Common | C | 0190E018 | 2021-06-03 | 2014-09-10 | PHILAGANAN
0190-041-015 | 418185 | 0190-COF-FNP-HSF-RTRUCK01 | PM03 | 301 | 1Y Safety Inspection for Reach Truck #1 | Coffee Reachtruck No 1 - Toyota | B | 0190E018 | 2015-04-13 | 2014-09-10 | PHCABIOPE
0190-041-015 | 418185 | 0190-COF-FNP-HSF-RTRUCK02 | PM03 | 301 | 1Y Safety Inspection for Reach Truck #2 | Coffee Reachtruck No 2 - Toyota | B | 0190E018 | 2015-04-13 | 2014-09-10 | PHCABIOPE
0190-041-015 | 418185 | 0190-COF-FNP-HSF-RTRUCK03 | PM03 | 301 | 1Y Safety Inspection for Reach Truck #3 | Coffee Reachtruck No 3 - Ameise | B | 0190E018 | 2015-04-13 | 2014-09-10 | PHCABIOPE
0190-041-015 | 418185 | 0190-COF-FNP-HSF-RTRUCK04 | PM03 | 301 | 1Y Safety Inspection for Reach Truck #4 | Coffee Reachtruck No 4 - Toyota | B | 0190E018 | 2015-04-13 | 2014-09-10 | PHCABIOPE
0190-041-014 | 418037 | 0190-COF-FNP-AUX-COMMON01 | PM03 | 301 | 1Y AHU RH Meter Cal (CONTROL#304) | Coffee Filling Packing Common | C | 0190E015 | 2015-08-27 | 2014-09-05 | PHCABIOPE
0190-041-014 | 418037 | 0190-COF-FNP-AUX-COMMON01 | PM03 | 301 | 1Y AHU RH Meter Cal (CONTROL#305) | Coffee Filling Packing Common | C | 0190E015 | 2015-08-27 | 2014-09-05 | PHCABIOPE
0190-041-013 | 418037 | 0190-COF-FNP-AUX-COMMON01 | PM03 | 301 | 52W AIL RH Meter Cal (4A18-AIT-9464) | Coffee Filling Packing Common | C | 0190E017 | 2020-01-28 | 2014-09-05 | PHOROSCOFE
0190-041-013 | 418037 | 0190-COF-FNP-AUX-COMMON01 | PM03 | 301 | 52W TTS RH Meter Cal (4A19-AIT-9465) | Coffee Filling Packing Common | C | 0190E017 | 2020-01-28 | 2014-09-05 | PHOROSCOFE
0190-041-012 | 56861 | 0190-COF-FNP-CMN-AHU03-3A14CV204 | PM03 | 301 | 1Y AHU CV Cal (4A18-CONTROL#204) | AHU Coffee AIL/TTS Control Valve 2 | C | 0190E013 | 2020-08-19 | 2014-09-05 | PHOROSCOFE
0190-041-012 | 56861 | 0190-COF-FNP-CMN-AHU03-3A14CV205 | PM03 | 301 | 1Y AHU CV Cal (3A14-CONTROL#205) | AHU Coffee AIL/TTS Control Valve | C | 0190E013 | 2020-08-19 | 2014-09-05 | PHOROSCOFE
0190-041-011 | 410981 | 0190-COF-FNP-CMN-AHU04-3A14TG001 | PM03 | 301 | 1Y AHU Filling RM TG Cal (3A14-TG-001) | AHU Coffee FillingRM 1&2 Temp Gauge | C | 0190E013 | 2020-08-19 | 2014-09-05 | PHOROSCOFE
0190-041-011 | 410981 | 0190-COF-FNP-CMN-AHU04-3A14TG002 | PM03 | 301 | 1Y AHU Filling RM TG Cal (3A14-TG-002) | AHU Coffee FillingRM 1&2 Temp Gauge 2 | C | 0190E013 | 2020-08-19 | 2014-09-05 | PHOROSCOFE
0190-041-011 | 36405 | 0190-COF-FNP-CMN-AHU04-3A14TT1847 | PM03 | 301 | 1Y AHU Fill RM TT Cal (3A14-TT-02-1847) | AHU Coffee FillingRM1&2 Temp Transmitter | C | 0190E013 | 2020-08-19 | 2014-09-05 | PHOROSCOFE
0190-041-011 | 36405 | 0190-COF-FNP-CMN-AHU04-3A14TT1847 | PM03 | 301 | 1Y AHU Fill RM TT Cal (3A14-TT-03-1847) | AHU Coffee FillingRM1&2 Temp Transmitter | C | 0190E013 | 2020-08-19 | 2014-09-05 | PHOROSCOFE
0190-041-011 | 36405 | 0190-COF-FNP-CMN-AHU04-3A14TT1847 | PM03 | 301 | 1Y AHU Fill RM TT Cal (3A14-TT-04-1847) | AHU Coffee FillingRM1&2 Temp Transmitter | C | 0190E013 | 2020-08-19 | 2014-09-05 | PHOROSCOFE
0190-041-010 | 61179 | 0190-COF-FNP-CMN-AHU03-3A11PS201 | PM03 | 301 | 1Y AHU AIL/TTS PS Cal (3A14-CONTROL#201) | AHU Coffee AIL/TTS Pressure Switch | B | 0190E013 | 2020-08-19 | 2014-09-04 | PHOROSCOFE
0190-041-010 | 36409 | 0190-COF-FNP-CMN-AHU03-3A14PT206 | PM03 | 301 | 1Y AHU AIL/TTS PT Cal (3A14-CONTROL#206) | AHU Coffee AIL/TTS Pressure Transmitter | C | 0190E013 | 2020-08-19 | 2014-09-04 | PHOROSCOFE
0190-041-010 | 408601 | 0190-COF-FNP-CMN-AHU04-3A14PG188 | PM03 | 301 | 1Y AHU Fil RM PG Cal (3A14-CONTROL#188) | AHU Coffee FillingRM 1&2 PressureGauge 2 | C | 0190E013 | 2020-08-19 | 2014-09-04 | PHOROSCOFE
0190-041-010 | 408601 | 0190-COF-FNP-CMN-AHU04-3A14PG190 | PM03 | 301 | 1Y AHU Fil RM PG Cal (3A14-CONTROL#190) | AHU Coffee FillingRM 1&2 PressureGauge 3 | C | 0190E013 | 2020-08-19 | 2014-09-04 | PHOROSCOFE
0190-041-009 | 417431 | 0190-COF-FNP-AUX-COMMON01 | PM03 | 301 | 2Y Comp Air PR Cal (4A2-PG-069) | Coffee Filling Packing Common | C | 0190E015 | 2021-06-03 | 2014-09-04 | PHILAGANAN
0190-041-009 | 417431 | 0190-COF-FNP-AUX-COMMON01 | PM03 | 301 | 2Y Filling Room 2 PR Cal (4A2-PG-068) | Coffee Filling Packing Common | C | 0190E015 | 2021-06-03 | 2014-09-04 | PHILAGANAN
0190-041-009 | 408601 | 0190-COF-FNP-AUX-DUSCOR01-4A19PG001 | PM03 | 301 | 2Y Centriclone 1 PG Cal (4A19-PG005) | Dust Collector No. 1 Pressure Gauge | C | 0190E003 | 2021-06-03 | 2014-09-04 | PHILAGANAN
0190-041-009 | 408601 | 0190-COF-FNP-AUX-DUSCOR02-4A19PG006 | PM03 | 301 | 2Y Centriclone 2 PG Cal (4A19-PG006) | Dust Collector No. 2 Pressure Gauge 2 | B | 0190E003 | 2021-06-03 | 2014-09-04 | PHILAGANAN
0190-041-009 | 408601 | 0190-COF-FNP-AUX-DUSCOR03-4A19PG007 | PM03 | 301 | 2Y Centriclone 3 PG Cal (4A19-PG007) | Dust Collector No. 3 Pressure Gauge 2 | B | 0190E003 | 2021-06-03 | 2014-09-04 | PHILAGANAN
0190-041-008 | 408601 | 0190-COF-FNP-AIR-AIRTNK03 | PM03 | 301 | 1Y Comp Air Tank PG Cal (4A18-PG-08.02) | S/S Pressure Vessel (Air Receiver Tank) | B | 0190E015 | 2020-08-19 | 2014-09-04 | PHOROSCOFE
0190-041-008 | 408601 | 0190-COF-FNP-CMN-AHU04 | PM03 | 301 | 1Y AHU Filling RM PG Cal (3A14-PG-010) | AHU Coffee Filling Rm 1&2 Grnd Floor | A | 0190E013 | 2020-08-19 | 2014-09-04 | PHOROSCOFE
0190-041-008 | 408601 | 0190-COF-FNP-CMN-AHU04-3A14DPSH011847 | PM03 | 301 | 1Y AHU Fil RM PG Cal (3A14-DPSH-01-1847) | AHU Coffee FillingRM 1&2 Pressure Switch | C | 0190E013 | 2020-08-19 | 2014-09-04 | PHOROSCOFE
0190-041-007 | 408601 | 0190-COF-FNP-L05-METDET01 | PM03 | 301 | 1Y L5A Metal Detector PG Cal(4A5-PG-005) | Megabag Metal Detector L05 | A | 0190E015 | 2014-09-26 | 2014-09-01 | PHCABIOPE
0190-041-007 | 408601 | 0190-COF-FNP-L05-METDET01 | PM03 | 301 | 1Y L5B Metal Detector PG Cal(4A5-PG-005) | Megabag Metal Detector L05 | A | 0190E015 | 2014-09-26 | 2014-09-01 | PHCABIOPE
0190-041-007 | 408601 | 0190-COF-FNP-L05-METDET02 | PM03 | 301 | 1Y L5C Metal Detector PG Cal(4A5-PG-006) | 5-Kgs Metal Detector L05 | A | 0190E015 | 2014-09-26 | 2014-09-01 | PHCABIOPE
0190-041-006 | 408601 | 0190-COF-FNP-AUX-COMMON01 | PM03 | 301 | 1Y KS AIL PG Calibration (4A18-PG-001) | Coffee Filling Packing Common | C | 0190E015 | 2017-12-19 | 2014-09-01 | PHOROSCOFE
0190-041-006 | 408601 | 0190-COF-FNP-AUX-COMMON01 | PM03 | 301 | 1Y PG Calibration (CONTROL#310) | Coffee Filling Packing Common | C | 0190E015 | 2017-12-19 | 2014-09-03 | PHOROSCOFE
0190-041-006 | 408601 | 0190-COF-FNP-AUX-COMMON01 | PM03 | 301 | 1Y PG Calibration (4A18-CONTROL#288) | Coffee Filling Packing Common | C | 0190E015 | 2017-12-19 | 2014-09-04 | PHOROSCOFE
0190-041-006 | 408601 | 0190-COF-FNP-AUX-COMMON01 | PM03 | 301 | 1Y PG Calibration (4A18-PG-081) | Coffee Filling Packing Common | C | 0190E015 | 2017-12-19 | 2014-09-05 | PHOROSCOFE
0190-041-006 | 408601 | 0190-COF-FNP-AUX-DUSCOR01-4A19PG001 | PM03 | 301 | 1Y Centriclone No.1 PG Cal (4A19-PG-001) | Dust Collector No. 1 Pressure Gauge | C | 0190E003 | 2017-12-19 | 2014-09-03 | PHOROSCOFE
0190-041-006 | 408601 | 0190-COF-FNP-AUX-DUSCOR02-4A19PG002 | PM03 | 301 | 1Y Centriclone No.2 PG Cal (4A19-PG-002) | Dust Collector No. 2 Pressure Gauge | C | 0190E003 | 2017-12-19 | 2014-09-03 | PHOROSCOFE
0190-041-006 | 408601 | 0190-COF-FNP-AUX-DUSCOR03-4A19PG003 | PM03 | 301 | 1Y Centriclone No.3 PG Cal (4A19-PG-003) | Dust Collector No. 3 Pressure Gauge | C | 0190E003 | 2017-12-19 | 2014-09-03 | PHOROSCOFE
0190-041-006 | 408601 | 0190-COF-FNP-AUX-DUSCOR04-4A19PG004 | PM03 | 301 | 1Y Centriclone No.4 PG Cal (4A19-PG-004) | Dust Collector No. 4 Pressure Gauge | C | 0190E003 | 2017-12-19 | 2014-09-03 | PHOROSCOFE
0190-041-006 | 408601 | 0190-COF-FNP-AUX-DUSCOR04-4A19PG008 | PM03 | 301 | 1Y Centriclone No.4 PG Cal (4A19-PG-008) | Dust Collector No. 4 Pressure Gauge 2 | B | 0190E003 | 2017-12-19 | 2014-09-03 | PHOROSCOFE
0190-041-006 | 408601 | 0190-COF-FNP-L01-AILSYS01 | PM03 | 301 | 1Y L1 AIL PG Calibration (4A18-PG-002) | AIL System Line-1 | A | 0190E015 | 2017-12-19 | 2014-09-01 | PHOROSCOFE
0190-041-006 | 408601 | 0190-COF-FNP-L02-COMMON01 | PM03 | 301 | 1Y L2 PG Calibration (4A2-PG-067) | Filling Packing Line 2 Common | C | 0190E015 | 2017-12-19 | 2014-09-03 | PHOROSCOFE
0190-041-006 | 408601 | 0190-COF-FNP-L02-COMMON01 | PM03 | 301 | 1Y L2 Comp Air PG Cal (4A2-PG-070) | Filling Packing Line 2 Common | C | 0190E015 | 2017-12-19 | 2014-09-03 | PHOROSCOFE
0190-041-006 | 408601 | 0190-COF-FNP-L02-COMMON01 | PM03 | 301 | 1Y L2 Comp Air PG Cal (4A2-PG-071) | Filling Packing Line 2 Common | C | 0190E015 | 2017-12-19 | 2014-09-03 | PHOROSCOFE
0190-041-006 | 408601 | 0190-COF-FNP-L02-COMMON01 | PM03 | 301 | 1Y L2 Comp Air PG Cal (4A2-PG-072) | Filling Packing Line 2 Common | C | 0190E015 | 2017-12-19 | 2014-09-03 | PHOROSCOFE
0190-041-006 | 408601 | 0190-COF-FNP-L03-AILSYS01 | PM03 | 301 | 1Y L3 AIL PG Calibration (4A18-PG-022) | AIL System Line-3 | C | 0190E015 | 2017-12-19 | 2014-09-01 | PHOROSCOFE
0190-041-006 | 408601 | 0190-COF-FNP-L03-AILSYS01 | PM03 | 301 | 1Y L3 AIL Churn PG Cal (4A18-PG-023) | AIL System Line-3 | C | 0190E015 | 2017-12-19 | 2014-09-03 | PHOROSCOFE
0190-041-006 | 408601 | 0190-COF-FNP-L03-AILSYS01 | PM03 | 301 | 1Y L3 Eductor PG Cal (4A18-PG-024) | AIL System Line-3 | C | 0190E015 | 2017-12-19 | 2014-09-03 | PHOROSCOFE
0190-041-006 | 408601 | 0190-COF-FNP-L03-AILSYS01 | PM03 | 301 | 1Y L3 Ctrl Panel PG Cal (4A18-PG-025) | AIL System Line-3 | C | 0190E015 | 2017-12-19 | 2014-09-03 | PHOROSCOFE
0190-041-006 | 408601 | 0190-COF-FNP-L03-AILSYS01 | PM03 | 301 | 1Y L3 Ctrl Panel PG Cal (4A18-PG-026) | AIL System Line-3 | C | 0190E015 | 2017-12-19 | 2014-09-03 | PHOROSCOFE
0190-041-006 | 408601 | 0190-COF-FNP-L03-COMMON01 | PM03 | 301 | 1Y L3 PG Calibration (4A3-PG-036) | Filling Packing Line 3 Common | C | 0190E015 | 2017-12-19 | 2014-09-03 | PHOROSCOFE
0190-041-006 | 408601 | 0190-COF-FNP-L04-AILSYS01 | PM03 | 301 | 1Y L4 Air Nozzle PG Cal (4A18-PG-027) | AIL System Line-4 | A | 0190E015 | 2017-12-19 | 2014-09-03 | PHOROSCOFE
0190-041-006 | 408601 | 0190-COF-FNP-L04-AILSYS01 | PM03 | 301 | 1Y L4 Eductor PG Cal (4A18-PG-028) | AIL System Line-4 | A | 0190E015 | 2017-12-19 | 2014-09-03 | PHOROSCOFE
0190-041-006 | 408601 | 0190-COF-FNP-L04-AILSYS01 | PM03 | 301 | 1Y L4 AIL Churn PG Cal (4A18-PG-029) | AIL System Line-4 | A | 0190E015 | 2017-12-19 | 2014-09-03 | PHOROSCOFE
0190-041-006 | 408601 | 0190-COF-FNP-L04-AILSYS01 | PM03 | 301 | 1Y L4 Ctrl Panel PG Cal (4A18-PG-030) | AIL System Line-4 | A | 0190E015 | 2017-12-19 | 2014-09-03 | PHOROSCOFE
0190-041-006 | 408601 | 0190-COF-FNP-L04-AILSYS01 | PM03 | 301 | 1Y L4 Ctrl Panel PG Cal (4A18-PG-031) | AIL System Line-4 | A | 0190E015 | 2017-12-19 | 2014-09-03 | PHOROSCOFE
0190-041-006 | 408601 | 0190-COF-FNP-L05-COMMON01 | PM03 | 301 | 1Y L5 Air Nozzle PG Cal (4A18-PG-032) | Filling Packing Line 5 Common | C | 0190E015 | 2017-12-19 | 2014-09-03 | PHOROSCOFE
0190-041-006 | 408601 | 0190-COF-FNP-L05-COMMON01 | PM03 | 301 | 1Y L5 AIL Churn PG Cal (4A18-PG-033) | Filling Packing Line 5 Common | C | 0190E015 | 2017-12-19 | 2014-09-03 | PHOROSCOFE
0190-041-006 | 408601 | 0190-COF-FNP-L05-COMMON01 | PM03 | 301 | 1Y L5 Eductor PG Cal (4A18-PG-034) | Filling Packing Line 5 Common | C | 0190E015 | 2017-12-19 | 2014-09-03 | PHOROSCOFE
0190-041-006 | 408601 | 0190-COF-FNP-L05-COMMON01 | PM03 | 301 | 1Y L5 PG Calibration (4A5-PG-072) | Filling Packing Line 5 Common | C | 0190E015 | 2017-12-19 | 2014-09-03 | PHOROSCOFE
0190-041-006 | 408601 | 0190-COF-FNP-L05-COMMON01 | PM03 | 301 | 1Y L5 PG Calibration (4A5-PG-073) | Filling Packing Line 5 Common | C | 0190E015 | 2017-12-19 | 2014-09-03 | PHOROSCOFE
0190-041-006 | 408601 | 0190-COF-FNP-L05-COMMON01 | PM03 | 301 | 1Y L5 PG Calibration (4A5-PG-074) | Filling Packing Line 5 Common | C | 0190E015 | 2017-12-19 | 2014-09-03 | PHOROSCOFE
0190-041-006 | 408601 | 0190-COF-FNP-L05-COMMON01 | PM03 | 301 | 1Y L5 PG Calibration (4A5-PG-075) | Filling Packing Line 5 Common | C | 0190E015 | 2017-12-19 | 2014-09-03 | PHOROSCOFE
0190-041-006 | 408601 | 0190-COF-FNP-L05-COMMON01 | PM03 | 301 | 1Y L5 PG Calibration (4A5-PG-076) | Filling Packing Line 5 Common | C | 0190E015 | 2017-12-19 | 2014-09-03 | PHOROSCOFE
0190-041-006 | 408601 | 0190-COF-FNP-L05-COMMON01 | PM03 | 301 | 1Y L5 PG Calibration (4A5-PG-077) | Filling Packing Line 5 Common | C | 0190E015 | 2017-12-19 | 2014-09-03 | PHOROSCOFE
0190-041-006 | 408601 | 0190-COF-FNP-L05-COMMON01 | PM03 | 301 | 1Y L5 PG Calibration (4A5-PG-078) | Filling Packing Line 5 Common | C | 0190E015 | 2017-12-19 | 2014-09-03 | PHOROSCOFE
0190-041-006 | 408601 | 0190-COF-FNP-L05-COMMON01 | PM03 |  | 1Y L5 PG Calibration (4A1-PG-001) | Filling Packing Line 5 Common | C | 0190E003 | 2017-12-19 | 2014-09-05 | PHOROSCOFE
0190-041-006 | 408601 | 0190-COF-FNP-L06-AILSYS01 | PM03 | 301 | 1Y L6 Eductor PG Cal (4A18-PG-038) | AIL System Line-6 | C | 0190E015 | 2017-12-19 | 2014-09-03 | PHOROSCOFE
0190-041-006 | 408601 | 0190-COF-FNP-L07-AILSYS01 | PM03 | 301 | 1Y L7 AIL PG Calibration (4A18-PG-046) | AIL System Line-7 | C | 0190E015 | 2017-12-19 | 2014-09-03 | PHOROSCOFE
0190-041-006 | 408601 | 0190-COF-FNP-L07-COMMON01 | PM03 | 301 | 1Y L7 PG Calibration (4A7-PG-011) | Filling Packing Line 7 Common | C | 0190E015 | 2017-12-19 | 2014-09-03 | PHOROSCOFE
0190-041-006 | 408601 | 0190-COF-FNP-L07-COMMON01 | PM03 | 301 | 1Y L7 PG Calibration (4A7-PG-012) | Filling Packing Line 7 Common | C | 0190E015 | 2017-12-19 | 2014-09-03 | PHOROSCOFE
0190-041-006 | 408601 | 0190-COF-FNP-L07-COMMON01 | PM03 | 301 | 1Y L7 PG Calibration (4A7-PG-013) | Filling Packing Line 7 Common | C | 0190E015 | 2017-12-19 | 2014-09-03 | PHOROSCOFE
0190-041-006 | 408601 | 0190-COF-FNP-L07-COMMON01 | PM03 | 301 | 1Y L7 PG Calibration (4A7-PG-014) | Filling Packing Line 7 Common | C | 0190E015 | 2017-12-19 | 2014-09-03 | PHOROSCOFE
0190-041-006 | 408601 | 0190-COF-FNP-L07-COMMON01 | PM03 | 301 | 1Y L7 PG Calibration (4A7-PG-016) | Filling Packing Line 7 Common | C | 0190E015 | 2017-12-19 | 2014-09-03 | PHOROSCOFE
0190-041-006 | 408601 | 0190-COF-FNP-L07-COMMON01 | PM03 | 301 | 1Y L7 PG Calibration (4A7-PG-017) | Filling Packing Line 7 Common | C | 0190E015 | 2017-12-19 | 2014-09-03 | PHOROSCOFE
0190-041-006 | 408601 | 0190-COF-FNP-L07-COMMON01 | PM03 | 301 | 1Y L7 PG Calibration (4A7-PG-018) | Filling Packing Line 7 Common | C | 0190E015 | 2017-12-19 | 2014-09-03 | PHOROSCOFE
0190-041-006 | 408601 | 0190-COF-FNP-L07-COMMON01 | PM03 | 301 | 1Y L7 PG Calibration (4A7-PG-015) | Filling Packing Line 7 Common | C | 0190E015 | 2017-12-19 | 2014-09-03 | PHOROSCOFE
0190-041-006 | 408601 | 0190-COF-FNP-L07-COMMON01 | PM03 | 301 | 1Y L7 PG Calibration (4A7-PG-019) | Filling Packing Line 7 Common | C | 0190E015 | 2017-12-19 | 2014-09-03 | PHOROSCOFE
0190-041-006 | 408601 | 0190-COF-FNP-L07-COMMON01 | PM03 | 301 | 1Y L7 PG Calibration (4A7-PG-020) | Filling Packing Line 7 Common | C | 0190E015 | 2017-12-19 | 2014-09-03 | PHOROSCOFE
0190-041-006 | 408601 | 0190-COF-FNP-L09-AILSYS01 | PM03 | 301 | 1Y L9 AIL Churn PG Cal (4A18-PG-047) | AIL System Line-9 | A | 0190E015 | 2017-12-19 | 2014-09-03 | PHOROSCOFE
0190-041-006 | 408601 | 0190-COF-FNP-L09-AILSYS01 | PM03 | 301 | 1Y L9 Eductor PG Cal (4A18-PG-048) | AIL System Line-9 | A | 0190E015 | 2017-12-19 | 2014-09-03 | PHOROSCOFE
0190-041-006 | 408601 | 0190-COF-FNP-L09-AILSYS01 | PM03 | 301 | 1Y L9 Air Nozzle PG Cal (4A18-PG-049) | AIL System Line-9 | A | 0190E015 | 2017-12-19 | 2014-09-03 | PHOROSCOFE
0190-041-006 | 408601 | 0190-COF-FNP-L09-COMMON01 | PM03 | 301 | 1Y L9 PG Calibration (4A9-PG-008) | Filling Packing Line 9 Common | C | 0190E015 | 2017-12-19 | 2014-09-03 | PHOROSCOFE
0190-041-006 | 408601 | 0190-COF-FNP-L09-COMMON01 | PM03 | 301 | 1Y L9 PG Calibration (4A9-PG-009) | Filling Packing Line 9 Common | C | 0190E015 | 2017-12-19 | 2014-09-03 | PHOROSCOFE
0190-041-006 | 408601 | 0190-COF-FNP-L11-COMMON01 | PM03 | 301 | 1Y L11 PG Calibration (4A11-PG-006) | Filling Packing Line 11 Common | C | 0190E015 | 2017-12-19 | 2014-09-01 | PHOROSCOFE
0190-041-006 | 408601 | 0190-COF-FNP-L11-COMMON01 | PM03 | 301 | 1Y L11 PG Calibration (4A11-PG-007) | Filling Packing Line 11 Common | C | 0190E015 | 2017-12-19 | 2014-09-01 | PHOROSCOFE
0190-041-006 | 408601 | 0190-COF-FNP-L11-COMMON01 | PM03 | 301 | 1Y L11 PG Calibration (4A18-PG-007) | Filling Packing Line 11 Common | C | 0190E015 | 2017-12-19 | 2014-09-01 | PHOROSCOFE
0190-041-006 | 408601 | 0190-COF-FNP-L11-COMMON01 | PM03 | 301 | 1Y L11 PG Calibration (4A18-PG-009) | Filling Packing Line 11 Common | C | 0190E015 | 2017-12-19 | 2014-09-01 | PHOROSCOFE
0190-041-006 | 408601 | 0190-COF-FNP-L11-COMMON01 | PM03 | 301 | 1Y L11 Eductor PG Cal (4A18-PG-011) | Filling Packing Line 11 Common | C | 0190E015 | 2017-12-19 | 2014-09-01 | PHOROSCOFE
0190-041-006 | 408601 | 0190-COF-FNP-L12-COMMON01 | PM03 | 301 | 1Y L12 PG Calibration (4A12-PG-003) | Filling Packing Line 12 Common | C | 0190E015 | 2017-12-19 | 2014-09-01 | PHOROSCOFE
0190-041-006 | 408601 | 0190-COF-FNP-L12-COMMON01 | PM03 | 301 | 1Y L12 PG Calibration (4A12-PG-004) | Filling Packing Line 12 Common | C | 0190E015 | 2017-12-19 | 2014-09-01 | PHOROSCOFE
0190-041-006 | 408601 | 0190-COF-FNP-L12-COMMON01 | PM03 | 301 | 1Y L12 Air Nozzle PG Cal (4A18-PG-006) | Filling Packing Line 12 Common | C | 0190E015 | 2017-12-19 | 2014-09-01 | PHOROSCOFE
0190-041-006 | 408601 | 0190-COF-FNP-L12-COMMON01 | PM03 | 301 | 1Y L12 Churn PG Cal (4A18-PG-008) | Filling Packing Line 12 Common | C | 0190E015 | 2017-12-19 | 2014-09-01 | PHOROSCOFE
0190-041-006 | 408601 | 0190-COF-FNP-L12-COMMON01 | PM03 | 301 | 1Y L12 Eductor PG Cal (4A18-PG-010) | Filling Packing Line 12 Common | C | 0190E015 | 2017-12-19 | 2014-09-01 | PHOROSCOFE
0190-041-006 | 408601 | 0190-COF-FNP-L12-COMMON01 | PM03 | 301 | 1Y L12 PG Calibration (4A12-PG-025) | Filling Packing Line 12 Common | C | 0190E015 | 2017-12-19 | 2014-09-05 | PHOROSCOFE
0190-041-006 | 408601 | 0190-WST-FNP-L01-WRACSR01-4A1PG034 | PM03 | 301 | 1Y L1 PG Calibration (4A1-PG-034) | Pressure Gauge PID 4A1PG034 | A | 0190E003 | 2017-12-19 | 2014-09-03 | PHOROSCOFE
0190-041-006 | 408601 | 0190-WST-FNP-L01-XRAY01-CASEREJECT01 | PM03 | 301 | 1Y L1 X-ray Rejector PG Cal (4A1-PG-001) | X-ray Machine Case Rejector Conveyor L1 | B | 0190E004 | 2017-12-19 | 2014-09-03 | PHOROSCOFE
0190-041-005 | 416603 |  | PM03 | 305 | 6M L12 MESPACK Bridge Conveyor Servicing |  |  | 0190E018 | 2021-03-19 | 2014-08-21 | PHILAGANAN
0190-041-004 | 417544 | 0190-COF-FNP-AUX-ROBPAL01-PALLETCONVY01 | PM03 | 305 | 6M MBU 1 KUKA Roller Conveyor Servicing | Pallet Conveyor Line 01 | A | 0190E004 |  | 2021-11-10
0190-041-004 | 417544 | 0190-COF-FNP-AUX-ROBPAL01-PALLETCONVY02 | PM03 | 305 | 6M MBU 1 KUKA Roller Conveyor Servicing | Pallet Conveyor Line 04 | A | 0190E004 |  | 2021-11-10
0190-041-004 | 417544 | 0190-COF-FNP-AUX-ROBPAL01-PCKUPCONVY01 | PM03 | 305 | 6M KUKA 1 Roller Conveyor Servicing | Picckup Conveyor Line 01 | A | 0190E004 | 2021-11-10 | 2014-08-21 | PHONGGE
0190-041-004 | 417544 | 0190-COF-FNP-AUX-ROBPAL01-PCKUPCONVY02 | PM03 | 305 | 6M MBU 1 KUKA Roller Conveyor Servicing | Pickup Conveyor Line 04 | A | 0190E004 | 2021-11-10 | 2021-04-03 | PHONGGE
0190-041-003 | 417522 | 0190-COF-FNP-L07-CARCVY02 | PM03 | 305 | 6M L7 Case Conveyor Servicing | Carton Belt Conveyor Line No 7 | C | 0190E003 | 2017-12-19 | 2014-08-20 | PHOROSCOFE
0190-041-003 | 417522 | 0190-COF-FNP-L07-PACCVY01 | PM03 | 305 | 6M L7 Pouch Discharge Conveyor Servicing | Packing Belt Conveyor Line No 7 | C | 0190E003 | 2017-12-19 | 2014-08-20 | PHOROSCOFE
0190-041-003 | 417522 | 0190-COF-FNP-L07-XRAY01-DISCHCVY01 | PM03 | 305 | 6M L7 X-ray Discharge Conveyor Servicing | X-ray Discharge Conveyor Line 7 | C | 0190E003 | 2017-12-19 | 2014-08-20 | PHOROSCOFE
0190-041-003 | 417522 | 0190-COF-FNP-L07-XRAY01-INFEEDCVY01 | PM03 | 305 | 6M L7 X-ray Infeed Conveyor Servicing | X-ray Infeed Conveyor Line 7 | C | 0190E003 | 2017-12-19 | 2014-08-20 | PHOROSCOFE
0190-041-002 | 63918 | 0190-COF-FNP-AUX-COMMON01 | PM03 | 305 | 1M KS RT Charger Clean'g/Inspct'n/Serv'g | Coffee Filling Packing Common | C | 0190E017 | 2017-06-05 | 2014-08-19 | PHOROSCOFE
0190-041-001 | 415809 | 0190-COF-FNP-AUX-MICROCALIBRATOR01 | PM03 | 301 | 1Y Microcalibrator Calibration SN1304292 | Coffee FP Micro Calibrator SN 1304292 | B | 0190E004 | 2020-11-11 | 2014-06-13 | PHOROSCOFE
0190-040-998 | 416603 | 0190-COF-FNP-L09-INFCVY01 | PM03 | 305 | 3W L09 PRODEC Infeed Conveyor Servicing | Pouch Conveyor to X-ray Machine | C | 0190E003 | 2014-12-01 | 2014-07-11 | PHCABIOPE
0190-040-998 | 416603 | 0190-COF-FNP-L11-INFCVY01 | PM03 | 305 | 3W L11 PRODEC Infeed Conveyor Servicing | PRODEC Pouch Infeed Conveyor | B | 0190E003 | 2014-12-01 | 2014-07-11 | PHCABIOPE
0190-040-998 | 416603 | 0190-COF-FNP-L12-INFCVY01 | PM03 | 305 | 3W L12 PRODEC Infeed Conveyor Servicing | Pouch Conveyor to X-ray Machine | B | 0190E003 | 2014-12-01 | 2014-07-11 | PHCABIOPE
0190-040-997 | 416484 | 0190-COF-FNP-L01-WRPARND01-DOGCHAINCVY01 | PM03 | 305 | 4W L1F1 W/A Dog Chain Conveyor Servicing | Dog Chain Conveyor Line 1 Head 1A | B | 0190E003 | 2020-04-09 | 2014-07-02 | PHOROSCOFE
0190-040-997 | 416484 | 0190-COF-FNP-L01-WRPARND02-DOGCHAINCVY01 | PM03 | 305 | 4W L1F2 W/A Dog Chain Conveyor Servicing | Dog Chain Conveyor Line 1 Head 2A | B | 0190E003 | 2020-04-09 | 2014-07-02 | PHOROSCOFE
0190-040-997 | 416484 | 0190-COF-FNP-L01-WRPARND03-DOGCHAINCVY01 | PM03 | 305 | 4W L1F3 W/A Dog Chain Conveyor Servicing | Dog Chain Conveyor Line 1 Head 3A | B | 0190E003 | 2020-04-09 | 2014-07-02 | PHOROSCOFE
0190-040-997 | 416484 | 0190-COF-FNP-L01-WRPARND04-DOGCHAINCVY01 | PM03 | 305 | 4W L1F4 W/A Dog Chain Conveyor Servicing | Dog Chain Conveyor Line 1 Head 4A | B | 0190E003 | 2020-04-09 | 2014-07-02 | PHOROSCOFE
0190-040-995 | 415765 | 0190-COF-FNP-L05-METDET01 | PM03 | 305 | 6M L05A MetalDetector Gasket Replacement | Megabag Metal Detector L05 | A | 0190E003 | 2014-12-23 | 2014-06-11 | PHCABIOPE
0190-040-995 | 415765 | 0190-COF-FNP-L05-METDET02 | PM03 | 305 | 6M L05B MetalDetector Gasket Replacement | 5-Kgs Metal Detector L05 | A | 0190E003 | 2014-12-23 | 2014-06-11 | PHCABIOPE
0190-040-995 | 415765 | 0190-COF-FNP-L11-METDET01 | PM03 | 305 | 6M L11 Metal Detector Gasket Replacement | Metal Detector L11 | A | 0190E003 | 2014-12-23 | 2014-06-11 | PHCABIOPE
0190-040-995 | 415765 | 0190-WST-FNP-L09-METDET01 | PM03 | 305 | 6M L09 Metal Detector Gasket Replacement | Metal Detector L09 | A | 0190E003 | 2014-12-23 | 2014-06-11 | PHCABIOPE
0190-040-995 | 415765 | 0190-WST-FNP-L12-METDET01COF | PM03 | 305 | 6M L12 Metal Detector Gasket Replacement | Metal Detector L12 | A | 0190E003 | 2014-12-23 | 2014-06-11 | PHCABIOPE
0190-040-994 | 415516 | 0190-COF-FNP-L09-FILLER01 | PM03 | 305 | 1Y L09 Alltech Laser Printer Servicing | Filler Mes pack H-320 FED L09 | A | 0190E004 | 2021-03-19 | 2014-06-02 | PHILAGANAN
0190-040-994 | 415516 | 0190-COF-FNP-L12-FILLER01 | PM03 | 305 | 1Y L12 Alltech Laser Printer Servicing | Filler Mes Pack H-360 FET L12 | A | 0190E004 | 2021-03-19 | 2014-06-02 | PHILAGANAN
0190-040-992 | 512552 | 0190-COF-FNP-L09-FILLER01-DOSINGFNL01 | PM03 | 307 | 4W L9F1 MESPACK Auger Filler Inspection | Dosing Head No. 1 | A | 0190E021 | 2021-03-19 | 2016-12-06 | PHILAGANAN
0190-040-992 | 512552 | 0190-COF-FNP-L09-FILLER01-DOSINGFNL02 | PM03 | 307 | 4W L9F2 MESPACK Auger Filler Inspection | Dosing Head No. 2 | A | 0190E021 | 2021-03-19 | 2016-12-06 | PHILAGANAN
0190-040-991 | 512552 | 0190-COF-FNP-L07-FILLER02-DOSINGASSY01 | PM03 | 307 | 4W L7F1 FUJI Auger Filler Inspection | Dosing Assembly L7F1 | B | 0190E021 | 2017-12-19 | 2016-12-06 | PHOROSCOFE
0190-040-991 | 512552 | 0190-COF-FNP-L07-FILLER03-DOSINGASSY01 | PM03 | 307 | 4W L7F2 FUJI Auger Filler Inspection | Dosing Assembly L7F2 | B | 0190E021 | 2017-12-19 | 2016-12-06 | PHOROSCOFE
0190-040-991 | 512552 | 0190-COF-FNP-L07-FILLER05-DOSINGASSY01 | PM03 | 307 | 4W L7F3 FUJI Auger Filler Inspection | Dosing Assembly L7F3 | B | 0190E021 | 2017-12-19 | 2016-12-06 | PHOROSCOFE
0190-040-991 | 512552 | 0190-COF-FNP-L07-FILLER06-DOSINGASSY01 | PM03 | 307 | 4W L7F4 FUJI Auger Filler Inspection | Dosing Assembly L7F4 | B | 0190E021 | 2017-12-19 | 2016-12-06 | PHOROSCOFE
0190-040-990 | 512552 | 0190-COF-FNP-L04-FILLER01-DOSINGASSY01 | PM03 | 307 | 4W L4F1 FUJI Auger Filler Inspection | Dosing Assembly L4F1 | A | 0190E021 | 2021-03-19 | 2016-12-06 | PHILAGANAN
0190-040-990 | 512552 | 0190-COF-FNP-L04-FILLER02-DOSINGASSY01 | PM03 | 307 | 4W L4F2 FUJI Auger Filler Inspection | Dosing Assembly L4 F2 | A | 0190E021 | 2021-03-19 | 2016-12-06 | PHILAGANAN
0190-040-990 | 512552 | 0190-COF-FNP-L04-FILLER03-DOSINGASSY01 | PM03 | 307 | 4W L4F3 FUJI Auger Filler Inspection | Dosing Assembly L4 F3 | A | 0190E021 | 2021-03-19 | 2016-12-06 | PHILAGANAN
0190-040-990 | 512552 | 0190-COF-FNP-L04-FILLER04-DOSINGASSY01 | PM03 | 307 | 4W L4F4 FUJI Auger Filler Inspection | Dosing Assembly L4F4 | A | 0190E021 | 2021-03-19 | 2016-12-06 | PHILAGANAN
0190-040-989 | 512552 | 0190-COF-FNP-L03-FILLER01-DOSINGASSY01 | PM03 | 307 | 4W L3F1 FUJI Auger Filler Inspection | Dosing Assembly L3F1 | B | 0190E021 | 2017-12-19 | 2016-12-06 | PHOROSCOFE
0190-040-989 | 512552 | 0190-COF-FNP-L03-FILLER02-DOSINGASSY01 | PM03 | 307 | 4W L3F2 FUJI Auger Filler Inspection | Dosing Assembly L3F2 | B | 0190E021 | 2017-12-19 | 2016-12-06 | PHOROSCOFE
0190-040-989 | 512552 | 0190-COF-FNP-L03-FILLER03-DOSINGASSY01 | PM03 | 307 | 4W L3F3 FUJI Auger Filler Inspection | Dosing Assembly L3F3 | B | 0190E021 | 2017-12-19 | 2016-12-06 | PHOROSCOFE
0190-040-989 | 512552 | 0190-COF-FNP-L03-FILLER04-DOSINGASSY01 | PM03 | 307 | 4W L3F4 FUJI Auger Filler Inspection | Dosing Assembly L3F4 | B | 0190E021 | 2017-12-19 | 2016-12-06 | PHOROSCOFE
0190-040-988 | 415218 | 0190-COF-FNP-AUX-ROBPAL01 | PM03 |  | 1Y KUKA 1 PLC/SLC/CLX PM & Data BackUps | Robot Palletizer 25g Line 1 to 4 | A | 0190E004 | 2019-07-05 | 2014-05-28 | PHONGGE
0190-040-988 | 415218 | 0190-COF-FNP-AUX-ROBPAL02 | PM03 | 307 | 1Y KUKA 2 PLC/SLC/CLX PM & Data BackUps | Robot Palletizer Doypack Line | A | 0190E004 | 2019-07-05 | 2014-05-28 | PHONGGE
0190-040-988 | 415218 | 0190-COF-FNP-L09-AILSYS01 | PM03 | 307 | 1Y L09 AIL System PLC PM & Data BackUps | AIL System Line-9 | A | 0190E004 | 2019-07-05 | 2014-05-28 | PHONGGE
0190-040-988 | 415218 | 0190-COF-FNP-L09-BOXCLS01 | PM03 | 307 | 1Y L09 Box Closer PLC PM & Data BackUps | Box Closer Machine 100g L09 | B | 0190E004 | 2019-07-05 | 2014-05-28 | PHONGGE
0190-040-988 | 415218 | 0190-COF-FNP-L09-BOXERE01 | PM03 | 307 | 1Y 100g BoxErector PLC PM & Data BackUps | Box Erector Machine 100g L09 | B | 0190E003 | 2019-07-05 | 2014-05-28 | PHONGGE
0190-040-988 | 415218 | 0190-COF-FNP-L09-CASPAC01 | PM03 | 307 | 1Y L09 PRODEC PLC PM & Data BackUps | Case Packer Machine 100g L09 | A | 0190E004 | 2019-07-05 | 2014-05-28 | PHONGGE
0190-040-988 | 415218 | 0190-COF-FNP-L09-FILLER01 | PM03 | 307 | 1Y L09 MESPACK PLC PM & Data BackUps | Filler Mes pack H-320 FED L09 | A | 0190E004 | 2019-07-05 | 2014-05-28 | PHONGGE
0190-040-988 | 415218 | 0190-COF-FNP-L11-AILSYS01 | PM03 | 307 | 1Y L11 AIL System PLC PM & Data BackUps | AIL System Line-11 | C | 0190E004 | 2019-07-05 | 2014-05-28 | PHONGGE
0190-040-988 | 415218 | 0190-COF-FNP-L11-BOXCLS01 | PM03 | 307 | 1Y L11 Box Closer PLC PM & Data BackUps | Box Closer Machine 50g L11 | B | 0190E004 | 2019-07-05 | 2014-05-28 | PHONGGE
0190-040-988 | 415218 | 0190-COF-FNP-L11-BOXERE01 | PM03 | 307 | 1Y 50g BoxErector PLC PM & Data BackUps | Box Erector Machine 50g L11 | B | 0190E004 | 2019-07-05 | 2014-05-28 | PHONGGE
0190-040-988 | 415218 | 0190-COF-FNP-L11-CASPAC01 | PM03 |  | 1Y L11 PRODEC PLC PM & Data BackUps | Case Packer Machine 50g L11 | A | 0190E004 | 2019-07-05 | 2014-05-28 | PHONGGE
0190-040-988 | 415218 | 0190-COF-FNP-L11-ECACVY01 | PM03 | 307 | 1Y 50g MTCaseCon PLC PM & Data BackUps | Empty Case Conveyor L11 | C | 0190E004 | 2019-07-05 | 2014-05-28 | PHONGGE
0190-040-988 | 415218 | 0190-COF-FNP-L11-FILLER01 | PM03 | 307 | 1Y L11 MESPACK PLC PM & Data BackUps | Filler Mes Pack H-360 FET L11 | A | 0190E004 | 2019-07-05 | 2014-05-28 | PHONGGE
0190-040-988 | 415218 | 0190-COF-FNP-L12-AILSYS01 | PM03 | 307 | 1Y L12 AIL System PLC PM & Data BackUps | AIL System Line-12 | A | 0190E004 | 2019-07-05 | 2014-05-28 | PHONGGE
0190-040-988 | 415218 | 0190-COF-FNP-L12-BOXCLS01 | PM03 | 307 | 1Y L12 Box Closer PLC PM & Data BackUps | Box Closer Machine 50g L12 | B | 0190E004 | 2019-07-05 | 2014-05-28 | PHONGGE
0190-040-988 | 415218 | 0190-COF-FNP-L12-CASPAC01 | PM03 | 307 | 1Y L12 PRODEC PLC PM & Data BackUps | Case Packer Machine 50g L12 | A | 0190E004 | 2019-07-05 | 2014-05-28 | PHONGGE
0190-040-988 | 415218 | 0190-COF-FNP-L12-FILLER01 | PM03 | 307 | 1Y L12 MESPACK PLC PM & Data BackUps | Filler Mes Pack H-360 FET L12 | A | 0190E004 | 2019-07-05 | 2014-05-28 | PHONGGE
0190-040-988 | 415218 | 0190-WST-FNP-L09-ECACVY01 | PM03 | 307 | 1Y 100g MTCaseCon PLC PM & Data BackUps | Empty Case Conveyor 100g L09 | C | 0190E004 | 2019-07-05 | 2014-05-28 | PHONGGE
0190-040-987 | 415217 | 0190-COF-FNP-L07-AILSYS01 | PM03 | 307 | 1Y L7 AIL System HMI PM & Data Back Ups | AIL System Line-7 | C | 0190E004 | 2017-12-19 | 2014-05-28 | PHOROSCOFE
0190-040-987 | 415217 | 0190-COF-FNP-L07-FILLER02 | PM03 | 307 | 1Y L7F19 FUJI HMI PM & Data Back Ups | Filler No 19 L7 Fuji Fw 7t | B | 0190E004 | 2017-12-19 | 2014-05-28 | PHOROSCOFE
0190-040-987 | 415217 | 0190-COF-FNP-L07-FILLER03 | PM03 | 307 | 1Y L7F20 FUJI HMI PM & Data Back Ups | Filler No 20 L7 Fuji Fw 7t | B | 0190E004 | 2017-12-19 | 2014-05-28 | PHOROSCOFE
0190-040-987 | 415217 | 0190-COF-FNP-L07-FILLER05 | PM03 | 307 | 1Y L7F21 FUJI HMI PM & Data Back Ups | Filler No 21 L7 Fuji Fw 7t | B | 0190E004 | 2017-12-19 | 2014-05-28 | PHOROSCOFE
0190-040-987 | 415217 | 0190-COF-FNP-L07-FILLER06 | PM03 | 307 | 1Y L7F22 FUJI HMI PM & Data Back Ups | Filler No 22 L7 Fuji Fw 7t | B | 0190E004 | 2017-12-19 | 2014-05-28 | PHOROSCOFE
0190-040-987 | 415217 | 0190-COF-FNP-L07-XRAY01 | PM03 | 307 | 1Y L7 XRay Mach HMI PM & Data Back Ups | X-Ray Machine Line-07 | A | 0190E004 | 2017-12-19 | 2014-05-28 | PHOROSCOFE
0190-040-986 | 415217 | 0190-COF-FNP-L04-AILSYS01 | PM03 | 307 | 1Y L4 AIL System HMI PM & Data Back Ups | AIL System Line-4 | A | 0190E004 | 2019-07-05 | 2014-05-28 | PHONGGE
0190-040-986 | 415217 | 0190-COF-FNP-L04-FILLER01 | PM03 | 307 | 1Y L4F13 FUJI HMI PM & Data Back Ups | Filler No 13 L4 Fuji Fw 7t | A | 0190E004 | 2019-07-05 | 2014-05-28 | PHONGGE
0190-040-986 | 415217 | 0190-COF-FNP-L04-FILLER02 | PM03 | 307 | 1Y L4F14 FUJI HMI PM & Data Back Ups | Filler No 14 L4 Fuji Fw 7t | A | 0190E004 | 2019-07-05 | 2014-05-28 | PHONGGE
0190-040-986 | 415217 | 0190-COF-FNP-L04-FILLER03 | PM03 | 307 | 1Y L4F15 FUJI HMI PM & Data Back Ups | Filler No 15 L4 Fuji Fw 7t | A | 0190E004 | 2019-07-05 | 2014-05-28 | PHONGGE
0190-040-986 | 415217 | 0190-COF-FNP-L04-FILLER04 | PM03 | 307 | 1Y L4F16 FUJI HMI PM & Data Back Ups | Filler No 16 L4 Fuji Fw 7t | A | 0190E004 | 2019-07-05 | 2014-05-28 | PHONGGE
0190-040-986 | 415217 | 0190-COF-FNP-L04-WRACSR01 | PM03 | 307 | 1Y L4 WA Caser HMI PM & Data Back Ups | Wrap Around Caser Line No4 Fw 607 W | A | 0190E004 | 2019-07-05 | 2014-05-28 | PHONGGE
0190-040-986 | 415217 | 0190-COF-FNP-L04-XRAY01 | PM03 | 307 | 1Y L4 XRay Mach HMI PM & Data Back Ups | X-Ray Machine Line-04 | A | 0190E004 | 2019-07-05 | 2014-05-28 | PHONGGE
0190-040-985 | 415217 | 0190-COF-FNP-L03-AILSYS01 | PM03 | 307 | 1Y L3 AIL System HMI PM & Data Back Ups | AIL System Line-3 | C | 0190E004 | 2017-12-19 | 2014-05-28 | PHOROSCOFE
0190-040-985 | 415217 | 0190-COF-FNP-L03-FILLER01 | PM03 | 307 | 1Y L3F9 FUJI HMI PM & Data Back Ups | Filler No 9 L3 Fuji Fw 7t | B | 0190E004 | 2017-12-19 | 2014-05-28 | PHOROSCOFE
0190-040-985 | 415217 | 0190-COF-FNP-L03-FILLER02 | PM03 | 307 | 1Y L3F10 FUJI HMI PM & Data Back Ups | Filler No 10 L3 Fuji Fw 7t | B | 0190E004 | 2017-12-19 | 2014-05-28 | PHOROSCOFE
0190-040-985 | 415217 | 0190-COF-FNP-L03-FILLER03 | PM03 | 307 | 1Y L3F11 FUJI HMI PM & Data Back Ups | Filler No 11 L3 Fuji Fw 7t | B | 0190E004 | 2017-12-19 | 2014-05-28 | PHOROSCOFE
0190-040-985 | 415217 | 0190-COF-FNP-L03-FILLER04 | PM03 | 307 | 1Y L3F12 FUJI HMI PM & Data Back Ups | Filler No 12 L3 Fuji Fw 7t | B | 0190E004 | 2017-12-19 | 2014-05-28 | PHOROSCOFE
0190-040-985 | 415217 | 0190-COF-FNP-L03-WRACSR01 | PM03 | 307 | 1Y L3 WA Caser HMI PM & Data Back Ups | Wrap Around Caser Line No 3 Fw 607 W | A | 0190E004 | 2017-12-19 | 2014-05-28 | PHOROSCOFE
0190-040-985 | 415217 | 0190-COF-FNP-L03-XRAY01 | PM03 | 307 | 1Y L2 XRay Mach HMI PM & Data Back Ups | X-Ray Machine Line-03 | A | 0190E004 | 2017-12-19 | 2014-05-28 | PHOROSCOFE
0190-040-984 | 415217 | 0190-COF-FNP-L02-AILSYS01 | PM03 | 307 | 1Y L2 AIL System HMI PM & Data Back Ups | AIL System Line-2 | C | 0190E004 | 2014-10-22 | 2014-05-28 | PHCABIOPE
0190-040-984 | 415217 | 0190-COF-FNP-L02-FILLER01 | PM03 | 307 | 1Y L2F5 FUJI HMI PM & Data Back Ups | Filler No 5 L2 | B | 0190E004 | 2014-10-22 | 2014-05-28 | PHCABIOPE
0190-040-984 | 415217 | 0190-COF-FNP-L02-FILLER02 | PM03 | 307 | 1Y L2F6 FUJI HMI PM & Data Back Ups | Filler No 6 L2 Fuji Fw 7t | B | 0190E004 | 2014-10-22 | 2014-05-28 | PHCABIOPE
0190-040-984 | 415217 | 0190-COF-FNP-L02-FILLER03 | PM03 | 307 | 1Y L2F7 FUJI HMI PM & Data Back Ups | Filler No 7 L2 Fuji Fw 7t | B | 0190E004 | 2014-10-22 | 2014-05-28 | PHCABIOPE
0190-040-984 | 415217 | 0190-COF-FNP-L02-FILLER04 | PM03 | 307 | 1Y L2F8 FUJI HMI PM & Data Back Ups | Filler No 8 L2 Fuji Fw 7t | B | 0190E004 | 2014-10-22 | 2014-05-28 | PHCABIOPE
0190-040-984 | 415217 | 0190-COF-FNP-L02-WRACSR01 | PM03 | 307 | 1Y L2 WA Caser HMI PM & Data Back Ups | Wrap Around Caser Line No 2 Fw 607 W | A | 0190E004 | 2014-10-22 | 2014-05-28 | PHCABIOPE
0190-040-984 | 415217 | 0190-COF-FNP-L02-XRAY01 | PM03 | 307 | 1Y L2 XRay Mach HMI PM & Data Back Ups | X-Ray Machine Line-02 | A | 0190E004 | 2014-10-22 | 2014-05-28 | PHCABIOPE
0190-040-983 | 415217 | 0190-COF-FNP-L01-AILSYS01 | PM03 | 307 | 1Y L1 AIL System HMI PM & Data Back Ups | AIL System Line-1 | A | 0190E004 | 2019-07-06 | 2014-05-28 | PHONGGE
0190-040-983 | 415217 | 0190-COF-FNP-L01-FILLER01 | PM03 | 307 | 1Y L1F1 FUJI HMI PM & Data Back Ups | Filler No 1 L1 | A | 0190E004 | 2019-07-06 | 2014-05-28 | PHONGGE
0190-040-983 | 415217 | 0190-COF-FNP-L01-FILLER02 | PM03 | 307 | 1Y L1F2 FUJI HMI PM & Data Back Ups | Filler No 2 L1 | A | 0190E004 | 2019-07-06 | 2014-05-28 | PHONGGE
0190-040-983 | 415217 | 0190-COF-FNP-L01-FILLER03 | PM03 | 307 | 1Y L1F3 FUJI HMI PM & Data Back Ups | Filler No 3 L1 | A | 0190E004 | 2019-07-06 | 2014-05-28 | PHONGGE
0190-040-983 | 415217 | 0190-COF-FNP-L01-FILLER04 | PM03 | 307 | 1Y L1F4 FUJI HMI PM & Data Back Ups | Filler No 4 L1 | A | 0190E004 | 2019-07-06 | 2014-05-28 | PHONGGE
0190-040-983 | 415217 | 0190-COF-FNP-L01-INFCVY01 | PM03 | 307 | 1Y L1 INFCVY01 HMI PM & Data Back Ups | Wrap Around Infeed Conveyor Fm01 L 1 | C | 0190E004 | 2019-07-06 | 2014-05-28 | PHONGGE
0190-040-983 | 415217 | 0190-COF-FNP-L01-INFCVY02 | PM03 | 307 | 1Y L1 INFCVY02 HMI PM & Data Back Ups | Wrap Around Infeed Conveyor Fm02 L 1 | C | 0190E004 | 2019-07-06 | 2014-05-28 | PHONGGE
0190-040-983 | 415217 | 0190-COF-FNP-L01-INFCVY03 | PM03 | 307 | 1Y L1 INFCVY03 HMI PM & Data Back Ups | Wrap Around Infeed Conveyor Fm03 L 1 | C | 0190E004 | 2019-07-06 | 2014-05-28 | PHONGGE
0190-040-983 | 415217 | 0190-COF-FNP-L01-INFCVY04 | PM03 | 307 | 1Y L1 INFCVY04 HMI PM & Data Back Ups | Wrap Around Infeed Conveyor Fm04 L 1 | C | 0190E004 | 2019-07-06 | 2014-05-28 | PHONGGE
0190-040-983 | 415217 | 0190-COF-FNP-L01-WRACSR01 | PM03 | 307 | 1Y L1 WA Caser HMI PM & Data Back Ups | Wrap Around Caser Line No 1 | A | 0190E004 | 2019-07-06 | 2014-05-28 | PHONGGE
0190-040-983 | 415217 | 0190-COF-FNP-L01-XRAY01 | PM03 | 307 | 1Y L1 XRay Mach HMI PM & Data Back Ups | X-Ray Machine Line-01 | A | 0190E004 | 2019-07-06 | 2014-05-28 | PHONGGE
0190-040-982 | 415217 | 0190-COF-FNP-AUX-ROBPAL01 | PM03 | 307 | 1Y KUKA 1 HMI PM & Data Back Ups | Robot Palletizer 25g Line 1 to 4 | A | 0190E004 | 2019-07-05 | 2014-05-20 | PHONGGE
0190-040-982 | 415217 | 0190-COF-FNP-AUX-ROBPAL02 | PM03 | 307 | 1Y KUKA 2 HMI PM & Data Back Ups | Robot Palletizer Doypack Line | A | 0190E004 | 2019-07-05 | 2014-05-20 | PHONGGE
0190-040-982 | 415217 | 0190-COF-FNP-L09-AILSYS01 | PM03 | 307 | 1Y L09 AIL System HMI PM & Data Back Ups | AIL System Line-9 | A | 0190E004 | 2019-07-05 | 2014-05-28 | PHONGGE
0190-040-982 | 415217 | 0190-COF-FNP-L09-BOXCLS01 | PM03 | 307 | 1Y L09 Box Closer HMI PM & Data Back Ups | Box Closer Machine 100g L09 | B | 0190E004 | 2019-07-05 | 2014-05-27 | PHONGGE
0190-040-982 | 415217 | 0190-COF-FNP-L09-BOXERE01 | PM03 | 307 | 1Y 100gBoxErector HMI PM & Data Back Ups | Box Erector Machine 100g L09 | B | 0190E003 | 2019-07-05 | 2014-05-20 | PHONGGE
0190-040-982 | 415217 | 0190-COF-FNP-L09-CASPAC01 | PM03 | 307 | 1Y L09 PRODEC HMI PM & Data Back Ups | Case Packer Machine 100g L09 | A | 0190E004 | 2019-07-05 | 2014-05-20 | PHONGGE
0190-040-982 | 415217 | 0190-COF-FNP-L09-FILLER01 | PM03 | 307 | 1Y L09 MESPACK HMI PM & Data Back Ups | Filler Mes pack H-320 FED L09 | A | 0190E003 | 2019-07-05 | 2014-05-20 | PHONGGE
0190-040-982 | 415217 | 0190-COF-FNP-L11-AILSYS01 | PM03 | 307 | 1Y L11 AIL System HMI PM & Data Back Ups | AIL System Line-11 | C | 0190E004 | 2019-07-05 | 2014-05-28 | PHONGGE
0190-040-982 | 415217 | 0190-COF-FNP-L11-BOXCLS01 | PM03 | 307 | 1Y L11 Box Closer HMI PM & Data Back Ups | Box Closer Machine 50g L11 | B | 0190E004 | 2019-07-05 | 2014-05-27 | PHONGGE
0190-040-982 | 415217 | 0190-COF-FNP-L11-BOXERE01 | PM03 | 307 | 1Y 50g BoxErector HMI PM & Data Back Ups | Box Erector Machine 50g L11 | B | 0190E004 | 2019-07-05 | 2014-05-20 | PHONGGE
0190-040-982 | 415217 | 0190-COF-FNP-L11-CASPAC01 | PM03 | 307 | 1Y L11 PRODEC HMI PM & Data Back Ups | Case Packer Machine 50g L11 | A | 0190E004 | 2019-07-05 | 2014-05-20 | PHONGGE
0190-040-982 | 415217 | 0190-COF-FNP-L11-ECACVY01 | PM03 | 307 | 1Y 50g MTCaseCon HMI PM & Data Back Ups | Empty Case Conveyor L11 | C | 0190E004 | 2019-07-05 | 2014-05-27 | PHONGGE
0190-040-982 | 415217 | 0190-COF-FNP-L11-FILLER01 | PM03 | 307 | 1Y L11 MESPACK HMI PM & Data Back Ups | Filler Mes Pack H-360 FET L11 | A | 0190E004 | 2019-07-05 | 2014-05-20 | PHONGGE
0190-040-982 | 415217 | 0190-COF-FNP-L11-METDET01 | PM03 | 307 | 1Y L11 METDET HMI PM & Data Back Ups | Metal Detector L11 | A | 0190E004 | 2019-07-05 | 2014-05-27 | PHONGGE
0190-040-982 | 415217 | 0190-COF-FNP-L12-AILSYS01 | PM03 | 307 | 1Y L12 AIL System HMI PM & Data Back Ups | AIL System Line-12 | A | 0190E004 | 2019-07-05 | 2014-05-28 | PHONGGE
0190-040-982 | 415217 | 0190-COF-FNP-L12-BOXCLS01 | PM03 | 307 | 1Y L12 Box Closer HMI PM & Data Back Ups | Box Closer Machine 50g L12 | B | 0190E004 | 2019-07-05 | 2014-05-27 | PHONGGE
0190-040-982 | 415217 | 0190-COF-FNP-L12-CASPAC01 | PM03 | 307 | 1Y L12 PRODEC HMI PM & Data Back Ups | Case Packer Machine 50g L12 | A | 0190E004 | 2019-07-05 | 2014-05-20 | PHONGGE
0190-040-982 | 415217 | 0190-COF-FNP-L12-FILLER01 | PM03 | 307 | 1Y L12 MESPACK HMI PM & Data Back Ups | Filler Mes Pack H-360 FET L12 | A | 0190E004 | 2019-07-05 | 2014-05-20 | PHONGGE
0190-040-982 | 415217 | 0190-WST-FNP-L09-ECACVY01 | PM03 | 307 | 1Y 100g MTCaseCon HMI PM & Data Back Ups | Empty Case Conveyor 100g L09 | C | 0190E004 | 2019-07-05 | 2014-05-27 | PHONGGE
0190-040-982 | 415217 | 0190-WST-FNP-L09-METDET01 | PM03 | 307 | 1Y L09 METDET HMI PM & Data Back Ups | Metal Detector L09 | A | 0190E004 | 2019-07-05 | 2014-05-27 | PHONGGE
0190-040-982 | 415217 | 0190-WST-FNP-L12-METDET01COF | PM03 | 307 | 1Y L12 METDET HMI PM & Data Back Ups | Metal Detector L12 | A | 0190E004 | 2019-07-05 | 2014-05-27 | PHONGGE
0190-040-981 | 410373 | 0190-COF-FNP-L14-MTLDTR01 | PM03 | 305 | 3M L14 MD Solenoid Valve Servicing | Coffee L14 Metal Detector | B | 0190E004 | 2016-06-02 | 2014-05-19 | PHCABIOPE
0190-040-980 | 413466 | 0190-COF-FNP-AUX-DUSCOR01 | PM03 | 305 | 6M Centriclone No 1 Filters Replacement | Dust Collector for AIL Dedusting Line | A | 0190E018 | 2015-08-27 | 2014-03-25 | PHCABIOPE
0190-040-980 | 413466 | 0190-COF-FNP-AUX-DUSCOR02 | PM03 | 305 | 6M Centriclone No 2 Filters Replacement | Dust Collector for MBU1 & Line 5 MegaBag | A | 0190E003 | 2015-08-27 | 2014-03-25 | PHCABIOPE
0190-040-980 | 413466 | 0190-COF-FNP-AUX-DUSCOR03 | PM03 | 305 | 6M Centriclone No 3 Filters Replacement | Dust Collector for TTS Dedusting Line | A | 0190E003 | 2015-08-27 | 2014-03-25 | PHCABIOPE
0190-040-980 | 413466 | 0190-COF-FNP-AUX-DUSCOR04 | PM03 | 305 | 6M Centriclone No 4 Filters Replacement | Dust Collector for MBU2 Dedusting Line | A | 0190E003 | 2015-08-27 | 2014-03-25 | PHCABIOPE
0190-040-979 | 412367 | 0190-COF-FNP-L12-FILLER01 | PM03 | 307 | 3M L12 Vertical Sealer Spring Inspection | Filler Mes Pack H-360 FET L12 | A | 0190E003 | 2014-12-03 | 2014-03-03 | PHCABIOPE
0190-040-978 | 412367 | 0190-COF-FNP-L11-FILLER01 | PM03 | 307 | 3M L11 Vertical Sealer Spring Inspection | Filler Mes Pack H-360 FET L11 | A | 0190E003 | 2014-12-03 | 2014-03-03 | PHCABIOPE
0190-040-977 | 412367 | 0190-COF-FNP-L09-FILLER01 | PM03 | 307 | 3M L9 Vertical Sealer Spring Inspection | Filler Mes pack H-320 FED L09 | A | 0190E003 | 2014-12-03 | 2014-03-03 | PHCABIOPE
0190-040-976 | 34257 | 0190-COF-FNP-L12-FILLER01 | PM03 | 305 | 4M L12 Mini-hopper Breather Replacement | Filler Mes Pack H-360 FET L12 | A | 0190E003 | 2014-11-13 | 2014-02-13 | PHCABIOPE
0190-040-975 | 34257 | 0190-COF-FNP-L11-FILLER01 | PM03 | 305 | 4M L11 Mini-hopper Breather Replacement | Filler Mes Pack H-360 FET L11 | A | 0190E003 | 2014-11-13 | 2014-02-13 | PHCABIOPE
0190-040-974 | 34257 | 0190-COF-FNP-L09-FILLER01 | PM03 | 305 | 4M L9 Mini-hopper Breather Replacement | Filler Mes pack H-320 FED L09 | A | 0190E003 | 2014-11-13 | 2014-02-13 | PHCABIOPE
0190-040-973 | 34257 | 0190-COF-FNP-L07-FILLER02 | PM03 | 305 | 4M L7F19 Minihopper Breather Replacement | Filler No 19 L7 Fuji Fw 7t | B | 0190E003 | 2014-11-14 | 2014-02-13 | PHCABIOPE
0190-040-973 | 34257 | 0190-COF-FNP-L07-FILLER03 | PM03 | 305 | 4M L7F20 Minihopper Breather Replacement | Filler No 20 L7 Fuji Fw 7t | B | 0190E003 | 2014-11-14 | 2014-02-13 | PHCABIOPE
0190-040-973 | 34257 | 0190-COF-FNP-L07-FILLER05 | PM03 |  | 4M L7F21 Minihopper Breather Replacement | Filler No 21 L7 Fuji Fw 7t | B | 0190E003 | 2014-11-14 | 2014-02-13 | PHCABIOPE
0190-040-973 | 34257 | 0190-COF-FNP-L07-FILLER06 | PM03 | 305 | 4M L7F22 Minihopper Breather Replacement | Filler No 22 L7 Fuji Fw 7t | B | 0190E003 | 2014-11-14 | 2014-02-13 | PHCABIOPE
0190-040-972 | 34257 | 0190-COF-FNP-L04-FILLER01 | PM03 | 305 | 4M L4F13 Minihopper Breather Replacement | Filler No 13 L4 Fuji Fw 7t | A | 0190E003 | 2015-02-03 | 2014-02-13 | PHCABIOPE
0190-040-972 | 34257 | 0190-COF-FNP-L04-FILLER02 | PM03 | 305 | 4M L4F14 Minihopper Breather Replacement | Filler No 14 L4 Fuji Fw 7t | A | 0190E003 | 2015-02-03 | 2014-02-13 | PHCABIOPE
0190-040-972 | 34257 | 0190-COF-FNP-L04-FILLER03 | PM03 | 305 | 4M L4F15 Minihopper Breather Replacement | Filler No 15 L4 Fuji Fw 7t | A | 0190E003 | 2015-02-03 | 2014-02-13 | PHCABIOPE
0190-040-972 | 34257 | 0190-COF-FNP-L04-FILLER04 | PM03 | 305 | 4M L4F16 Minihopper Breather Replacement | Filler No 16 L4 Fuji Fw 7t | A | 0190E003 | 2015-02-03 | 2014-02-13 | PHCABIOPE
0190-040-971 | 34257 | 0190-COF-FNP-L03-FILLER01 | PM03 | 305 | 4M L3F9 Minihopper Breather Replacement | Filler No 9 L3 Fuji Fw 7t | B | 0190E021 | 2015-02-03 | 2014-02-13 | PHCABIOPE
0190-040-971 | 34257 | 0190-COF-FNP-L03-FILLER02 | PM03 | 305 | 4M L3F10 Minihopper Breather Replacement | Filler No 10 L3 Fuji Fw 7t | B | 0190E003 | 2015-02-03 | 2014-02-13 | PHCABIOPE
0190-040-971 | 34257 | 0190-COF-FNP-L03-FILLER03 | PM03 | 305 | 4M L3F11 Minihopper Breather Replacement | Filler No 11 L3 Fuji Fw 7t | B | 0190E003 | 2015-02-03 | 2014-02-13 | PHCABIOPE
0190-040-971 | 34257 | 0190-COF-FNP-L03-FILLER04 | PM03 | 305 | 4M L3F12 Minihopper Breather Replacement | Filler No 12 L3 Fuji Fw 7t | B | 0190E003 | 2015-02-03 | 2014-02-13 | PHCABIOPE
0190-040-970 | 34257 | 0190-COF-FNP-L02-FILLER01 | PM03 | 305 | 4M L2F5 Minihopper Breather Replacement | Filler No 5 L2 | B | 0190E003 | 2014-06-05 | 2014-02-13 | PHCABIOPE
0190-040-970 | 34257 | 0190-COF-FNP-L02-FILLER02 | PM03 | 305 | 4M L2F6 Minihopper Breather Replacement | Filler No 6 L2 Fuji Fw 7t | B | 0190E003 | 2014-06-05 | 2014-02-13 | PHCABIOPE
0190-040-970 | 34257 | 0190-COF-FNP-L02-FILLER03 | PM03 | 305 | 4M L2F7 Minihopper Breather Replacement | Filler No 7 L2 Fuji Fw 7t | B | 0190E003 | 2014-06-05 | 2014-02-13 | PHCABIOPE
0190-040-970 | 34257 | 0190-COF-FNP-L02-FILLER04 | PM03 | 305 | 4M L2F8 Minihopper Breather Replacement | Filler No 8 L2 Fuji Fw 7t | B | 0190E003 | 2014-06-05 | 2014-02-13 | PHCABIOPE
0190-040-969 | 34257 | 0190-COF-FNP-L01-FILLER01 | PM03 | 305 | 4M L1F1 Minihopper Breather Replacement | Filler No 1 L1 | A | 0190E003 | 2014-11-13 | 2014-02-13 | PHCABIOPE
0190-040-969 | 34257 | 0190-COF-FNP-L01-FILLER02 | PM03 | 305 | 4M L1F2 Minihopper Breather Replacement | Filler No 2 L1 | A | 0190E003 | 2014-11-13 | 2014-02-13 | PHCABIOPE
0190-040-969 | 34257 | 0190-COF-FNP-L01-FILLER03 | PM03 | 305 | 4M L1F3 Minihopper Breather Replacement | Filler No 3 L1 | A | 0190E003 | 2014-11-13 | 2014-02-13 | PHCABIOPE
0190-040-969 | 34257 | 0190-COF-FNP-L01-FILLER04 | PM03 | 305 | 4M L1F4 Minihopper Breather Replacement | Filler No 4 L1 | A | 0190E003 | 2014-11-13 | 2014-02-13 | PHCABIOPE
0190-040-968 | 412017 | 0190-COF-FNP-AUX-ROBPAL02 | PM03 | 303 | 6M KUKA Robot 2 Gripper Lubrication | Robot Palletizer Doypack Line | A | 0190E003 | 2021-03-19 | 2014-02-10 | PHILAGANAN
0190-040-967 | 412017 | 0190-COF-FNP-AUX-ROBPAL01-KUKAROBOT | PM03 | 303 | 6M KUKA Robot 1 Gripper Lubrication | Robot Palletizer MBU1 | A | 0190E004 | 2021-04-03 | 2014-02-10 | PHONGGE
0190-040-966 | 411976 | 0190-COF-FNP-AUX-COMMON01 | PM03 | 301 | 1Y SARTORIUS TestWeight 4A19-TW-23629554 | Coffee Filling Packing Common | C | 0190E015 | 2020-08-31 | 2014-02-06 | PHOROSCOFE
0190-040-966 | 411976 | 0190-COF-FNP-AUX-COMMON01 | PM03 | 301 | 1Y SARTORIUS TestWeight 4A19-TW-23629578 | Coffee Filling Packing Common | C | 0190E003 | 2020-08-31 | 2014-07-08 | PHOROSCOFE
0190-040-966 | 411976 | 0190-COF-FNP-AUX-COMMON01 | PM03 | 301 | 1Y SARTORIUS TestWeight 4A19-TW-23629586 | Coffee Filling Packing Common | C | 0190E003 | 2020-08-31 | 2014-07-08 | PHOROSCOFE
0190-040-966 | 411976 | 0190-COF-FNP-AUX-COMMON01 | PM03 | 301 | 1Y SARTORIUS PID 23629589 | Coffee Filling Packing Common | C | 0190E003 | 2020-08-31 | 2014-07-08 | PHOROSCOFE
0190-040-966 | 411976 | 0190-COF-FNP-AUX-COMMON01 | PM03 | 301 | 1Y SARTORIUS PID 23729247 | Coffee Filling Packing Common | C | 0190E003 | 2020-08-31 | 2014-07-08 | PHOROSCOFE
0190-040-966 | 411976 | 0190-COF-FNP-AUX-COMMON01 | PM03 | 301 | 1Y SARTORIUS TestWeight 4A19-TW-23929466 | Coffee Filling Packing Common | C | 0190E003 | 2020-08-31 | 2014-07-08 | PHOROSCOFE
0190-040-966 | 411976 | 0190-COF-FNP-AUX-COMMON01 | PM03 | 301 | 1Y SARTORIUS TestWeight 4A19-TW-24529194 | Coffee Filling Packing Common | C | 0190E003 | 2020-08-31 | 2014-07-08 | PHOROSCOFE
0190-040-966 | 411976 | 0190-COF-FNP-AUX-COMMON01 | PM03 | 301 | 1Y SARTORIUS TestWeight 4A19-TW-25929549 | Coffee Filling Packing Common | C | 0190E003 | 2020-08-31 | 2014-07-08 | PHOROSCOFE
0190-040-966 | 411976 | 0190-COF-FNP-AUX-COMMON01 | PM03 | 301 | 1Y SARTORIUS TestWeight 4A19-TW-25929551 | Coffee Filling Packing Common | C | 0190E003 | 2020-08-31 | 2014-07-08 | PHOROSCOFE
0190-040-966 | 411976 | 0190-COF-FNP-AUX-COMMON01 | PM03 | 301 | 1Y SARTORIUS TestWeight 4A19-TW-25929553 | Coffee Filling Packing Common | C | 0190E003 | 2020-08-31 | 2014-07-08 | PHOROSCOFE
0190-040-966 | 411976 | 0190-COF-FNP-AUX-COMMON01 | PM03 | 301 | 1Y SARTORIUS TestWeight 4A19-TW-25929554 | Coffee Filling Packing Common | C | 0190E003 | 2020-08-31 | 2014-07-08 | PHOROSCOFE
0190-040-966 | 411976 | 0190-COF-FNP-AUX-COMMON01 | PM03 | 301 | 1Y SARTORIUS PID 26829418 | Coffee Filling Packing Common | C | 0190E003 | 2020-08-31 | 2014-07-08 | PHOROSCOFE
0190-040-966 | 411976 | 0190-COF-FNP-AUX-COMMON01 | PM03 | 301 | 1Y SARTORIUS PID 26929645 | Coffee Filling Packing Common | C | 0190E003 | 2020-08-31 | 2014-07-08 | PHOROSCOFE
0190-040-966 | 411976 | 0190-COF-FNP-AUX-COMMON01 | PM03 | 301 | 1Y SARTORIUS TestWeight 4A19-TW-27029580 | Coffee Filling Packing Common | C | 0190E003 | 2020-08-31 | 2014-07-08 | PHOROSCOFE
0190-040-966 | 411976 | 0190-COF-FNP-AUX-COMMON01 | PM03 | 301 | 1Y SARTORIUS TestWeight 4A19-TW-27029625 | Coffee Filling Packing Common | C | 0190E003 | 2020-08-31 | 2014-07-08 | PHOROSCOFE
0190-040-966 | 411976 | 0190-COF-FNP-AUX-COMMON01 | PM03 | 301 | 1Y SARTORIUS TestWeight 4A19-TW-27029630 | Coffee Filling Packing Common | C | 0190E003 | 2020-08-31 | 2014-07-08 | PHOROSCOFE
0190-040-966 | 411976 | 0190-COF-FNP-AUX-COMMON01 | PM03 | 301 | 1Y SARTORIUS TestWeight 4A19-TW-27029631 | Coffee Filling Packing Common | C | 0190E003 | 2020-08-31 | 2014-07-08 | PHOROSCOFE
0190-040-966 | 411976 | 0190-COF-FNP-AUX-COMMON01 | PM03 | 301 | 1Y SARTORIUS PID 27029693 | Coffee Filling Packing Common | C | 0190E003 | 2020-08-31 | 2014-07-08 | PHOROSCOFE
0190-040-965 | 404698 | 0190-COF-PRO-FTS-PIPTRA01-DIVERTVLV07 | PM03 | 305 | 3M Gericke Solenoid Valve 28 Servicing | Diverter Valve 28 | B | 0190E002 | 2021-01-05 | 2014-02-12 | PHDAVODAMA
0190-040-964 | 404726 | 0190-COF-PRO-FTS-PIPTRA01-DIVERTVLV07 | PM03 | 305 | 3M Gericke Diverter Valve 28 Servicing | Diverter Valve 28 | B | 0190E001 | 2021-01-05 | 2014-02-12 | PHDAVODAMA
0190-040-963 | 404698 | 0190-COF-PRO-FTS-PIPTRA01-DIVERTVLV06 | PM03 | 307 | 26W Gericke Solenoid Valve 27 Servicing | Diverter Valve 27 | B | 0190E002 | 2021-11-30 | 2014-02-12 | PHDAVODAMA
0190-040-962 | 404726 | 0190-COF-PRO-FTS-PIPTRA01-DIVERTVLV06 | PM03 | 307 | 26W Gericke Diverter Valve 27 Servicing | Diverter Valve 27 | B | 0190E001 | 2021-11-30 | 2014-02-12 | PHDAVODAMA
0190-040-961 | 404698 | 0190-COF-PRO-FTS-PIPTRA01-DIVERTVLV05 | PM03 | 307 | 26W Gericke Solenoid Valve 23 Servicing | Diverter Valve 23 | B | 0190E002 | 2021-11-30 | 2014-02-12 | PHDAVODAMA
0190-040-960 | 404726 | 0190-COF-PRO-FTS-PIPTRA01-DIVERTVLV05 | PM03 | 307 | 26W Gericke Diverter Valve 23 Servicing | Diverter Valve 23 | B | 0190E001 | 2021-11-30 | 2014-02-12 | PHDAVODAMA
0190-040-959 | 404698 | 0190-COF-PRO-FTS-PIPTRA01-DIVERTVLV04 | PM03 | 307 | 26W Gericke Solenoid Valve 22 Servicing | Diverter Valve 22 | B | 0190E002 | 2021-11-30 | 2014-02-12 | PHDAVODAMA
0190-040-958 | 404726 | 0190-COF-PRO-FTS-PIPTRA01-DIVERTVLV04 | PM03 | 307 | 26W Gericke Diverter Valve 22 Servicing | Diverter Valve 22 | B | 0190E001 | 2021-11-30 | 2014-02-12 | PHDAVODAMA
0190-040-957 | 404698 | 0190-COF-PRO-FTS-PIPTRA01-DIVERTVLV03 | PM03 | 307 | 26W Gericke Solenoid Valve 25 Servicing | Diverter Valve 25 | B | 0190E002 | 2021-11-30 | 2014-01-09 | PHDAVODAMA
0190-040-956 | 404726 | 0190-COF-PRO-FTS-PIPTRA01-DIVERTVLV03 | PM03 | 307 | 26W Gericke Diverter Valve 25 Servicing | Diverter Valve 25 | B | 0190E001 | 2021-11-30 | 2014-01-09 | PHDAVODAMA
0190-040-955 | 404698 | 0190-COF-PRO-FTS-PIPTRA01-DIVERTVLV02 | PM03 | 307 | 13W Gericke Solenoid Valve 24 Servicing | Diverter Valve 24 | B | 0190E001 | 2021-11-30 | 2014-01-09 | PHDAVODAMA
0190-040-954 | 404726 | 0190-COF-PRO-FTS-PIPTRA01-DIVERTVLV02 | PM03 | 307 | 13W Gericke Diverter Valve 24 Servicing | Diverter Valve 24 | B | 0190E001 | 2021-11-30 | 2014-01-09 | PHDAVODAMA
0190-040-953 | 404698 | 0190-COF-PRO-FTS-PIPTRA01-DIVERTVLV01 | PM03 | 307 | 26W Gericke Solenoid Valve 40 Servicing | Diverter Valve 40 | B | 0190E002 | 2021-11-30 | 2014-01-09 | PHDAVODAMA
0190-040-952 | 404726 | 0190-COF-PRO-FTS-PIPTRA01-DIVERTVLV01 | PM03 | 307 | 26W Gericke Diverter Valve 40 Servicing | Diverter Valve 40 | B | 0190E001 | 2021-11-30 | 2014-01-09 | PHDAVODAMA
0190-040-951 | 411170 | 0190-COF-FNP-L01-WRPARND01-STACKARRNGE01 | PM03 | 307 | 4W L1F1 Stacker Arangement Servicing | Stacker Arrangement Line 1 Head No. 1 | B | 0190E003 | 2021-05-13 | 2013-12-28 | PHOROSCOFE
0190-040-951 | 411170 | 0190-COF-FNP-L01-WRPARND02-STACKARRNGE01 | PM03 | 307 | 4W L1F2 Stacker Arangement Servicing | Stacker Arrangement Line 1 Head No. 2 | B | 0190E003 | 2021-05-13 | 2013-12-28 | PHOROSCOFE
0190-040-951 | 411170 | 0190-COF-FNP-L01-WRPARND03-STACKARRNGE01 | PM03 | 307 | 4W L1F3 Stacker Arangement Servicing | Stacker Arrangement Line 1 Head No. 3 | B | 0190E003 | 2021-05-13 | 2013-12-28 | PHOROSCOFE
0190-040-951 | 411170 | 0190-COF-FNP-L01-WRPARND04-STACKARRNGE01 | PM03 | 307 | 4W L1F4 Stacker Arangement Servicing | Stacker Arrangement Line 1 Head No. 4 | B | 0190E003 | 2021-05-13 | 2013-12-28 | PHOROSCOFE
0190-040-950 | 61896 | 0190-COF-FNP-AUX-DUSCOR01 | PM03 | 305 | 1W Dust Collector Centriclone1 Servicing | Dust Collector for AIL Dedusting Line | A | 0190E003 | 2014-10-31 | 2012-01-06 | PHCABIOPE
0190-040-950 | 61896 | 0190-COF-FNP-AUX-DUSCOR02 | PM03 | 305 | 1W Dust Collector Centriclone2 Servicing | Dust Collector for MBU1 & Line 5 MegaBag | A | 0190E003 | 2014-10-31 | 2012-01-06 | PHCABIOPE
0190-040-950 | 61896 | 0190-COF-FNP-AUX-DUSCOR03 | PM03 | 305 | 1W Dust Collector Centriclone3 Servicing | Dust Collector for TTS Dedusting Line | A | 0190E003 | 2014-10-31 | 2012-01-06 | PHCABIOPE
0190-040-950 | 61896 | 0190-COF-FNP-AUX-DUSCOR04 | PM03 | 305 | 1W Dust Collector Centriclone4 Servicing | Dust Collector for MBU2 Dedusting Line | A | 0190E003 | 2014-10-31 | 2012-01-06 | PHCABIOPE
0190-040-949 | 61634 | 0190-COF-FNP-CMN-ARSTOR | PM03 | 305 | 13W KS FNP AROMA STORAGE ROOM SERVICING | Aroma Storage Room | A | 0190E003 | 2018-02-23 | 2011-12-31 | PHOROSCOFE
0190-040-948 | 61499 | 0190-COF-FNP-SCW-STWRAP02 | PM03 | 305 | 1Y Stretch Wrapping Machine 02 Servicing | Coffee Stretch Carton Wrapper No 2 | B | 0190E003 | 2021-08-15 | 2011-12-28 | PHOROSCOFE
0190-040-947 | 61499 | 0190-COF-FNP-SCW-STWRAP01 | PM03 | 305 | 2Y StretchWrap Machine LANTECH Serv'g | Coffee Stretch Carton Wrapper No 1 | C | 0190E003 | 2015-12-09 | 2011-12-28 | PHCABIOPE
0190-040-946 | 60764 | 0190-COF-FNP-L01-CSPRTR03-PRNTR01 | PM03 | 305 | 1Y L1 CasePrinterHead Clean'g/Servicing | Markem-Imaje Printer Head Line No. 1 | B | 0190E004 | 2017-12-19 | 2011-12-01 | PHOROSCOFE
0190-040-946 | 60764 | 0190-COF-FNP-L02-CSPRTR02 | PM03 | 305 | 1Y L2 CasePrinterHead Clean'g/Servicing | Codeology Case Printer Line 2 | B | 0190E004 | 2017-12-19 | 2011-12-01 | PHOROSCOFE
0190-040-946 | 60764 | 0190-COF-FNP-L03-CSPRTR03 | PM03 | 305 | 1Y L3 CasePrinterHead Clean'g/Servicing | Markem-Imaje Printer Head Line No. 3 | B | 0190E004 | 2017-12-19 | 2011-12-01 | PHOROSCOFE
0190-040-946 | 60764 | 0190-COF-FNP-L04-CSPRTR01 | PM03 | 305 | 1Y L4 CasePrinterHead Clean'g/Servicing | MARKEM Carton Printer Line No 4 | A | 0190E004 | 2017-12-19 | 2011-12-01 | PHOROSCOFE
0190-040-946 | 60764 | 0190-COF-FNP-L07-CSPRTR01 | PM03 | 305 | 1Y L7 CasePrinterHead Clean'g/Servicing | Marsh Carton Printer Line No 7 | A | 0190E004 | 2017-12-19 | 2011-12-01 | PHOROSCOFE
0190-040-946 | 60764 | 0190-COF-FNP-L09-CSPRTR02 | PM03 | 305 | 1Y L9 CasePrinterHead Clean'g/Servicing | MARKEM Case Printer Line 9 | B | 0190E004 | 2017-12-19 | 2011-12-01 | PHOROSCOFE
0190-040-946 | 60764 | 0190-COF-FNP-L11-CSPRTR02-PRNTR01 | PM03 | 305 | 1Y L11 CasePrinterHead Clean'g/Servicing | Codeology Printer Head Line 11 | B | 0190E004 | 2017-12-19 | 2011-12-01 | PHOROSCOFE
0190-040-946 | 60764 | 0190-COF-FNP-L12-CSPRTR02 | PM03 |  | 1Y L12 CasePrinterHead Clean'g/Servicing | MARKEM Case Printer Line 12 | B | 0190E004 | 2017-12-19 | 2011-12-01 | PHOROSCOFE
0190-040-945 | 411975 | 0190-COF-FNP-AIR-FNLFTR01 | PM03 | 305 | 52W Air Compressor PD Filter Replacement | Final Filter 1 | A | 0190E018 | 2021-01-13 | 2011-12-01 | PHILAGANAN
0190-040-945 | 60763 | 0190-COF-FNP-AIR-FNLFTR02 | PM03 | 305 | 52W Air Compressor DD Filter Replacement | Final Filter 2 | A | 0190E018 | 2021-01-13 | 2011-12-01 | PHILAGANAN
0190-040-945 | 411975 | 0190-COF-FNP-AIR-FNLFTR03 | PM03 | 305 | 52W Air Compressor QD Filter Replacement | Final Filter 3 | A | 0190E018 | 2021-01-13 | 2011-12-01 | PHILAGANAN
0190-040-944 | 60761 | 0190-COF-FNP-AIR-AIRDRY02 | PM03 | 305 | 8000RH AIR DRYER2 FX-12 MAINTENANCE | Air Dryer No.2 (AD FD95) | A | 0190E003 | 2021-01-13 | 2011-12-01 | PHILAGANAN
0190-040-943 | 60761 | 0190-COF-FNP-AIR-AIRDRY01 | PM03 | 305 | 8000RH AIR DRYER1 FD-95 MAINTENANCE | Air Dryer No.1 (AD FX12) | A | 0190E003 | 2021-01-13 | 2011-12-01 | PHILAGANAN
0190-040-942 | 60760 | 0190-COF-FNP-AIR-AIRDRY02 | PM03 | 305 | 4000RH AIR DRYER2 FX-12 MAINTENANCE | Air Dryer No.2 (AD FD95) | A | 0190E003 | 2021-01-13 | 2011-12-01 | PHILAGANAN
0190-040-941 | 60760 | 0190-COF-FNP-AIR-AIRDRY01 | PM03 | 305 | 4000RH AIR DRYER1 FD-95 MAINTENANCE | Air Dryer No.1 (AD FX12) | A | 0190E003 | 2021-01-13 | 2011-12-01 | PHILAGANAN
0190-040-940 | 60759 | 0190-COF-FNP-AIR-AIRDRY02 | PM03 | 307 | 8W Comp Air Dryer2 Refrigerant Serv | Air Dryer No.2 (AD FD95) | A | 0190E003 | 2021-01-13 | 2011-12-01 | PHILAGANAN
0190-040-939 | 60759 | 0190-COF-FNP-AIR-AIRDRY01 | PM03 | 307 | 8W Comp Air Dryer1 Refrigerant Serv | Air Dryer No.1 (AD FX12) | A | 0190E003 | 2021-01-13 | 2011-12-01 | PHILAGANAN
0190-040-938 | 60758 | 0190-COF-FNP-AIR-AIRTNK03 | PM03 | 306 | 52W Compressed AirTank Thickness Gauging | S/S Pressure Vessel (Air Receiver Tank) | B | 0190E018 | 2021-06-03 | 2011-12-01 | PHILAGANAN
0190-040-937 | 45259 | 0190-COF-FNP-AIR-AIRTNK03 | PM03 | 301 | 52W PRV AIRTANK Calibt'n 3A14-PRV-08.03 | S/S Pressure Vessel (Air Receiver Tank) | B | 0190E017 | 2020-08-19 | 2011-12-01 | PHOROSCOFE
0190-040-936 | 62360 | 0190-COF-FNP-L01-WRACSR01 | PM03 | 305 | 10Y EI L1WA-Caser Solenoid Valve Replmnt | Wrap Around Caser Line No 1 | A | 0190E004 | 2017-12-19 | 2011-11-29 | PHOROSCOFE
0190-040-936 | 62360 | 0190-COF-FNP-L02-WRACSR01 | PM03 | 305 | 10Y EI L2WA-Caser Solenoid Valve Replmnt | Wrap Around Caser Line No 2 Fw 607 W | A | 0190E004 | 2017-12-19 | 2012-02-08 | PHOROSCOFE
0190-040-936 | 62360 | 0190-COF-FNP-L03-WRACSR01 | PM03 | 305 | 10Y EI L3WA-Caser Solenoid Valve Replmnt | Wrap Around Caser Line No 3 Fw 607 W | A | 0190E004 | 2017-12-19 | 2012-02-08 | PHOROSCOFE
0190-040-936 | 62360 | 0190-COF-FNP-L04-WRACSR01 | PM03 | 305 | 10Y EI L4WA-Caser Solenoid Valve Replmnt | Wrap Around Caser Line No4 Fw 607 W | A | 0190E004 | 2017-12-19 | 2012-02-08 | PHOROSCOFE
0190-040-935 | 59553 | 0190-COF-FNP-L09-FILLER01 | PM03 | 305 | 5Y L09 Mobile Carr Activation Arm Servg | Filler Mes pack H-320 FED L09 | A | 0190E003 | 2020-03-10 | 2011-09-22 | PHOROSCOFE
0190-040-935 | 59553 | 0190-COF-FNP-L12-FILLER01 | PM03 | 305 | 5Y L12 Mobile Carr Activation Arm Servg | Filler Mes Pack H-360 FET L12 | A | 0190E003 | 2020-03-10 | 2011-09-22 | PHOROSCOFE
0190-040-934 | 58504 | 0190-COF-FNP-L12-FILLER01 | PM03 | 305 | 2Y L12 Doy Pack Line Servicing | Filler Mes Pack H-360 FET L12 | A | 0190E003 | 2013-12-20 | 2011-07-07 | PHCABIOPE
0190-040-933 | 58504 | 0190-COF-FNP-L11-FILLER01 | PM03 | 305 | 2Y L11 Doy Pack Line Servicing | Filler Mes Pack H-360 FET L11 | A | 0190E003 | 2013-12-20 | 2011-07-07 | PHCABIOPE
0190-040-932 | 50781 | 0190-COF-FNP-L01-CASWGH03-CTRLPANEL01 | PM03 | 305 | 52W L1 Case CW Ctrl Panel Retightening | Case Checkweigher Control Panel Line 1 | A | 0190E004 | 2019-07-05 | 2015-01-21 | PHONGGE
0190-040-931 | 58503 | 0190-COF-FNP-L12-CASPAC01 | PM03 | 305 | 3Y L12 PRODEC Pick & Place Overhauling | Case Packer Machine 50g L12 | A | 0190E003 | 2021-03-17 | 2011-07-07 | PHOROSCOFE
0190-040-930 | 58503 | 0190-COF-FNP-L11-CASPAC01 | PM03 | 305 | 3Y L11 PRODEC Pick & Place Overhauling | Case Packer Machine 50g L11 | A | 0190E003 | 2020-03-10 | 2011-07-07 | PHOROSCOFE
0190-040-929 | 58503 | 0190-COF-FNP-L09-CASPAC01 | PM03 | 305 | 3Y L9 PRODEC Pick & Place Overhauling | Case Packer Machine 100g L09 | A | 0190E003 | 2015-12-09 | 2011-07-07 | PHCABIOPE
0190-040-928 | 50781 | 0190-COF-FNP-L04-CASEGLU01-CTRLPANEL01 | PM03 | 307 | 1Y L4 WrapAround Ctrl Panel Retightening | L4 WA NORDSON Control Panel Assembly | B | 0190E004 |  | 2021-11-16
0190-040-928 | 50781 | 0190-COF-FNP-L04-INFCVY01 | PM03 | 307 | 1Y L4F13 WA InfeedCtrlPanel Retightening | Wrap Around Infeed Conveyor Fm13 L 4 | C | 0190E004 | 2021-11-16 | 2015-01-21 | PHONGGE
0190-040-928 | 50781 | 0190-COF-FNP-L04-INFCVY02 | PM03 | 307 | 1Y L4F14 WA InfeedCtrlPanel Retightening | Wrap Around Infeed Conveyor Fm14 L 4 | C | 0190E004 | 2021-11-16 | 2015-01-21 | PHONGGE
0190-040-928 | 50781 | 0190-COF-FNP-L04-INFCVY03 | PM03 | 307 | 1Y L4F15 WA InfeedCtrlPanel Retightening | Wrap Around Infeed Conveyor Fm15 L 4 | C | 0190E004 | 2021-11-16 | 2015-01-21 | PHONGGE
0190-040-928 | 50781 | 0190-COF-FNP-L04-INFCVY04 | PM03 | 307 | 1Y L4F16 WA InfeedCtrlPanel Retightening | Wrap Around Infeed Conveyor Fm16 L 4 | C | 0190E004 | 2021-11-16 | 2015-01-21 | PHONGGE
0190-040-928 | 50781 | 0190-COF-FNP-L04-WRACSR01 | PM03 | 307 | 1Y L4 WA Caser Ctrl Panel Retightening | Wrap Around Caser Line No4 Fw 607 W | A | 0190E004 | 2021-11-16 | 2011-07-07 | PHONGGE
0190-040-928 | 50781 | 0190-COF-FNP-L04-WRACSR01-CTRLPANEL01 | PM03 | 307 | 1Y L4 WrapAround Ctrl Panel Retightening | Wrap Around Caser Control Panel Line 4 | A | 0190E003 | 2021-11-16 | 2021-11-16 | PHONGGE
0190-040-928 | 50781 | 0190-COF-FNP-L04-XRAY01 | PM03 | 307 | 1Y L4 X-ray Ctrl Panel Retightening | X-Ray Machine Line-04 | A | 0190E004 | 2021-11-16 | 2015-01-21 | PHONGGE
0190-040-927 | 50781 | 0190-COF-FNP-L03-INFCVY01 | PM03 | 305 | 1Y L3F9 WA Infeed CtrlPanel Retightening | Wrap Around Infeed Conveyor Fm09 L 3 | C | 0190E004 | 2017-12-19 | 2015-01-21 | PHOROSCOFE
0190-040-927 | 50781 | 0190-COF-FNP-L03-INFCVY02 | PM03 | 305 | 1Y L3F10 WA InfeedCtrlPanel Retightening | Wrap Around Infeed Conveyor Fm10 L 3 | C | 0190E004 | 2017-12-19 | 2015-01-21 | PHOROSCOFE
0190-040-927 | 50781 | 0190-COF-FNP-L03-INFCVY03 | PM03 | 305 | 1Y L3F11 WA InfeedCtrlPanel Retightening | Wrap Around Infeed Conveyor Fm11 L 3 | C | 0190E004 | 2017-12-19 | 2015-01-21 | PHOROSCOFE
0190-040-927 | 50781 | 0190-COF-FNP-L03-INFCVY04 | PM03 | 305 | 1Y L3F12 WA InfeedCtrlPanel Retightening | Wrap Around Infeed Conveyor Fm12 L 3 | C | 0190E004 | 2017-12-19 | 2015-01-21 | PHOROSCOFE
0190-040-927 | 50781 | 0190-COF-FNP-L03-WRACSR01 | PM03 | 305 | 1Y L3 WA Caser Ctrl Panel Retightening | Wrap Around Caser Line No 3 Fw 607 W | A | 0190E004 | 2017-12-19 | 2011-07-07 | PHOROSCOFE
0190-040-927 | 50781 | 0190-COF-FNP-L03-XRAY01 | PM03 | 305 | 1Y L3 X-ray Ctrl Panel Retightening | X-Ray Machine Line-03 | A | 0190E004 | 2017-12-19 | 2015-01-21 | PHOROSCOFE
0190-040-926 | 50781 | 0190-COF-FNP-L02-INFCVY01 | PM03 | 305 | 1Y L2F5 WA Infeed CtrlPanel Retightening | Wrap Around Infeed Conveyor Fm05 L 2 | C | 0190E004 | 2015-11-27 | 2015-01-21 | PHCABIOPE
0190-040-926 | 50781 | 0190-COF-FNP-L02-INFCVY02 | PM03 | 305 | 1Y L2F6 WA Infeed CtrlPanel Retightening | Wrap Around Infeed Conveyor Fm06 L 2 | C | 0190E004 | 2015-11-27 | 2015-01-21 | PHCABIOPE
0190-040-926 | 50781 | 0190-COF-FNP-L02-INFCVY03 | PM03 | 305 | 1Y L2F7 WA Infeed CtrlPanel Retightening | Wrap Around Infeed Conveyor Fm07 L 2 | C | 0190E004 | 2015-11-27 | 2015-01-21 | PHCABIOPE
0190-040-926 | 50781 | 0190-COF-FNP-L02-INFCVY04 | PM03 | 305 | 1Y L2F8 WA Infeed CtrlPanel Retightening | Wrap Around Infeed Conveyor Fm08 L 2 | C | 0190E004 | 2015-11-27 | 2015-01-21 | PHCABIOPE
0190-040-926 | 50781 | 0190-COF-FNP-L02-WRACSR01 | PM03 | 305 | 1Y L2 WA Caser Ctrl Panel Retightening | Wrap Around Caser Line No 2 Fw 607 W | A | 0190E004 | 2015-11-27 | 2011-07-07 | PHCABIOPE
0190-040-926 | 50781 | 0190-COF-FNP-L02-XRAY01 | PM03 | 305 | 1Y L2 X-ray Ctrl Panel Retightening | X-Ray Machine Line-02 | A | 0190E004 | 2015-11-27 | 2015-01-21 | PHCABIOPE
0190-040-925 | 50781 | 0190-COF-FNP-L01-INFCVY01 | PM03 | 307 | 1Y L1F1 WA Infeed CtrlPanel Retightening | Wrap Around Infeed Conveyor Fm01 L 1 | C | 0190E004 | 2021-06-03 | 2015-01-21 | PHOROSCOFE
0190-040-925 | 50781 | 0190-COF-FNP-L01-INFCVY02 | PM03 | 307 | 1Y L1F2 WA Infeed CtrlPanel Retightening | Wrap Around Infeed Conveyor Fm02 L 1 | C | 0190E004 | 2021-06-03 | 2015-01-21 | PHOROSCOFE
0190-040-925 | 50781 | 0190-COF-FNP-L01-INFCVY03 | PM03 | 307 | 1Y L1F3 WA Infeed CtrlPanel Retightening | Wrap Around Infeed Conveyor Fm03 L 1 | C | 0190E004 | 2021-06-03 | 2015-01-21 | PHOROSCOFE
0190-040-925 | 50781 | 0190-COF-FNP-L01-INFCVY04 | PM03 | 307 | 1Y L1F4 WA Infeed CtrlPanel Retightening | Wrap Around Infeed Conveyor Fm04 L 1 | C | 0190E004 | 2021-06-03 | 2015-01-21 | PHOROSCOFE
0190-040-925 | 50781 | 0190-COF-FNP-L01-WRACSR01-CTRLPANEL01 | PM03 | 307 | 1Y L1 WA Caser Ctrl Panel Retightening | Wrap Around Caser Control Panel Line 1 | B | 0190E003 | 2021-06-03 | 2011-07-07 | PHOROSCOFE
0190-040-925 | 50781 | 0190-COF-FNP-L01-XRAY01-CTRLPANEL01 | PM03 | 307 | 1Y L1 X-ray Ctrl Panel Retightening | X-ray Control Panel Assembly Line 1 | A | 0190E004 | 2021-06-03 | 2015-01-21 | PHOROSCOFE
0190-040-924 | 58495 | 0190-COF-FNP-L01-AILSYS01 | PM03 | 305 | 5Y KS FNP L01 AIL System Servicing | AIL System Line-1 | A | 0190E003 | 2017-12-19 | 2011-07-07 | PHOROSCOFE
0190-040-924 | 58495 | 0190-COF-FNP-L02-AILSYS01 | PM03 | 305 | 5Y KS FNP L02 AIL System Servicing | AIL System Line-2 | C | 0190E003 | 2017-12-19 | 2011-07-07 | PHOROSCOFE
0190-040-924 | 58495 | 0190-COF-FNP-L03-AILSYS01 | PM03 | 305 | 5Y KS FNP L03 AIL System Servicing | AIL System Line-3 | C | 0190E003 | 2017-12-19 | 2011-07-07 | PHOROSCOFE
0190-040-924 | 58495 | 0190-COF-FNP-L04-AILSYS01 | PM03 | 305 | 5Y KS FNP L04 AIL System Servicing | AIL System Line-4 | A | 0190E003 | 2017-12-19 | 2011-07-07 | PHOROSCOFE
0190-040-924 | 58495 | 0190-COF-FNP-L07-AILSYS01 | PM03 | 305 | 5Y KS FNP L07 AIL System Servicing | AIL System Line-7 | C | 0190E003 | 2017-12-19 | 2011-07-07 | PHOROSCOFE
0190-040-924 | 58495 | 0190-COF-FNP-L09-AILSYS01 | PM03 | 305 | 5Y KS FNP L09 AIL System Servicing | AIL System Line-9 | A | 0190E003 | 2017-12-19 | 2011-07-07 | PHOROSCOFE
0190-040-924 | 58495 | 0190-COF-FNP-L11-AILSYS01 | PM03 | 305 | 5Y KS FNP L11 AIL System Servicing | AIL System Line-11 | C | 0190E003 | 2017-12-19 | 2011-07-07 | PHOROSCOFE
0190-040-924 | 58495 | 0190-COF-FNP-L12-AILSYS01 | PM03 | 305 | 5Y KS FNP L12 AIL System Servicing | AIL System Line-12 | A | 0190E003 | 2017-12-19 | 2011-07-07 | PHOROSCOFE
0190-040-923 | 58491 | 0190-COF-FNP-L07-FILLER02 | PM03 | 305 | 5Y KS L7F17 Auger Screw Assembly Servg | Filler No 19 L7 Fuji Fw 7t | B | 0190E003 | 2015-11-19 | 2011-07-07 | PHCABIOPE
0190-040-923 | 58491 | 0190-COF-FNP-L07-FILLER03 | PM03 | 305 | 5Y KS L7F18 Auger Screw Assembly Servg | Filler No 20 L7 Fuji Fw 7t | B | 0190E003 | 2015-11-19 | 2011-07-07 | PHCABIOPE
0190-040-923 | 58491 | 0190-COF-FNP-L07-FILLER05 | PM03 | 305 | 5Y KS L7F19 Auger Screw Assembly Servg | Filler No 21 L7 Fuji Fw 7t | B | 0190E003 | 2015-11-19 | 2011-07-07 | PHCABIOPE
0190-040-923 | 58491 | 0190-COF-FNP-L07-FILLER06 | PM03 | 305 | 5Y KS L7F20 Auger Screw Assembly Servg | Filler No 22 L7 Fuji Fw 7t | B | 0190E003 | 2015-11-19 | 2011-07-07 | PHCABIOPE
0190-040-922 | 58491 | 0190-COF-FNP-L04-FILLER01 | PM03 | 305 | 5Y KS L4F13 Auger Screw Assembly Servg | Filler No 13 L4 Fuji Fw 7t | A | 0190E003 | 2015-11-19 | 2011-07-07 | PHCABIOPE
0190-040-922 | 58491 | 0190-COF-FNP-L04-FILLER02 | PM03 | 305 | 5Y KS L4F14 Auger Screw Assembly Servg | Filler No 14 L4 Fuji Fw 7t | A | 0190E003 | 2015-11-19 | 2011-07-07 | PHCABIOPE
0190-040-922 | 58491 | 0190-COF-FNP-L04-FILLER03 | PM03 | 305 | 5Y KS L4F15 Auger Screw Assembly Servg | Filler No 15 L4 Fuji Fw 7t | A | 0190E003 | 2015-11-19 | 2011-07-07 | PHCABIOPE
0190-040-922 | 58491 | 0190-COF-FNP-L04-FILLER04 | PM03 | 305 | 5Y KS L4F16 Auger Screw Assembly Servg | Filler No 16 L4 Fuji Fw 7t | A | 0190E003 | 2015-11-19 | 2011-07-07 | PHCABIOPE
0190-040-921 | 58491 | 0190-COF-FNP-L03-FILLER01 | PM03 | 305 | 5Y KS L3F09 Auger Screw Assembly Servg | Filler No 9 L3 Fuji Fw 7t | B | 0190E003 | 2015-11-19 | 2011-07-07 | PHCABIOPE
0190-040-921 | 58491 | 0190-COF-FNP-L03-FILLER02 | PM03 | 305 | 5Y KS L3F10 Auger Screw Assembly Servg | Filler No 10 L3 Fuji Fw 7t | B | 0190E003 | 2015-11-19 | 2011-07-07 | PHCABIOPE
0190-040-921 | 58491 | 0190-COF-FNP-L03-FILLER03 | PM03 | 305 | 5Y KS L3F11 Auger Screw Assembly Servg | Filler No 11 L3 Fuji Fw 7t | B | 0190E003 | 2015-11-19 | 2011-07-07 | PHCABIOPE
0190-040-921 | 58491 | 0190-COF-FNP-L03-FILLER04 | PM03 | 305 | 5Y KS L3F12 Auger Screw Assembly Servg | Filler No 12 L3 Fuji Fw 7t | B | 0190E003 | 2015-11-19 | 2011-07-07 | PHCABIOPE
0190-040-920 | 58491 | 0190-COF-FNP-L02-FILLER01 | PM03 | 305 | 5Y KS L2F05 Auger Screw Assembly Servg | Filler No 5 L2 | B | 0190E003 | 2014-10-22 | 2011-07-07 | PHCABIOPE
0190-040-920 | 58491 | 0190-COF-FNP-L02-FILLER02 | PM03 | 305 | 5Y KS L2F06 Auger Screw Assembly Servg | Filler No 6 L2 Fuji Fw 7t | B | 0190E003 | 2014-10-22 | 2011-07-07 | PHCABIOPE
0190-040-920 | 58491 | 0190-COF-FNP-L02-FILLER03 | PM03 | 305 | 5Y KS L2F07 Auger Screw Assembly Servg | Filler No 7 L2 Fuji Fw 7t | B | 0190E003 | 2014-10-22 | 2011-07-07 | PHCABIOPE
0190-040-920 | 58491 | 0190-COF-FNP-L02-FILLER04 | PM03 | 305 | 5Y KS L2F08 Auger Screw Assembly Servg | Filler No 8 L2 Fuji Fw 7t | B | 0190E003 | 2014-10-22 | 2011-07-07 | PHCABIOPE
0190-040-919 | 58491 | 0190-COF-FNP-L01-FILLER01 | PM03 | 305 | 5Y KS L1F01 Auger Screw Assembly Servg | Filler No 1 L1 | A | 0190E003 | 2015-11-19 | 2011-07-07 | PHCABIOPE
0190-040-919 | 58491 | 0190-COF-FNP-L01-FILLER02 | PM03 | 305 | 5Y KS L1F02 Auger Screw Assembly Servg | Filler No 2 L1 | A | 0190E003 | 2015-11-19 | 2011-07-07 | PHCABIOPE
0190-040-919 | 58491 | 0190-COF-FNP-L01-FILLER03 | PM03 | 305 | 5Y KS L1F03 Auger Screw Assembly Servg | Filler No 3 L1 | A | 0190E003 | 2015-11-19 | 2011-07-07 | PHCABIOPE
0190-040-919 | 58491 | 0190-COF-FNP-L01-FILLER04 | PM03 | 305 | 5Y KS L1F04 Auger Screw Assembly Servg | Filler No 4 L1 | A | 0190E003 | 2015-11-19 | 2011-07-07 | PHCABIOPE
0190-040-918 | 58469 | 0190-COF-FNP-AUX-PROSAV01 | PM03 | 305 | 6M MECH Product Saver Servicing | Product Saver Machine | C | 0190E003 | 2016-01-04 | 2011-07-06 | PHCABIOPE
0190-040-917 | 58468 | 0190-COF-FNP-L07-FILLER02 | PM03 | 305 | 5Y L7F17 Auger Servo & Servo Drive Servg | Filler No 19 L7 Fuji Fw 7t | B | 0190E004 | 2017-12-19 | 2011-07-06 | PHOROSCOFE
0190-040-917 | 58468 | 0190-COF-FNP-L07-FILLER03 | PM03 | 305 | 5Y L7F18 Auger Servo & Servo Drive Servg | Filler No 20 L7 Fuji Fw 7t | B | 0190E004 | 2017-12-19 | 2011-07-06 | PHOROSCOFE
0190-040-917 | 58468 | 0190-COF-FNP-L07-FILLER05 | PM03 | 305 | 5Y L7F19 Auger Servo & Servo Drive Servg | Filler No 21 L7 Fuji Fw 7t | B | 0190E004 | 2017-12-19 | 2011-07-06 | PHOROSCOFE
0190-040-917 | 58468 | 0190-COF-FNP-L07-FILLER06 | PM03 | 305 | 5Y L7F20 Auger Servo & Servo Drive Servg | Filler No 22 L7 Fuji Fw 7t | B | 0190E004 | 2017-12-19 | 2011-07-06 | PHOROSCOFE
0190-040-916 | 58468 | 0190-COF-FNP-L04-FILLER01 | PM03 | 305 | 5Y L4F13 Auger Servo & Servo Drive Servg | Filler No 13 L4 Fuji Fw 7t | A | 0190E004 | 2019-07-22 | 2011-07-06 | PHONGGE
0190-040-916 | 58468 | 0190-COF-FNP-L04-FILLER02 | PM03 | 305 | 5Y L4F14 Auger Servo & Servo Drive Servg | Filler No 14 L4 Fuji Fw 7t | A | 0190E004 | 2019-07-22 | 2011-07-06 | PHONGGE
0190-040-916 | 58468 | 0190-COF-FNP-L04-FILLER03 | PM03 | 305 | 5Y L4F15 Auger Servo & Servo Drive Servg | Filler No 15 L4 Fuji Fw 7t | A | 0190E004 | 2019-07-22 | 2011-07-06 | PHONGGE
0190-040-916 | 58468 | 0190-COF-FNP-L04-FILLER04 | PM03 | 305 | 5Y L4F16 Auger Servo & Servo Drive Servg | Filler No 16 L4 Fuji Fw 7t | A | 0190E004 | 2019-07-22 | 2011-07-06 | PHONGGE
0190-040-915 | 58468 | 0190-COF-FNP-L03-FILLER01 | PM03 | 305 | 5Y L3F09 Auger Servo & Servo Drive Servg | Filler No 9 L3 Fuji Fw 7t | B | 0190E004 | 2017-12-19 | 2011-07-06 | PHOROSCOFE
0190-040-915 | 58468 | 0190-COF-FNP-L03-FILLER02 | PM03 | 305 | 5Y L3F10 Auger Servo & Servo Drive Servg | Filler No 10 L3 Fuji Fw 7t | B | 0190E004 | 2017-12-19 | 2011-07-06 | PHOROSCOFE
0190-040-915 | 58468 | 0190-COF-FNP-L03-FILLER03 | PM03 | 305 | 5Y L3F11 Auger Servo & Servo Drive Servg | Filler No 11 L3 Fuji Fw 7t | B | 0190E004 | 2017-12-19 | 2011-07-06 | PHOROSCOFE
0190-040-915 | 58468 | 0190-COF-FNP-L03-FILLER04 | PM03 | 305 | 5Y L3F12 Auger Servo & Servo Drive Servg | Filler No 12 L3 Fuji Fw 7t | B | 0190E004 | 2017-12-19 | 2011-07-06 | PHOROSCOFE
0190-040-914 | 58468 | 0190-COF-FNP-L02-FILLER01 | PM03 | 305 | 5Y L2F05 Auger Servo & Servo Drive Servg | Filler No 5 L2 | B | 0190E004 | 2014-10-22 | 2011-07-06 | PHCABIOPE
0190-040-914 | 58468 | 0190-COF-FNP-L02-FILLER02 | PM03 | 305 | 5Y L2F06 Auger Servo & Servo Drive Servg | Filler No 6 L2 Fuji Fw 7t | B | 0190E004 | 2014-10-22 | 2011-07-06 | PHCABIOPE
0190-040-914 | 58468 | 0190-COF-FNP-L02-FILLER03 | PM03 | 305 | 5Y L2F07 Auger Servo & Servo Drive Servg | Filler No 7 L2 Fuji Fw 7t | B | 0190E004 | 2014-10-22 | 2011-07-06 | PHCABIOPE
0190-040-914 | 58468 | 0190-COF-FNP-L02-FILLER04 | PM03 | 305 | 5Y L2F08 Auger Servo & Servo Drive Servg | Filler No 8 L2 Fuji Fw 7t | B | 0190E004 | 2014-10-22 | 2011-07-06 | PHCABIOPE
0190-040-913 | 58468 | 0190-COF-FNP-L01-FILLER01 | PM03 | 305 | 5Y L1F01 Auger Servo & Servo Drive Servg | Filler No 1 L1 | A | 0190E004 | 2019-07-06 | 2011-07-06 | PHONGGE
0190-040-913 | 58468 | 0190-COF-FNP-L01-FILLER02 | PM03 | 305 | 5Y L1F02 Auger Servo & Servo Drive Servg | Filler No 2 L1 | A | 0190E004 | 2019-07-06 | 2011-07-06 | PHONGGE
0190-040-913 | 58468 | 0190-COF-FNP-L01-FILLER03 | PM03 | 305 | 5Y L1F03 Auger Servo & Servo Drive Servg | Filler No 3 L1 | A | 0190E004 | 2019-07-06 | 2011-07-06 | PHONGGE
0190-040-913 | 58468 | 0190-COF-FNP-L01-FILLER04 | PM03 | 305 | 5Y L1F04 Auger Servo & Servo Drive Servg | Filler No 4 L1 | A | 0190E004 | 2019-07-06 | 2011-07-06 | PHONGGE
0190-040-912 | 58467 | 0190-COF-FNP-AUX-COMMON01 | PM03 | 305 | 5Y KS FNP CMN Electrical Servicing/Rcond | Coffee Filling Packing Common | C | 0190E004 |  | 2011-07-06
0190-040-911 | 58455 | 0190-COF-PRO-FTS-PIPTRA01 | PM03 | 305 | 5Y Direct Transport Diverter Valve Servg | FP Tipping Stn Gerike PipeTransport Line | A | 0190E001 | 2021-11-30 | 2011-07-06 | PHDAVODAMA
0190-040-910 | 58450 | 0190-COF-FNP-L07-FILLER02 | PM03 | 305 | 5Y FUJI L7F17 machines main board Servg | Filler No 19 L7 Fuji Fw 7t | B | 0190E004 | 2017-12-19 | 2011-07-05 | PHOROSCOFE
0190-040-910 | 58450 | 0190-COF-FNP-L07-FILLER03 | PM03 | 305 | 5Y FUJI L7F18machines main board Servg | Filler No 20 L7 Fuji Fw 7t | B | 0190E004 | 2017-12-19 | 2011-07-05 | PHOROSCOFE
0190-040-910 | 58450 | 0190-COF-FNP-L07-FILLER05 | PM03 | 305 | 5Y FUJI L7F19 machines main board Servg | Filler No 21 L7 Fuji Fw 7t | B | 0190E004 | 2017-12-19 | 2011-07-05 | PHOROSCOFE
0190-040-910 | 58450 | 0190-COF-FNP-L07-FILLER06 | PM03 | 305 | 5Y FUJI L7F20 machines main board Servg | Filler No 22 L7 Fuji Fw 7t | B | 0190E004 | 2017-12-19 | 2011-07-05 | PHOROSCOFE
0190-040-909 | 58450 | 0190-COF-FNP-L04-FILLER01 | PM03 | 305 | 5Y FUJI L4F13 machines main board Servg | Filler No 13 L4 Fuji Fw 7t | A | 0190E004 | 2019-07-22 | 2011-07-05 | PHONGGE
0190-040-909 | 58450 | 0190-COF-FNP-L04-FILLER02 | PM03 | 305 | 5Y FUJI L4F14 machines main board Servg | Filler No 14 L4 Fuji Fw 7t | A | 0190E004 | 2019-07-22 | 2011-07-05 | PHONGGE
0190-040-909 | 58450 | 0190-COF-FNP-L04-FILLER03 | PM03 | 305 | 5Y FUJI L4F15 machines main board Servg | Filler No 15 L4 Fuji Fw 7t | A | 0190E004 | 2019-07-22 | 2011-07-05 | PHONGGE
0190-040-909 | 58450 | 0190-COF-FNP-L04-FILLER04 | PM03 | 305 | 5Y FUJI L4F16 machines main board Servg | Filler No 16 L4 Fuji Fw 7t | A | 0190E004 | 2019-07-22 | 2011-07-05 | PHONGGE
0190-040-908 | 58450 | 0190-COF-FNP-L03-FILLER01 | PM03 | 305 | 5Y FUJI L3F09 machines main board Servg | Filler No 9 L3 Fuji Fw 7t | B | 0190E004 | 2017-12-19 | 2011-07-05 | PHOROSCOFE
0190-040-908 | 58450 | 0190-COF-FNP-L03-FILLER02 | PM03 | 305 | 5Y FUJI L3F10 machines main board Servg | Filler No 10 L3 Fuji Fw 7t | B | 0190E004 | 2017-12-19 | 2011-07-05 | PHOROSCOFE
0190-040-908 | 58450 | 0190-COF-FNP-L03-FILLER03 | PM03 | 305 | 5Y FUJI L3F11 machines main board Servg | Filler No 11 L3 Fuji Fw 7t | B | 0190E004 | 2017-12-19 | 2011-07-05 | PHOROSCOFE
0190-040-908 | 58450 | 0190-COF-FNP-L03-FILLER04 | PM03 | 305 | 5Y FUJI L3F12 machines main board Servg | Filler No 12 L3 Fuji Fw 7t | B | 0190E004 | 2017-12-19 | 2011-07-05 | PHOROSCOFE
0190-040-907 | 58450 | 0190-COF-FNP-L02-FILLER01 | PM03 | 305 | 5Y FUJI L2F05 machines main board Servg | Filler No 5 L2 | B | 0190E004 | 2014-10-22 | 2011-07-05 | PHCABIOPE
0190-040-907 | 58450 | 0190-COF-FNP-L02-FILLER02 | PM03 | 305 | 5Y FUJI L2F06 machines main board Servg | Filler No 6 L2 Fuji Fw 7t | B | 0190E004 | 2014-10-22 | 2011-07-05 | PHCABIOPE
0190-040-907 | 58450 | 0190-COF-FNP-L02-FILLER03 | PM03 | 305 | 5Y FUJI L2F07 machines main board Servg | Filler No 7 L2 Fuji Fw 7t | B | 0190E004 | 2014-10-22 | 2011-07-05 | PHCABIOPE
0190-040-907 | 58450 | 0190-COF-FNP-L02-FILLER04 | PM03 | 305 | 5Y FUJI L2F08 machines main board Servg | Filler No 8 L2 Fuji Fw 7t | B | 0190E004 | 2014-10-22 | 2011-07-05 | PHCABIOPE
0190-040-906 | 58450 | 0190-COF-FNP-L01-FILLER01 | PM03 | 305 | 5Y FUJI L1F01 machines main board Servg | Filler No 1 L1 | A | 0190E004 | 2019-07-06 | 2011-07-05 | PHONGGE
0190-040-906 | 58450 | 0190-COF-FNP-L01-FILLER02 | PM03 | 305 | 5Y FUJI L1F02 machines main board Servg | Filler No 2 L1 | A | 0190E004 | 2019-07-06 | 2011-07-05 | PHONGGE
0190-040-906 | 58450 | 0190-COF-FNP-L01-FILLER03 | PM03 | 305 | 5Y FUJI L1F03 machines main board Servg | Filler No 3 L1 | A | 0190E004 | 2019-07-06 | 2011-07-05 | PHONGGE
0190-040-906 | 58450 | 0190-COF-FNP-L01-FILLER04 | PM03 | 305 | 5Y FUJI L1F04 machines main board Servg | Filler No 4 L1 | A | 0190E004 | 2019-07-06 | 2011-07-05 | PHONGGE
0190-040-905 | 58440 | 0190-COF-FNP-L07-XRAY01 | PM03 | 305 | 5Y X-ray7 rejector control PLC Servicing | X-Ray Machine Line-07 | A | 0190E004 | 2017-12-19 | 2011-07-05 | PHOROSCOFE
0190-040-904 | 58440 | 0190-COF-FNP-L04-XRAY01 | PM03 | 305 | 5Y X-ray4 rejector control PLC Servicing | X-Ray Machine Line-04 | A | 0190E004 |  | 2011-07-05
0190-040-903 | 58440 | 0190-COF-FNP-L03-XRAY01 | PM03 | 305 | 5Y X-ray3 rejector control PLC Servicing | X-Ray Machine Line-03 | A | 0190E004 | 2017-12-19 | 2011-07-05 | PHOROSCOFE
0190-040-902 | 58440 | 0190-COF-FNP-L02-XRAY01 | PM03 | 305 | 5Y X-ray2 rejector control PLC Servicing | X-Ray Machine Line-02 | A | 0190E004 | 2017-12-19 | 2011-07-05 | PHOROSCOFE
0190-040-901 | 58440 | 0190-COF-FNP-L01-XRAY01 | PM03 | 305 | 5Y X-ray1 rejector control PLC Servicing | X-Ray Machine Line-01 | A | 0190E004 | 2019-10-12 | 2011-07-05 | PHONGGE
0190-040-900 | 58436 | 0190-COF-FNP-AUX-DUSCOR01 | PM03 | 305 | 5Y Dedusting System1 Service/Improvement | Dust Collector for AIL Dedusting Line | A | 0190E003 |  | 2011-07-04
0190-040-900 | 58436 | 0190-COF-FNP-AUX-DUSCOR02 | PM03 | 305 | 5Y Dedusting System2 Service/Improvement | Dust Collector for MBU1 & Line 5 MegaBag | A | 0190E003 |  | 2011-07-04
0190-040-900 | 58436 | 0190-COF-FNP-AUX-DUSCOR03 | PM03 | 305 | 5Y Dedusting System3 Service/Improvement | Dust Collector for TTS Dedusting Line | A | 0190E003 |  | 2011-07-04
0190-040-900 | 58436 | 0190-COF-FNP-AUX-DUSCOR04 | PM03 | 305 | 5Y Dedusting System4 Service/Improvement | Dust Collector for MBU2 Dedusting Line | A | 0190E003 |  | 2011-07-04
0190-040-900 | 58436 | 0190-COF-FNP-AUX-DUSCOR05 | PM03 | 305 | 5Y Dedusting System5 Service/Improvement | Dust Collector Centriclone (not-in-use) | A | 0190E003 |  | 2011-07-04
0190-040-899 | 58435 | 0190-COF-FNP-L04-SLACVY01 | PM03 | 305 | 3Y L4F1 Slat Chain Conveyor Replacement | Slat Chain Conveyor No 13 L4 | C | 0190E003 | 2015-12-09 | 2011-07-04 | PHCABIOPE
0190-040-899 | 58435 | 0190-COF-FNP-L04-SLACVY02 | PM03 | 305 | 3Y L4F2 Slat Chain Conveyor Replacement | Slat Chain Conveyor No 14 L4 | C | 0190E003 | 2015-12-09 | 2011-07-04 | PHCABIOPE
0190-040-899 | 58435 | 0190-COF-FNP-L04-SLACVY03 | PM03 | 305 | 3Y L4F3 Slat Chain Conveyor Replacement | Slat Chain Conveyor No 15 L4 | C | 0190E003 | 2015-12-09 | 2011-07-04 | PHCABIOPE
0190-040-899 | 58435 | 0190-COF-FNP-L04-SLACVY04 | PM03 | 305 | 3Y L4F4 Slat Chain Conveyor Replacement | Slat Chain Conveyor No 16 L4 | C | 0190E003 | 2015-12-09 | 2011-07-04 | PHCABIOPE
0190-040-898 | 58435 | 0190-COF-FNP-L03-SLACVY01 | PM03 | 305 | 3Y L3F1 Slat Chain Conveyor Replacement | Slat Chain Conveyor No 9 L3 | C | 0190E003 | 2017-12-19 | 2011-07-04 | PHOROSCOFE
0190-040-898 | 58435 | 0190-COF-FNP-L03-SLACVY02 | PM03 | 305 | 3Y L3F2 Slat Chain Conveyor Replacement | Slat Chain Conveyor No 10 L3 | C | 0190E003 | 2017-12-19 | 2011-07-04 | PHOROSCOFE
0190-040-898 | 58435 | 0190-COF-FNP-L03-SLACVY03 | PM03 | 305 | 3Y L3F3 Slat Chain Conveyor Replacement | Slat Chain Conveyor No 11 L3 | C | 0190E003 | 2017-12-19 | 2011-07-04 | PHOROSCOFE
0190-040-898 | 58435 | 0190-COF-FNP-L03-SLACVY04 | PM03 | 305 | 3Y L3F4 Slat Chain Conveyor Replacement | Slat Chain Conveyor No 12 L3 | C | 0190E003 | 2017-12-19 | 2011-07-04 | PHOROSCOFE
0190-040-897 | 58435 | 0190-COF-FNP-L02-SLACVY01 | PM03 | 305 | 3Y L2F1 Slat Chain Conveyor Replacement | Slat Chain Conveyor No 5 L2 | C | 0190E003 | 2014-10-22 | 2011-07-04 | PHCABIOPE
0190-040-897 | 58435 | 0190-COF-FNP-L02-SLACVY02 | PM03 | 305 | 3Y L2F2 Slat Chain Conveyor Replacement | Slat Chain Conveyor No 6 L2 | C | 0190E003 | 2014-10-22 | 2011-07-04 | PHCABIOPE
0190-040-897 | 58435 | 0190-COF-FNP-L02-SLACVY03 | PM03 | 305 | 3Y L2F3 Slat Chain Conveyor Replacement | Slat Chain Conveyor No 7 L2 | C | 0190E003 | 2014-10-22 | 2011-07-04 | PHCABIOPE
0190-040-897 | 58435 | 0190-COF-FNP-L02-SLACVY04 | PM03 | 305 | 3Y L2F4 Slat Chain Conveyor Replacement | Slat Chain Conveyor No 8 L2 | C | 0190E003 | 2014-10-22 | 2011-07-04 | PHCABIOPE
0190-040-896 | 58435 | 0190-COF-FNP-L01-SLACVY01 | PM03 | 305 | 3Y L1F1 Slat Chain Conveyor Replacement | Slat Chain Conveyor No 1 L1 | C | 0190E003 | 2015-12-09 | 2011-07-04 | PHCABIOPE
0190-040-896 | 58435 | 0190-COF-FNP-L01-SLACVY02 | PM03 | 305 | 3Y L1F2 Slat Chain Conveyor Replacement | Slat Chain Conveyor No 2 L1 | C | 0190E003 | 2015-12-09 | 2011-07-04 | PHCABIOPE
0190-040-896 | 58435 | 0190-COF-FNP-L01-SLACVY03 | PM03 | 305 | 3Y L1F3 Slat Chain Conveyor Replacement | Slat Chain Conveyor No 3 L1 | C | 0190E003 | 2015-12-09 | 2011-07-04 | PHCABIOPE
0190-040-896 | 58435 | 0190-COF-FNP-L01-SLACVY04 | PM03 | 305 | 3Y L1F4 Slat Chain Conveyor Replacement | Slat Chain Conveyor No 4 L1 | C | 0190E003 | 2015-12-09 | 2011-07-04 | PHCABIOPE
0190-040-895 | 58606 | 0190-COF-FNP-L01-TIPSTN01-ELEC HOIST 01 | PM03 | 306 | 1Y KS FNP L1 Hoist Insp & Assessment | MB Tipping Station Electrical Hoist L1 | B | 0190E003 | 2021-06-03 | 2011-05-19 | PHILAGANAN
0190-040-895 | 58606 | 0190-COF-FNP-L02-TILTST01 | PM03 | 306 | 1Y KS FNP L2 Hoist Insp & Assessment | Tilting Station Ts No 2 | B | 0190E003 | 2021-06-03 | 2011-05-19 | PHILAGANAN
0190-040-895 | 58606 | 0190-COF-FNP-L03-TILTST01 | PM03 | 306 | 1Y KS FNP L3 Hoist Insp & Assessment | Tilting Station Ts No 3 | B | 0190E003 | 2021-06-03 | 2011-05-19 | PHILAGANAN
0190-040-895 | 58606 | 0190-COF-FNP-L04-TILTST01 | PM03 | 306 | 1Y KS FNP L4 Hoist Insp & Assessment | Tilting Station Ts No 4 | B | 0190E003 | 2021-06-03 | 2011-05-19 | PHILAGANAN
0190-040-895 | 58606 | 0190-COF-FNP-L05-DIFHPR01 | PM03 | 306 | 1Y KS FNP L5 Hoist Insp & Assessment | Direct Filling Hopper DFh No 5 | B | 0190E003 | 2021-06-03 | 2013-06-28 | PHILAGANAN
0190-040-895 | 58606 | 0190-COF-FNP-L07-TILTST01 | PM03 | 306 | 1Y KS FNP L7 Hoist Insp & Assessment | Tilting Station Ts No 7 | B | 0190E003 | 2021-06-03 | 2011-05-19 | PHILAGANAN
0190-040-895 | 58606 | 0190-COF-FNP-L09-TILTST01 | PM03 | 306 | 1Y KS FNP L9 Hoist Insp & Assessment | Tilting Station Ts No 9 | A | 0190E003 | 2021-06-03 | 2011-05-19 | PHILAGANAN
0190-040-895 | 58606 | 0190-COF-FNP-L11-TILTST01 | PM03 | 306 | 1Y KS FNP L11 Hoist Insp & Assessment | Tilting Station Ts No 11 | B | 0190E003 | 2021-06-03 | 2011-05-19 | PHILAGANAN
0190-040-894 | 57541 | 0190-COF-FNP-AUX-AIRBLW01 | PM03 | 305 | 3W KS FNP Air Blower01 Assy Servicing | Air Blower No 1 L1 & L2 | C | 0190E003 | 2016-08-24 | 2011-05-17 | PHCABIOPE
0190-040-894 | 57541 | 0190-COF-FNP-AUX-AIRBLW02 | PM03 | 305 | 3W KS FNP Air Blower02 Assy Servicing | Air Blower No 2 L3 | C | 0190E003 | 2016-08-24 | 2011-05-17 | PHCABIOPE
0190-040-894 | 57541 | 0190-COF-FNP-AUX-AIRBLW03 | PM03 | 305 | 3W KS FNP Air Blower03 Assy Servicing | Air Blower No 3 L4 & L6 | C | 0190E003 | 2016-08-24 | 2011-05-17 | PHCABIOPE
0190-040-894 | 57541 | 0190-COF-FNP-AUX-BLWFAN04 | PM03 | 305 | 3W KS FNP Air Blower04 Assy Servicing | Coffee F/P Blower Fan no.4 | B | 0190E003 | 2016-08-24 | 2011-05-17 | PHCABIOPE
0190-040-894 | 57541 | 0190-COF-FNP-AUX-EXHBLW05 | PM03 | 305 | 3W KS FNP Air Blower05 Assy Servicing | Exhaust Blower 5 | C | 0190E003 | 2016-08-24 | 2011-05-17 | PHCABIOPE
0190-040-894 | 57541 | 0190-COF-FNP-AUX-EXHBLW06 | PM03 | 305 | 3W KS FNP Air Blower06 Assy Servicing | Exhaust Blower 6 | C | 0190E003 | 2016-08-24 | 2011-05-17 | PHCABIOPE
0190-040-893 | 45827 | 0190-COF-FNP-L01-TIPSTN01-DIFHPR01 | PM03 | 301 | 1Y L1 DFH WT Cal (4A1-WIT-05.15) | Direct Filling Hopper DFh No 1 | B | 0190E013 | 2017-12-19 | 2011-04-30 | PHOROSCOFE
0190-040-893 | 45827 | 0190-COF-FNP-L03-DIFHPR01 | PM03 | 301 | 1Y L3 DFH WT Cal (4A3-WIT-07.17) | Direct Filling Hopper DFh No 3 | B | 0190E013 | 2017-12-19 | 2011-04-30 | PHOROSCOFE
0190-040-893 | 45827 | 0190-COF-FNP-L04-TILTST01-DIFHPR01 | PM03 | 301 | 1Y L4 DFH WT Cal (4A4-WIT-08.18) | Direct Filling Hopper DFh No 4 | B | 0190E013 | 2017-12-19 | 2011-04-30 | PHOROSCOFE
0190-040-893 | 45827 | 0190-COF-FNP-L05-DIFHPR01 | PM03 | 301 | 1Y L5 DFH WT Cal (4A5-WIT-12.22) | Direct Filling Hopper DFh No 5 | B | 0190E013 | 2017-12-19 | 2011-04-30 | PHOROSCOFE
0190-040-893 | 45827 | 0190-COF-FNP-L07-DIFHPR01 | PM03 | 301 | 1Y L7 DFH WT Cal (4A7-WIT-09.50) | Direct Filling Hopper Dhf No 7 | B | 0190E013 | 2017-12-19 | 2011-04-30 | PHOROSCOFE
0190-040-893 | 45827 | 0190-COF-FNP-L09-TILTST01-DIFHPR01 | PM03 | 301 | 1Y L9 DFH WT Cal (4A8-WIT-10.02) | Direct Filling Hopper DFh No 9 | B | 0190E013 | 2017-12-19 | 2011-04-30 | PHOROSCOFE
0190-040-893 | 45827 | 0190-COF-FNP-L11-DIFHPR01 | PM03 | 301 | 1Y L11 DFH WT Cal (4A9-WIT-11.02) | Direct Filling Hopper DFh No 11 | B | 0190E013 | 2017-12-19 | 2011-04-30 | PHOROSCOFE
0190-040-892 | 56990 | 0190-COF-FNP-L09-FILLER01 | PM03 | 305 | 5Y MECHL09 MESPACK Pivot Arm Replacement | Filler Mes pack H-320 FED L09 | A | 0190E003 | 2021-03-19 | 2011-04-12 | PHILAGANAN
0190-040-892 | 56990 | 0190-COF-FNP-L12-FILLER01 | PM03 | 305 | 5Y MECHL12 MESPACK Pivot Arm Replacement | Filler Mes Pack H-360 FET L12 | A | 0190E003 | 2021-03-19 | 2011-04-12 | PHILAGANAN
0190-040-891 | 56653 | 0190-COF-FNP-L01-FILLER01 | PM03 | 305 | 5Y MECH L1F1 Film Feed Rollers Servicing | Filler No 1 L1 | A | 0190E003 | 2020-02-07 | 2011-03-15 | PHONGGE
0190-040-891 | 56653 | 0190-COF-FNP-L01-FILLER02 | PM03 | 305 | 5Y MECH L1F2 Film Feed Rollers Servicing | Filler No 2 L1 | A | 0190E003 | 2020-02-07 | 2011-03-15 | PHONGGE
0190-040-891 | 56653 | 0190-COF-FNP-L01-FILLER03 | PM03 | 305 | 5Y MECH L1F3 Film Feed Rollers Servicing | Filler No 3 L1 | A | 0190E003 | 2020-02-07 | 2011-03-15 | PHONGGE
0190-040-891 | 56653 | 0190-COF-FNP-L01-FILLER04 | PM03 | 305 | 5Y MECH L1F4 Film Feed Rollers Servicing | Filler No 4 L1 | A | 0190E003 | 2020-02-07 | 2011-03-15 | PHONGGE
0190-040-891 | 56653 | 0190-COF-FNP-L04-FILLER01 | PM03 | 305 | 5Y MECH L4F13Film Feed Rollers Servicing | Filler No 13 L4 Fuji Fw 7t | A | 0190E003 | 2020-02-07 | 2011-03-15 | PHONGGE
0190-040-891 | 56653 | 0190-COF-FNP-L04-FILLER02 | PM03 | 305 | 5Y MECH L4F14Film Feed Rollers Servicing | Filler No 14 L4 Fuji Fw 7t | A | 0190E003 | 2020-02-07 | 2011-03-15 | PHONGGE
0190-040-891 | 56653 | 0190-COF-FNP-L04-FILLER03 | PM03 | 305 | 5Y MECH L4F15Film Feed Rollers Servicing | Filler No 15 L4 Fuji Fw 7t | A | 0190E003 | 2020-02-07 | 2011-03-15 | PHONGGE
0190-040-891 | 56653 | 0190-COF-FNP-L04-FILLER04 | PM03 | 305 | 5Y MECH L4F16Film Feed Rollers Servicing | Filler No 16 L4 Fuji Fw 7t | A | 0190E003 | 2020-02-07 | 2011-03-15 | PHONGGE
0190-040-890 | 56516 | 0190-COF-FNP-AUX-DUSCOR01 | PM03 | 302 | 8W Vibration Monitoring Centriclone 1 | Dust Collector for AIL Dedusting Line | A | 0190E014 | 2021-03-19 | 2013-06-19 | PHILAGANAN
0190-040-890 | 56516 | 0190-COF-FNP-AUX-DUSCOR01 | PM03 | 302 | 8W Vibration Monitoring Star Valve 1 | Dust Collector for AIL Dedusting Line | A | 0190E014 | 2021-03-19 | 2013-06-20 | PHILAGANAN
0190-040-890 | 56516 | 0190-COF-FNP-AUX-DUSCOR02 | PM03 | 302 | 8W Vibration Monitoring Star Valve 2 | Dust Collector for MBU1 & Line 5 MegaBag | A | 0190E014 | 2021-03-19 | 2013-06-20 | PHILAGANAN
0190-040-890 | 56516 | 0190-COF-FNP-AUX-DUSCOR02 | PM03 | 302 | 8W Vibration Monitoring Centriclone 2 | Dust Collector for MBU1 & Line 5 MegaBag | A | 0190E014 | 2021-03-19 | 2013-06-20 | PHILAGANAN
0190-040-890 | 56516 | 0190-COF-FNP-AUX-DUSCOR03 | PM03 | 302 | 8W Vibration Monitoring Star Valve 3 | Dust Collector for TTS Dedusting Line | A | 0190E014 | 2021-03-19 | 2013-06-20 | PHILAGANAN
0190-040-890 | 56516 | 0190-COF-FNP-AUX-DUSCOR03 | PM03 | 302 | 8W Vibration Monitoring Centriclone 3 | Dust Collector for TTS Dedusting Line | A | 0190E014 | 2021-03-19 | 2013-06-20 | PHILAGANAN
0190-040-890 | 56516 | 0190-COF-FNP-AUX-DUSCOR04 | PM03 | 302 | 8W Vibration Monitoring Centriclone 4 | Dust Collector for MBU2 Dedusting Line | A | 0190E014 | 2021-03-19 | 2013-06-20 | PHILAGANAN
0190-040-890 | 56516 | 0190-COF-FNP-AUX-PRTRSU01 | PM03 | 302 | 8W Vibration Monitoring PrntrSctn Fan 1 | Laser Printer Suction Fan L1 4 | C | 0190E014 | 2021-03-19 | 2013-06-19 | PHILAGANAN
0190-040-890 | 56516 | 0190-COF-FNP-AUX-PRTRSU02 | PM03 | 302 | 8W Vibration Monitoring PrntrSctn Fan 2 | Laser Printer Suction Fan L6 9 | C | 0190E014 | 2021-03-19 | 2011-03-03 | PHILAGANAN
0190-040-889 | 56212 | 0190-COF-FNP-AUX-COMMON01 | PM03 | 301 | 1Y MBU 2 Temp. Ind. (4A2-AIT-03.26/02) | Coffee Filling Packing Common | C | 0190E015 | 2020-01-28 | 2011-02-09 | PHOROSCOFE
0190-040-889 | 56212 | 0190-COF-FNP-AUX-COMMON01 | PM03 | 301 | 1Y MBU 2 Temp. Ind. (4A1-AIT-9461) | Coffee Filling Packing Common | C | 0190E015 | 2020-01-28 | 2014-08-15 | PHOROSCOFE
0190-040-889 | 56212 | 0190-COF-FNP-AUX-COMMON01 | PM03 | 301 | 1Y MBU 2 Rel. Humidity 4A2-AIT-03.26/02 | Coffee Filling Packing Common | C | 0190E015 | 2020-01-28 | 2014-09-02 | PHOROSCOFE
0190-040-889 | 56212 | 0190-COF-FNP-AUX-COMMON01 | PM03 | 301 | 1Y MBU 1 Temp. Ind. 4A1-AIT-9461 | Coffee Filling Packing Common | C | 0190E015 | 2020-01-28 | 2014-09-02 | PHOROSCOFE
0190-040-888 | 408601 | 0190-COF-FNP-AUX-COMMON01 | PM03 | 301 | 2Y Comp Air PG Cal (4A18-PG-059) | Coffee Filling Packing Common | C | 0190E015 | 2021-06-03 | 2014-09-05 | PHILAGANAN
0190-040-888 | 408601 | 0190-COF-FNP-AUX-COMMON01 | PM03 | 301 | 2Y Comp Air PG Cal (4A18-PG-060) | Coffee Filling Packing Common | C | 0190E015 | 2021-06-03 | 2014-09-05 | PHILAGANAN
0190-040-888 | 417431 | 0190-COF-FNP-L01-FILLER01 | PM03 | 301 | 2Y L1F1 Pressure Regulator (4A1-PG-026) | Filler No 1 L1 | A | 0190E015 | 2021-06-03 | 2011-02-04 | PHILAGANAN
0190-040-888 | 417431 | 0190-COF-FNP-L01-FILLER01 | PM03 | 301 | 2Y L1F1 Pressure Regulator (4A1-PG-027) | Filler No 1 L1 | A | 0190E015 | 2021-06-03 | 2014-08-15 | PHILAGANAN
0190-040-888 | 417431 | 0190-COF-FNP-L01-FILLER02 | PM03 | 301 | 2Y L1F2 Pressure Regulator (4A1-PG-028) | Filler No 2 L1 | A | 0190E015 | 2021-06-03 | 2014-08-15 | PHILAGANAN
0190-040-888 | 417431 | 0190-COF-FNP-L01-FILLER02 | PM03 | 301 | 2Y L1F2 Pressure Regulator (4A1-PG-029) | Filler No 2 L1 | A | 0190E018 | 2021-06-03 | 2014-08-15 | PHILAGANAN
0190-040-888 | 417431 | 0190-COF-FNP-L01-FILLER03 | PM03 | 301 | 2Y L1F3 Pressure Regulator (4A1-PG-030) | Filler No 3 L1 | A | 0190E018 | 2021-06-03 | 2014-08-15 | PHILAGANAN
0190-040-888 | 417431 | 0190-COF-FNP-L01-FILLER03 | PM03 | 301 | 2Y L1F3 Pressure Regulator (4A1-PG-031) | Filler No 3 L1 | A | 0190E018 | 2021-06-03 | 2014-08-15 | PHILAGANAN
0190-040-888 | 417431 | 0190-COF-FNP-L01-FILLER04 | PM03 | 301 | 2Y L1F4 Pressure Regulator (4A1-PG-032) | Filler No 4 L1 | A | 0190E018 | 2021-06-03 | 2014-08-15 | PHILAGANAN
0190-040-888 | 417431 | 0190-COF-FNP-L01-FILLER04 | PM03 | 301 | 2Y L1F4 Pressure Regulator (4A1-PG-033) | Filler No 4 L1 | A | 0190E018 | 2021-06-03 | 2014-08-15 | PHILAGANAN
0190-040-888 | 417431 | 0190-COF-FNP-L04-COMMON01 | PM03 | 301 | 2Y L4 Palletizer PR (4A4-PG-062) | Filling Packing Line 4 Common | C | 0190E015 | 2021-06-03 | 2014-09-04 | PHILAGANAN
0190-040-888 | 417431 | 0190-COF-FNP-L04-FILLER01 | PM03 | 301 | 2Y L4F1 Pressure Regulator (4A4-PG-054) | Filler No 13 L4 Fuji Fw 7t | A | 0190E015 | 2021-06-03 | 2014-08-15 | PHILAGANAN
0190-040-888 | 417431 | 0190-COF-FNP-L04-FILLER01 | PM03 | 301 | 2Y L4F1 Pressure Regulator (4A4-PG-055) | Filler No 13 L4 Fuji Fw 7t | A | 0190E015 | 2021-06-03 | 2014-08-15 | PHILAGANAN
0190-040-888 | 417431 | 0190-COF-FNP-L04-FILLER02 | PM03 | 301 | 2Y L4F2 Pressure Regulator (4A4-PG-056) | Filler No 14 L4 Fuji Fw 7t | A | 0190E015 | 2021-06-03 | 2014-08-15 | PHILAGANAN
0190-040-888 | 417431 | 0190-COF-FNP-L04-FILLER03 | PM03 | 301 | 2Y L4F3 Pressure Regulator (4A4-PG-057) | Filler No 15 L4 Fuji Fw 7t | A | 0190E015 | 2021-06-03 | 2014-08-15 | PHILAGANAN
0190-040-888 | 417431 | 0190-COF-FNP-L04-FILLER03 | PM03 | 301 | 2Y L4F3 Pressure Regulator (4A4-PG-058) | Filler No 15 L4 Fuji Fw 7t | A | 0190E015 | 2021-06-03 | 2014-08-15 | PHILAGANAN
0190-040-888 | 417431 | 0190-COF-FNP-L04-FILLER04 | PM03 | 301 | 2Y L4F4 Pressure Regulator (4A4-PG-059) | Filler No 16 L4 Fuji Fw 7t | A | 0190E015 | 2021-06-03 | 2014-08-15 | PHILAGANAN
0190-040-881 | 512552 | 0190-COF-FNP-L12-FILLER01-DOSSINGASSY01 | PM03 | 307 | 4W L12F1 MESPACK Auger Filler Inspection | MESPACK Dossing Assembly 01 L12 | A | 0190E004 | 2021-02-07 | 2016-12-06 | PHOROSCOFE
0190-040-881 | 512552 | 0190-COF-FNP-L12-FILLER01-DOSSINGASSY02 | PM03 | 307 | 4W L12F2 MESPACK Auger Filler Inspection | MESPACK Dossing Assembly 02 L12 | A | 0190E004 | 2021-02-07 | 2016-12-06 | PHOROSCOFE
0190-040-881 | 512552 | 0190-COF-FNP-L12-FILLER01-DOSSINGASSY03 | PM03 | 307 | 4W L12F3 MESPACK Auger Filler Inspection | MESPACK Dossing Assembly 03 L12 | A | 0190E004 | 2021-02-07 | 2016-12-06 | PHOROSCOFE
0190-040-880 | 512552 | 0190-COF-FNP-L11-FILLER01-DOSINGFNL01 | PM03 | 307 | 4W L11F1 MESPACK Auger Filler Inspection | Dosing Head No. 1 | B | 0190E021 | 2018-06-28 | 2016-12-06 | PHGONZALNA
0190-040-880 | 512552 | 0190-COF-FNP-L11-FILLER01-DOSINGFNL02 | PM03 | 307 | 4W L11F2 MESPACK Auger Filler Inspection | Dosing Head No. 2 | B | 0190E021 | 2018-06-28 | 2016-12-06 | PHGONZALNA
0190-040-880 | 512552 | 0190-COF-FNP-L11-FILLER01-DOSINGFNL03 | PM03 | 307 | 4W L11F3 MESPACK Auger Filler Inspection | Dosing Head No. 3 | B | 0190E021 | 2018-06-28 | 2016-12-06 | PHGONZALNA
0190-040-879 | 55173 | 0190-COF-FNP-L12-COMMON01 | PM03 | 307 | 3W MECH L12 Machines Bolt Retightening | Filling Packing Line 12 Common | C | 0190E003 | 2013-12-21 | 2010-12-16 | PHCABIOPE
0190-040-878 | 55173 | 0190-COF-FNP-L11-COMMON01 | PM03 | 307 | 3W MECH L11 Machines Bolt Retightening | Filling Packing Line 11 Common | C | 0190E003 | 2013-12-21 | 2010-12-16 | PHCABIOPE
0190-040-877 | 55173 | 0190-COF-FNP-L09-COMMON01 | PM03 | 307 | 3W MECH L09 Machines Bolt Retightening | Filling Packing Line 9 Common | C | 0190E003 | 2013-12-21 | 2010-12-16 | PHCABIOPE
0190-040-876 | 55173 | 0190-COF-FNP-L07-COMMON01 | PM03 | 307 | 3W MECH L7 Machines Bolt Retightening | Filling Packing Line 7 Common | C | 0190E003 | 2013-12-21 | 2010-12-16 | PHCABIOPE
0190-040-875 | 55173 | 0190-COF-FNP-L05-COMMON01 | PM03 | 307 | 3W MECH L05 Machines Bolt Retightening | Filling Packing Line 5 Common | C | 0190E003 | 2013-12-21 | 2010-12-16 | PHCABIOPE
0190-040-874 | 55173 | 0190-COF-FNP-L04-COMMON01 | PM03 | 307 | 3W MECH L4 Machines Bolt Retightening | Filling Packing Line 4 Common | C | 0190E003 | 2013-12-21 | 2010-12-16 | PHCABIOPE
0190-040-873 | 55173 | 0190-COF-FNP-L03-COMMON01 | PM03 | 307 | 3W MECH L3 Machines Bolt Retightening | Filling Packing Line 3 Common | C | 0190E003 | 2013-12-21 | 2010-12-16 | PHCABIOPE
0190-040-872 | 55173 | 0190-COF-FNP-L02-COMMON01 | PM03 | 307 | 3W MECH L2 Machines Bolt Retightening | Filling Packing Line 2 Common | C | 0190E003 | 2014-10-16 | 2010-12-16 | PHCABIOPE
0190-040-871 | 55173 | 0190-WST-FNP-L01-COMMON01 | PM03 | 307 | 3W MECH L1 Machines Bolt Retightening | Filling Packing Line 1 Common | C | 0190E003 | 2013-12-21 | 2010-12-16 | PHCABIOPE
0190-040-870 | 50781 | 0190-COF-FNP-L11-TILTST01 | PM03 | 305 | 1Y L11 TTS Ctrl panel Retightening | Tilting Station Ts No 11 | B | 0190E004 | 2018-06-28 | 2010-12-15 | PHGONZALNA
0190-040-869 | 50781 | 0190-COF-FNP-L09-TILTST01 | PM03 | 307 | 1Y L9 TTS Ctrl panel Retightening | Tilting Station Ts No 9 | A | 0190E004 | 2021-06-03 | 2010-12-15 | PHOROSCOFE
0190-040-868 | 50781 | 0190-COF-FNP-L07-TILTST01 | PM03 | 305 | 1Y L7 TTS Ctrl panel Retightening | Tilting Station Ts No 7 | B | 0190E004 | 2017-12-19 | 2010-12-15 | PHOROSCOFE
0190-040-867 | 50781 | 0190-COF-FNP-L04-TILTST01 | PM03 | 305 | 1Y L4 TTS Ctrl panel Retightening | Tilting Station Ts No 4 | B | 0190E004 | 2015-06-07 | 2010-12-15 | PHCABIOPE
0190-040-866 | 50781 | 0190-COF-FNP-L03-TILTST01 | PM03 | 305 | 1Y L3 TTS Ctrl panel Retightening | Tilting Station Ts No 3 | B | 0190E004 | 2017-12-19 | 2010-12-15 | PHOROSCOFE
0190-040-865 | 50781 | 0190-COF-FNP-L02-TILTST01 | PM03 | 305 | 1Y L2 TTS Ctrl panel Retightening | Tilting Station Ts No 2 | B | 0190E004 | 2015-11-27 | 2010-12-15 | PHCABIOPE
0190-040-864 | 50781 | 0190-COF-FNP-L01-TIPSTN01-CTRL PANEL 01 | PM03 | 305 | 1Y L1 TTS Ctrl panel Retightening | TS Vibra Sifter Control Panel Line 1 | B | 0190E003 | 2021-11-19 | 2010-12-15 | PHONGGE
0190-040-864 | 50781 | 0190-COF-FNP-L04-TILTST01-CTRLPANEL01 | PM03 | 305 | 1Y L1 TTS Ctrl panel Retightening | TS Vibra Sifter Control Panel Line 4 | C | 0190E004 |  | 2021-11-19
0190-040-863 | 412652 | 0190-COF-FNP-L12-PCHWGH02 | PM03 | 305 | 168H L12 ISHIDA Pouch CW Servicing | Pouch Checkweigher Line 12 | A | 0190E003 | 2018-10-31 | 2010-11-23 | PHGONZALNA
0190-040-862 | 412652 | 0190-COF-FNP-L11-PCHWGH02 | PM03 | 305 | 168H L11 ISHIDA Pouch CW Servicing | Pouch Checkweigher Line 11 | B | 0190E003 | 2018-06-28 | 2010-11-23 | PHGONZALNA
0190-040-861 | 52573 | 0190-WST-FNP-L09-PCHWGH01GARVNS | PM03 | 305 | 168H L9 GARVENS Pouch CW Servicing | Pouch Checkweigher FM-1 L09 | C | 0190E003 | 2017-10-21 | 2010-11-23 | PHOROSCOFE
0190-040-860 | 52514 | 0190-COF-FNP-L12-AILSYS01 | PM03 | 307 | 1W AIL L12 level sensors funct'y check | AIL System Line-12 | A | 0190E004 | 2014-10-20 | 2010-11-16 | PHCABIOPE
0190-040-859 | 52514 | 0190-COF-FNP-L11-AILSYS01 | PM03 | 307 | 1W AIL L11 level sensors funct'y check | AIL System Line-11 | C | 0190E004 | 2014-10-20 | 2010-11-16 | PHCABIOPE
0190-040-858 | 52514 | 0190-COF-FNP-L09-AILSYS01 | PM03 | 307 | 1W AIL L09 level sensors funct'y check | AIL System Line-9 | A | 0190E004 | 2014-10-20 | 2010-11-16 | PHCABIOPE
0190-040-857 | 52514 | 0190-COF-FNP-L07-AILSYS01 | PM03 | 307 | 1W AIL L07 level sensors funct'y check | AIL System Line-7 | C | 0190E004 | 2014-10-20 | 2010-11-16 | PHCABIOPE
0190-040-856 | 52514 | 0190-COF-FNP-L04-AILSYS01 | PM03 | 307 | 1W AIL L04 Level Sensors funct'y Check | AIL System Line-4 | A | 0190E004 | 2014-10-20 | 2010-11-16 | PHCABIOPE
0190-040-855 | 52514 | 0190-COF-FNP-L03-AILSYS01 | PM03 | 307 | 1W AIL L3 level sensors funct'y check | AIL System Line-3 | C | 0190E004 | 2014-10-20 | 2010-11-16 | PHCABIOPE
0190-040-854 | 52514 | 0190-COF-FNP-L02-AILSYS01 | PM03 | 307 | 1W AIL L02 level sensors funct'y check | AIL System Line-2 | C | 0190E004 | 2014-10-22 | 2010-11-16 | PHCABIOPE
0190-040-853 | 52514 | 0190-COF-FNP-L01-AILSYS01 | PM03 | 307 | 1W AIL L1 level sensors funct'y check | AIL System Line-1 | A | 0190E004 | 2014-10-20 | 2010-11-16 | PHCABIOPE
0190-040-852 | 403191 | 0190-COF-FNP-L09-CASPAC01 | PM03 | 305 | 5Y L9 PRODEC Devicenet Replacement | Case Packer Machine 100g L09 | A | 0190E004 | 2013-09-13 | 2010-11-14 | PHCABIOPE
0190-040-851 | 51671 | 0190-COF-FNP-L07-FILLER02 | PM03 | 302 | 3W L7F1Horiz Sealing Jaw Impression Test | Filler No 19 L7 Fuji Fw 7t | B | 0190E003 | 2015-02-06 | 2010-11-14 | PHCABIOPE
0190-040-851 | 51671 | 0190-COF-FNP-L07-FILLER03 | PM03 | 302 | 3W L7F2Horiz Sealing Jaw Impression Test | Filler No 20 L7 Fuji Fw 7t | B | 0190E003 | 2015-02-06 | 2013-07-09 | PHCABIOPE
0190-040-851 | 51671 | 0190-COF-FNP-L07-FILLER05 | PM03 | 302 | 3W L7F3Horiz Sealing Jaw Impression Test | Filler No 21 L7 Fuji Fw 7t | B | 0190E003 | 2015-02-06 | 2013-07-09 | PHCABIOPE
0190-040-851 | 51671 | 0190-COF-FNP-L07-FILLER06 | PM03 | 302 | 3W L7F4Horiz Sealing Jaw Impression Test | Filler No 22 L7 Fuji Fw 7t | B | 0190E003 | 2015-02-06 | 2013-07-09 | PHCABIOPE
0190-040-850 | 52484 | 0190-COF-FNP-L12-FILLER01-PCHCUTTER01 | PM03 | 305 | 4M L12 Mespack Scissors No.1 Replacement | MESPACK Pouch Cutter Assembly | A | 0190E003 | 2015-05-25 | 2010-11-12 | PHCABIOPE
0190-040-850 | 52484 | 0190-WST-FNP-L12-FILLER01-PCHCUTTER02 | PM03 | 305 | 4M L12 Mespack Scissors No.2 Replacement | Pouch Cutter No. 2 | B | 0190E003 | 2015-05-25 | 2014-09-29 | PHCABIOPE
0190-040-850 | 52484 | 0190-WST-FNP-L12-FILLER01-PCHCUTTER03 | PM03 | 305 | 4M L12 Mespack Scissors No.3 Replacement | Pouch Cutter No. 3 | B | 0190E003 | 2015-05-25 | 2014-09-29 | PHCABIOPE
0190-040-849 | 52484 | 0190-COF-FNP-L11-FILLER01-PCHCUTTER01 | PM03 | 305 | 4M L11 Mespack Scissors No.1 Replacement | Pouch Cutter No. 1 | B | 0190E004 | 2015-04-21 | 2010-11-12 | PHCABIOPE
0190-040-849 | 52484 | 0190-COF-FNP-L11-FILLER01-PCHCUTTER02 | PM03 | 305 | 4M L11 Mespack Scissors No.2 Replacement | Pouch Cutter No. 2 | B | 0190E003 | 2015-04-21 | 2014-09-29 | PHCABIOPE
0190-040-849 | 52484 | 0190-COF-FNP-L11-FILLER01-PCHCUTTER03 | PM03 | 305 | 4M L11 Mespack Scissors No.3 Replacement | Pouch Cutter No. 3 | B | 0190E003 | 2015-04-21 | 2014-09-29 | PHCABIOPE
0190-040-848 | 52484 | 0190-COF-FNP-L09-FILLER01-PCHCUTTER01 | PM03 | 305 | 3M L9 Mespack Scissors No.1 Replacement | Pouch Cutter Assembly L09 | A | 0190E003 | 2019-03-02 | 2010-11-12 | PHONGGE
0190-040-847 | 52483 | 0190-COF-FNP-L12-FILLER01 | PM03 | 305 | 6M EI L12 Mespack PneumaticSystem Serv'g | Filler Mes Pack H-360 FET L12 | A | 0190E004 | 2018-01-26 | 2010-11-12 | PHOROSCOFE
0190-040-846 | 52483 | 0190-COF-FNP-L11-FILLER01 | PM03 | 305 | 6M EI L11 Mespack PneumaticSystem Serv'g | Filler Mes Pack H-360 FET L11 | A | 0190E004 | 2018-06-28 | 2010-11-12 | PHGONZALNA
0190-040-845 | 52483 | 0190-COF-FNP-L09-FILLER01 | PM03 | 305 | 6M EI L9 Mespack PneumaticSystem Serv'g | Filler Mes pack H-320 FED L09 | A | 0190E004 | 2018-04-14 | 2010-11-12 | PHOROSCOFE
0190-040-844 | 569494 | 0190-COF-FNP-L12-FILLER01 | PM03 | 307 | 4W MESPACK FM Inspection MECH/EI L12 | Filler Mes Pack H-360 FET L12 | A | 0190E004 | 2020-11-08 | 2010-11-12 | PHOROSCOFE
0190-040-843 | 52482 | 0190-COF-FNP-L11-FILLER01 | PM03 | 302 | 3W EI L11 Mespack Filler PLC Inspection | Filler Mes Pack H-360 FET L11 | A | 0190E004 | 2015-02-06 | 2010-11-12 | PHCABIOPE
0190-040-842 | 569494 | 0190-COF-FNP-L09-FILLER01 | PM03 | 307 | 4W MESPACK FM Inspection MECH/EI L9 | Filler Mes pack H-320 FED L09 | A | 0190E004 | 2020-11-08 | 2010-11-12 | PHOROSCOFE
0190-040-841 | 403531 | 0190-COF-FNP-L12-FILLER01 | PM03 | 305 | 5Y EI L12 Vertical Sealer Heatr Replcmnt | Filler Mes Pack H-360 FET L12 | A | 0190E003 | 2014-10-16 | 2010-11-12 | PHCABIOPE
0190-040-840 | 403531 | 0190-COF-FNP-L11-FILLER01 | PM03 | 305 | 5Y EI L11 Vertical Sealer Heatr Replcmnt | Filler Mes Pack H-360 FET L11 | A | 0190E004 | 2014-10-16 | 2010-11-12 | PHCABIOPE
0190-040-839 | 403531 | 0190-COF-FNP-L09-FILLER01 | PM03 | 305 | 5Y EI L09 Vertical Sealer Heatr Replcmnt | Filler Mes pack H-320 FED L09 | A | 0190E003 | 2014-10-16 | 2010-11-12 | PHCABIOPE
0190-040-838 | 51671 | 0190-COF-FNP-L04-FILLER01 | PM03 | 302 | 3W L4F1Horiz Sealing Jaw Impression Test | Filler No 13 L4 Fuji Fw 7t | A | 0190E003 | 2015-02-06 | 2010-11-12 | PHCABIOPE
0190-040-838 | 51671 | 0190-COF-FNP-L04-FILLER02 | PM03 | 302 | 3W L4F2Horiz Sealing Jaw Impression Test | Filler No 14 L4 Fuji Fw 7t | A | 0190E003 | 2015-02-06 | 2013-07-09 | PHCABIOPE
0190-040-838 | 51671 | 0190-COF-FNP-L04-FILLER03 | PM03 | 302 | 3W L4F3Horiz Sealing Jaw Impression Test | Filler No 15 L4 Fuji Fw 7t | A | 0190E003 | 2015-02-06 | 2013-07-09 | PHCABIOPE
0190-040-838 | 51671 | 0190-COF-FNP-L04-FILLER04 | PM03 | 302 | 3W L4F4Horiz Sealing Jaw Impression Test | Filler No 16 L4 Fuji Fw 7t | A | 0190E003 | 2015-02-06 | 2013-07-09 | PHCABIOPE
0190-040-837 | 51671 | 0190-COF-FNP-L03-FILLER01 | PM03 | 302 | 3W L3F1Horiz Sealing Jaw Impression Test | Filler No 9 L3 Fuji Fw 7t | B | 0190E003 | 2015-02-06 | 2010-11-12 | PHCABIOPE
0190-040-837 | 51671 | 0190-COF-FNP-L03-FILLER02 | PM03 | 302 | 3W L3F2Horiz Sealing Jaw Impression Test | Filler No 10 L3 Fuji Fw 7t | B | 0190E003 | 2015-02-06 | 2013-07-09 | PHCABIOPE
0190-040-837 | 51671 | 0190-COF-FNP-L03-FILLER03 | PM03 | 302 | 3W L3F3Horiz Sealing Jaw Impression Test | Filler No 11 L3 Fuji Fw 7t | B | 0190E003 | 2015-02-06 | 2013-07-09 | PHCABIOPE
0190-040-837 | 51671 | 0190-COF-FNP-L03-FILLER04 | PM03 | 302 | 3W L3F4Horiz Sealing Jaw Impression Test | Filler No 12 L3 Fuji Fw 7t | B | 0190E003 | 2015-02-06 | 2013-07-09 | PHCABIOPE
0190-040-836 | 51671 | 0190-COF-FNP-L02-FILLER01 | PM03 | 302 | 3W L2F1Horiz Sealing Jaw Impression Test | Filler No 5 L2 | B | 0190E003 | 2014-10-16 | 2010-11-12 | PHCABIOPE
0190-040-836 | 51671 | 0190-COF-FNP-L02-FILLER02 | PM03 | 302 | 3W L2F2Horiz Sealing Jaw Impression Test | Filler No 6 L2 Fuji Fw 7t | B | 0190E003 | 2014-10-16 | 2013-07-09 | PHCABIOPE
0190-040-836 | 51671 | 0190-COF-FNP-L02-FILLER03 | PM03 | 302 | 3W L2F3Horiz Sealing Jaw Impression Test | Filler No 7 L2 Fuji Fw 7t | B | 0190E003 | 2014-10-16 | 2013-07-09 | PHCABIOPE
0190-040-836 | 51671 | 0190-COF-FNP-L02-FILLER04 | PM03 | 302 | 3W L2F4Horiz Sealing Jaw Impression Test | Filler No 8 L2 Fuji Fw 7t | B | 0190E003 | 2014-10-16 | 2013-07-09 | PHCABIOPE
0190-040-835 | 52479 | 0190-COF-FNP-L12-FILLER01 | PM03 | 302 | 3M EI L12 MESPACK Condition Monitoring | Filler Mes Pack H-360 FET L12 | A | 0190E004 | 2018-03-15 | 2010-11-12 | PHOROSCOFE
0190-040-834 | 52479 | 0190-COF-FNP-L11-FILLER01 | PM03 | 302 | 3M EI L11 MESPACK Condition Monitoring | Filler Mes Pack H-360 FET L11 | A | 0190E004 | 2018-06-28 | 2010-11-12 | PHGONZALNA
0190-040-833 | 52479 | 0190-COF-FNP-L09-FILLER01 | PM03 | 302 | 3M EI L9 MESPACK Condition Monitoring | Filler Mes pack H-320 FED L09 | A | 0190E004 | 2018-03-24 | 2010-11-12 | PHOROSCOFE
0190-040-832 | 402394 | 0190-COF-FNP-CMN-AHU04 | PM03 | 305 | 3W Air Return Filter Replcmnt -FillingRM | AHU Coffee Filling Rm 1&2 Grnd Floor | A | 0190E013 | 2020-08-19 | 2010-11-12 | PHOROSCOFE
0190-040-831 | 402394 | 0190-COF-FNP-CMN-AHU03 | PM03 | 305 | 3W Air Return Filter Replacemement -AIL | AHU Coffee AIL/Tilting Station | A | 0190E013 | 2020-08-19 | 2010-11-12 | PHOROSCOFE
0190-040-830 | 402394 | 0190-COF-FNP-CMN-AHU03 | PM03 | 305 | 3W Air Return Filter Replacemement -TTS | AHU Coffee AIL/Tilting Station | A | 0190E013 | 2020-08-19 | 2010-11-12 | PHOROSCOFE
0190-040-829 | 52477 | 0190-COF-FNP-L12-FILLER01 | PM03 | 303 | 1W L12 Lubricate film transport asmbly | Filler Mes Pack H-360 FET L12 | A | 0190E003 | 2011-05-13 | 2010-11-12 | PHSANTANJO
0190-040-828 | 401576 | 0190-COF-FNP-AUX-COMMON01 | PM03 | 302 | 1W Line and Machine Monitoring - EGD | Coffee Filling Packing Common | C | 0190E004 | 2014-10-20 | 2010-11-12 | PHCABIOPE
0190-040-828 | 401576 | 0190-COF-FNP-AUX-COMMON01 | PM03 | 302 | 1W Line and Machine Monitoring - NDG | Coffee Filling Packing Common | C | 0190E004 | 2014-10-20 | 2013-02-22 | PHCABIOPE
0190-040-828 | 401576 | 0190-COF-FNP-AUX-COMMON01 | PM03 | 302 | 1W Line and Machine Monitoring - CBC | Coffee Filling Packing Common | C | 0190E004 | 2014-10-20 | 2013-02-22 | PHCABIOPE
0190-040-828 | 401576 | 0190-COF-FNP-AUX-COMMON01 | PM03 | 302 | 1W Line and Machine Monitoring - CME | Coffee Filling Packing Common | C | 0190E004 | 2014-10-20 | 2013-02-22 | PHCABIOPE
0190-040-828 | 401576 | 0190-COF-FNP-AUX-COMMON01 | PM03 | 302 | 1W Line and Machine Monitoring - GTO | Coffee Filling Packing Common | C | 0190E004 | 2014-10-20 | 2013-02-22 | PHCABIOPE
0190-040-828 | 401576 | 0190-COF-FNP-AUX-COMMON01 | PM03 | 302 | 1W Line and Machine Monitoring - CCV | Coffee Filling Packing Common | C | 0190E003 | 2014-10-20 | 2013-02-22 | PHCABIOPE
0190-040-828 | 401576 | 0190-COF-FNP-AUX-COMMON01 | PM03 | 302 | 1W Line and Machine Monitoring - FLA | Coffee Filling Packing Common | C | 0190E003 | 2014-10-20 | 2013-02-22 | PHCABIOPE
0190-040-828 | 401576 | 0190-COF-FNP-AUX-COMMON01 | PM03 | 302 | 1W Line and Machine Monitoring - HKDD | Coffee Filling Packing Common | C | 0190E003 | 2014-10-20 | 2013-02-22 | PHCABIOPE
0190-040-828 | 401576 | 0190-COF-FNP-AUX-COMMON01 | PM03 | 302 | 1W Line and Machine Monitoring - LJCJ | Coffee Filling Packing Common | C | 0190E003 | 2014-10-20 | 2013-02-22 | PHCABIOPE
0190-040-828 | 401576 | 0190-COF-FNP-AUX-COMMON01 | PM03 | 302 | 1W Line and Machine Monitoring - BJV | Coffee Filling Packing Common | C | 0190E003 | 2014-10-20 | 2013-02-22 | PHCABIOPE
0190-040-828 | 401576 | 0190-COF-FNP-AUX-COMMON01 | PM03 | 302 | 1W Line and Machine Monitoring - EDD | Coffee Filling Packing Common | C | 0190E004 | 2014-10-20 | 2014-05-05 | PHCABIOPE
0190-040-827 | 401575 | 0190-COF-FNP-AUX-COMMON01 | PM03 | 307 | 3W Tools Cleaning - EGD | Coffee Filling Packing Common | C | 0190E003 | 2014-10-31 | 2010-11-12 | PHCABIOPE
0190-040-827 | 401575 | 0190-COF-FNP-AUX-COMMON01 | PM03 | 307 | 3W Tools Cleaning - NDG | Coffee Filling Packing Common | C | 0190E004 | 2014-10-31 | 2013-02-22 | PHCABIOPE
0190-040-827 | 401575 | 0190-COF-FNP-AUX-COMMON01 | PM03 | 307 | 3W Tools Cleaning - CBC | Coffee Filling Packing Common | C | 0190E004 | 2014-10-31 | 2013-02-22 | PHCABIOPE
0190-040-827 | 401575 | 0190-COF-FNP-AUX-COMMON01 | PM03 | 307 | 3W Tools Cleaning - CME | Coffee Filling Packing Common | C | 0190E004 | 2014-10-31 | 2013-02-22 | PHCABIOPE
0190-040-827 | 401575 | 0190-COF-FNP-AUX-COMMON01 | PM03 | 307 | 3W Tools Cleaning - GTO | Coffee Filling Packing Common | C | 0190E004 | 2014-10-31 | 2013-02-22 | PHCABIOPE
0190-040-827 | 401575 | 0190-COF-FNP-AUX-COMMON01 | PM03 | 307 | 3W Tools Cleaning - CCV | Coffee Filling Packing Common | C | 0190E003 | 2014-10-31 | 2013-02-22 | PHCABIOPE
0190-040-827 | 401575 | 0190-COF-FNP-AUX-COMMON01 | PM03 | 307 | 3W Tools Cleaning - FLA | Coffee Filling Packing Common | C | 0190E003 | 2014-10-31 | 2013-02-22 | PHCABIOPE
0190-040-827 | 401575 | 0190-COF-FNP-AUX-COMMON01 | PM03 | 307 | 3W Tools Cleaning - HKDD | Coffee Filling Packing Common | C | 0190E003 | 2014-10-31 | 2013-02-22 | PHCABIOPE
0190-040-827 | 401575 | 0190-COF-FNP-AUX-COMMON01 | PM03 | 307 | 3W Tools Cleaning - BJV | Coffee Filling Packing Common | C | 0190E003 | 2014-10-31 | 2013-02-22 | PHCABIOPE
0190-040-827 | 401575 | 0190-COF-FNP-AUX-COMMON01 | PM03 | 307 | 3W Tools Cleaning - Line 4 Oprtr | Coffee Filling Packing Common | C | 0190E021 | 2014-10-31 | 2013-05-15 | PHCABIOPE
0190-040-827 | 401575 | 0190-COF-FNP-AUX-COMMON01 | PM03 | 307 | 3W Tools Cleaning - LJCJ | Coffee Filling Packing Common | C | 0190E003 | 2014-10-31 | 2013-06-10 | PHCABIOPE
0190-040-827 | 401575 | 0190-COF-FNP-AUX-COMMON01 | PM03 | 307 | 3W Tools Cleaning - AIL Operator | Coffee Filling Packing Common | C | 0190E021 | 2014-10-31 | 2013-12-21 | PHCABIOPE
0190-040-827 | 401575 | 0190-COF-FNP-AUX-COMMON01 | PM03 | 307 | 3W Tools Cleaning - TTS Operator | Coffee Filling Packing Common | C | 0190E021 | 2014-10-31 | 2013-12-21 | PHCABIOPE
0190-040-827 | 401575 | 0190-COF-FNP-AUX-COMMON01 | PM03 | 307 | 3W Tools Cleaning - EDD | Coffee Filling Packing Common | C | 0190E004 | 2014-10-31 | 2014-05-05 | PHCABIOPE
0190-040-826 | 571016 | 0190-COF-FNP-L12-FILLER01 | PM03 | 303 | 168H MECH L12 MESPACK Filler Servicing | Filler Mes Pack H-360 FET L12 | A | 0190E003 | 2021-02-14 | 2010-11-12 | PHOROSCOFE
0190-040-825 | 52476 | 0190-COF-FNP-L11-FILLER01 | PM03 | 303 | 168H MECH L11 MESPACK Filler Servicing | Filler Mes Pack H-360 FET L11 | A | 0190E003 | 2019-01-26 | 2010-11-12 | PHOROSCOFE
0190-040-824 | 571016 | 0190-COF-FNP-L09-FILLER01 | PM03 | 303 | 168H MECH L9 MESPACK Filler Servicing | Filler Mes pack H-320 FED L09 | A | 0190E003 | 2021-02-14 | 2010-11-12 | PHOROSCOFE
0190-040-823 | 563937 | 0190-COF-FNP-L12-FILLER01-SIDETRANSASSY | PM03 | 305 | 34W MESPACK SideTransfer VacVane Replace | MESPACK Pouch Side Transfer ASSembly L12 | A | 0190E004 | 2021-03-19 | 2010-11-12 | PHILAGANAN
0190-040-822 | 571085 | 0190-COF-FNP-L12-FILLER01-SIDETRANSASSY | PM03 | 305 | 52W Mespack PouchTransferBelt Replacemnt | MESPACK Pouch Side Transfer ASSembly L12 | A | 0190E004 | 2021-03-19 | 2010-11-12 | PHILAGANAN
0190-040-821 | 563937 | 0190-COF-FNP-L09-FILLER01-PCHTRANSFER01 | PM03 | 305 | 34W MESPACK SideTransfer VacVane Replace | Mespack Pouch Transfer Assembly Line 9 | A | 0190E003 | 2020-05-03 | 2010-11-12 | PHOROSCOFE
0190-040-820 | 52446 | 0190-COF-FNP-L12-CASPAC01 | PM03 | 305 | 6M MECH L12 PRODEC Roller Conveyor Servg | Case Packer Machine 50g L12 | A | 0190E003 | 2015-12-09 | 2010-11-14 | PHCABIOPE
0190-040-819 | 52446 | 0190-COF-FNP-L11-CASPAC01 | PM03 | 305 | 6M MECH L11 PRODEC Roller Conveyor Servg | Case Packer Machine 50g L11 | A | 0190E003 | 2018-06-28 | 2010-11-14 | PHGONZALNA
0190-040-818 | 52446 | 0190-COF-FNP-L09-CASPAC01 | PM03 | 305 | 6M MECH L9 PRODEC Roller Conveyor Servg | Case Packer Machine 100g L09 | A | 0190E003 | 2015-12-09 | 2010-11-14 | PHCABIOPE
0190-040-817 | 52445 | 0190-COF-FNP-L12-CASPAC01 | PM03 | 305 | 6M MECH L12 PRODEC Stacker Replacement | Case Packer Machine 50g L12 | A | 0190E003 | 2015-08-13 | 2010-11-14 | PHCABIOPE
0190-040-816 | 52445 | 0190-COF-FNP-L11-CASPAC01 | PM03 | 305 | 6M MECH L11 PRODEC Stacker Replacement | Case Packer Machine 50g L11 | A | 0190E003 | 2018-06-28 | 2010-11-14 | PHGONZALNA
0190-040-815 | 52445 | 0190-COF-FNP-L09-CASPAC01 | PM03 | 305 | 6M MECH L9 PRODEC Stacker Replacement | Case Packer Machine 100g L09 | A | 0190E003 | 2015-08-13 | 2010-11-14 | PHCABIOPE
0190-040-814 | 405164 | 0190-COF-FNP-L12-CASPAC01 | PM03 | 305 | 1Y L12 PRODEC Photo Switch Replacement | Case Packer Machine 50g L12 | A | 0190E004 | 2013-12-21 | 2010-11-14 | PHCABIOPE
0190-040-813 | 405164 | 0190-COF-FNP-L11-CASPAC01 | PM03 | 305 | 1Y L11 PRODEC Photo Switch Replacement | Case Packer Machine 50g L11 | A | 0190E004 | 2013-12-21 | 2010-11-14 | PHCABIOPE
0190-040-812 | 405164 | 0190-COF-FNP-L09-CASPAC01 | PM03 | 305 | 1Y L09 PRODEC Photo Switch Replacement | Case Packer Machine 100g L09 | A | 0190E004 | 2013-12-21 | 2010-11-14 | PHCABIOPE
0190-040-811 | 418993 | 0190-COF-FNP-L12-CASPAC01-VACPMP01 | PM03 | 305 | 6M MECH L12 PRODEC Vacuum System Serv'g. | Prodec Vaccum Pump System L12 | A | 0190E004 | 2020-11-06 | 2010-11-14 | PHONGGE
0190-040-810 | 52443 | 0190-COF-FNP-L11-CASPAC01 | PM03 | 305 | 6M MECH L11 PRODEC Vacuum System Serv'g. | Case Packer Machine 50g L11 | A | 0190E003 | 2018-06-28 | 2010-11-14 | PHGONZALNA
0190-040-809 | 418993 | 0190-COF-FNP-L09-CASPAC01-VACPMP01 | PM03 | 305 | 6M MECH L9 PRODEC Vacuum System Serv'g. | Prodec Vaccum Pump System L09 | A | 0190E003 | 2020-11-06 | 2010-11-14 | PHONGGE
0190-040-808 | 52442 | 0190-COF-FNP-L12-CASPAC01 | PM03 | 305 | 3M L12 EI PRODEC Caser Servicing | Case Packer Machine 50g L12 | A | 0190E004 | 2018-05-24 | 2010-11-14 | PHOROSCOFE
0190-040-807 | 556635 | 0190-COF-FNP-L09-CASPAC01 | PM03 | 307 | 13W KS Prodec CasePacker Insp EI/MECH L9 | Case Packer Machine 100g L09 | A | 0190E003 | 2021-05-05 | 2010-11-14 | PHOROSCOFE
0190-040-806 | 52442 | 0190-COF-FNP-L09-CASPAC01 | PM03 | 305 | 3M L9 EI PRODEC Caser Servicing | Case Packer Machine 100g L09 | A | 0190E004 | 2018-05-24 | 2010-11-14 | PHOROSCOFE
0190-040-805 | 52441 | 0190-COF-FNP-L12-CASPAC01 | PM03 | 305 | 3M L12 MECH PRODEC Caser Servicing | Case Packer Machine 50g L12 | A | 0190E003 | 2018-01-26 | 2010-11-14 | PHOROSCOFE
0190-040-804 | 556635 | 0190-COF-FNP-L12-CASPAC01 | PM03 | 307 | 13W KSProdec CasePacker Insp EI/MECH L12 | Case Packer Machine 50g L12 | A | 0190E004 | 2021-03-19 | 2010-11-14 | PHILAGANAN
0190-040-803 | 52441 | 0190-COF-FNP-L09-CASPAC01 | PM03 | 305 | 3M L9 MECH PRODEC Caser Servicing | Case Packer Machine 100g L09 | A | 0190E003 | 2018-03-03 | 2010-11-14 | PHOROSCOFE
0190-040-802 | 403191 | 0190-COF-FNP-L12-CASPAC01 | PM03 | 305 | 5Y L12 PRODEC Devicenet Replacement | Case Packer Machine 50g L12 | A | 0190E004 | 2019-10-12 | 2010-11-14 | PHONGGE
0190-040-801 | 403191 | 0190-COF-FNP-L11-CASPAC01 | PM03 | 305 | 5Y L11 PRODEC Devicenet Replacement | Case Packer Machine 50g L11 | A | 0190E004 | 2020-03-10 | 2010-11-14 | PHOROSCOFE
0190-040-800 | 403191 | 0190-COF-FNP-L09-CASPAC01 | PM03 | 305 | 5Y L9 PRODEC Devicenet Replacement | Case Packer Machine 100g L09 | A | 0190E004 | 2019-10-12 | 2010-11-14 | PHONGGE
0190-040-799 | 52430 | 0190-COF-FNP-L11-ECACVY01 | PM03 | 305 | 6M MECHL11 Empty-Case Conveyor Servicing | Empty Case Conveyor L11 | C | 0190E003 | 2012-12-29 | 2010-11-14 | PHSANTANJO
0190-040-798 | 52429 | 0190-COF-FNP-L09-BOXERE01 | PM03 | 305 | 3M 100g EI Box Erector Servicing | Box Erector Machine 100g L09 | B | 0190E004 | 2018-03-03 | 2010-11-14 | PHOROSCOFE
0190-040-797 | 52429 | 0190-COF-FNP-L12-BOXERCTR01 | PM03 | 305 | 3M 50g EI Box Erector Servicing | Prodec Box Erector 50g Line 12 | B | 0190E004 | 2019-08-14 | 2010-11-14 | PHONGGE
0190-040-796 | 52428 | 0190-COF-FNP-L09-BOXERE01 | PM03 | 305 | 3M 100g Erector Mechanical Servicing | Box Erector Machine 100g L09 | B | 0190E003 | 2020-01-14 | 2010-11-14 | PHOROSCOFE
0190-040-795 | 52428 | 0190-COF-FNP-L11-BOXERE01 | PM03 | 305 | 3M 50g Erector Mechanical Servicing | Box Erector Machine 50g L11 | B | 0190E003 | 2018-04-14 | 2010-11-14 | PHOROSCOFE
0190-040-794 | 52036 | 0190-COF-FNP-AUX-COMMON01 | PM03 | 301 | 1Y Calibration of Coffee Test Weights | Coffee Filling Packing Common | C | 0190E004 | 2014-09-05 | 2010-10-06 | PHCABIOPE
0190-040-788 | 51696 | 0190-COF-FNP-L04-INFCVY01 | PM03 | 305 | 6M F13 WrapAround Infeed Conv Servicing | Wrap Around Infeed Conveyor Fm13 L 4 | C | 0190E003 | 2021-11-26 | 2010-09-14 | PHONGGE
0190-040-788 | 51696 | 0190-COF-FNP-L04-INFCVY01-INFEEDCVY01 | PM03 | 307 | 6M L4 Wrap Around Infeed Conv Servicing | Infeed Conveyor Assembly No 1 | C | 0190E003 | 2021-11-26 | 2021-11-16 | PHONGGE
0190-040-788 | 51696 | 0190-COF-FNP-L04-INFCVY01-INFEEDCVY02 | PM03 | 307 | 6M L4 Wrap Around Infeed Conv Servicing | Infeed Conveyor Assembly No 2 | C | 0190E003 | 2021-11-26 | 2021-11-16 | PHONGGE
0190-040-788 | 51696 | 0190-COF-FNP-L04-INFCVY01-INFEEDCVY03 | PM03 | 307 | 6M L4 Wrap Around Infeed Conv Servicing | Infeed Conveyor Assembly No. 3 | C | 0190E003 | 2021-11-26 | 2021-11-16 | PHONGGE
0190-040-788 | 51696 | 0190-COF-FNP-L04-INFCVY01-POUCHPRESSER01 | PM03 | 307 | 6M L4 Wrap Around Infeed Conv Servicing | Pouch Presser Assembly L4F13 | C | 0190E003 | 2021-11-26 | 2021-11-16 | PHONGGE
0190-040-788 | 51696 | 0190-COF-FNP-L04-INFCVY02 | PM03 | 305 | 6M F14 WrapAround Infeed Conv Servicing | Wrap Around Infeed Conveyor Fm14 L 4 | C | 0190E003 | 2021-11-26 | 2010-09-14 | PHONGGE
0190-040-788 | 51696 | 0190-COF-FNP-L04-INFCVY02-CTRPNL01 | PM03 | 307 | 6M L4 Wrap Around Infeed Conv Servicing | Wraparound Infeed Con13&14 Control Panel | C | 0190E004 | 2021-11-26 | 2021-11-16 | PHONGGE
0190-040-788 | 51696 | 0190-COF-FNP-L04-INFCVY02-INFEEDCVY01 | PM03 | 307 | 6M L4 Wrap Around Infeed Conv Servicing | Infeed Conveyor Assembly No 1 | C | 0190E003 | 2021-11-26 | 2021-11-16 | PHONGGE
0190-040-788 | 51696 | 0190-COF-FNP-L04-INFCVY02-INFEEDCVY02 | PM03 | 307 | 6M L4 Wrap Around Infeed Conv Servicing | Infeed Conveyor Assembly No 2 | C | 0190E003 | 2021-11-26 | 2021-11-16 | PHONGGE
0190-040-788 | 51696 | 0190-COF-FNP-L04-INFCVY02-INFEEDCVY03 | PM03 | 307 | 6M L4 Wrap Around Infeed Conv Servicing | Infeed Conveyor Assembly No. 3 | C | 0190E003 | 2021-11-26 | 2021-11-16 | PHONGGE
0190-040-788 | 51696 | 0190-COF-FNP-L04-INFCVY02-POUCHPRESSER01 | PM03 | 307 | 6M L4 Wrap Around Infeed Conv Servicing | Pouch Presser Assembly L4F14 | C | 0190E003 | 2021-11-26 | 2021-11-16 | PHONGGE
0190-040-788 | 51696 | 0190-COF-FNP-L04-INFCVY03 | PM03 | 305 | 6M F15 WrapAround Infeed Conv Servicing | Wrap Around Infeed Conveyor Fm15 L 4 | C | 0190E003 | 2021-11-26 | 2010-09-14 | PHONGGE
0190-040-788 | 51696 | 0190-COF-FNP-L04-INFCVY03-CTRPNL02 | PM03 | 307 | 6M L4 Wrap Around Infeed Conv Servicing | Wraparound Infeed Con15&16 Control Panel | C | 0190E004 | 2021-11-26 | 2021-11-16 | PHONGGE
0190-040-788 | 51696 | 0190-COF-FNP-L04-INFCVY03-INFEEDCVY01 | PM03 | 307 | 6M L4 Wrap Around Infeed Conv Servicing | Infeed Conveyor Assembly No 1 | C | 0190E003 | 2021-11-26 | 2021-11-16 | PHONGGE
0190-040-788 | 51696 | 0190-COF-FNP-L04-INFCVY03-INFEEDCVY02 | PM03 | 307 | 6M L4 Wrap Around Infeed Conv Servicing | Infeed Conveyor Assembly No. 2 | C | 0190E003 | 2021-11-26 | 2021-11-16 | PHONGGE
0190-040-788 | 51696 | 0190-COF-FNP-L04-INFCVY03-INFEEDCVY03 | PM03 | 307 | 6M L4 Wrap Around Infeed Conv Servicing | Infeed Conveyor Assembly No. 3 | C | 0190E003 | 2021-11-26 | 2021-11-16 | PHONGGE
0190-040-788 | 51696 | 0190-COF-FNP-L04-INFCVY03-POUCHPRESSER01 | PM03 | 307 | 6M L4 Wrap Around Infeed Conv Servicing | Pouch Presser Assembly L4F15 | C | 0190E003 | 2021-11-26 | 2021-11-16 | PHONGGE
0190-040-788 | 51696 | 0190-COF-FNP-L04-INFCVY04 | PM03 | 305 | 6M F16 WrapAround Infeed Conv Servicing | Wrap Around Infeed Conveyor Fm16 L 4 | C | 0190E003 | 2021-11-26 | 2010-09-14 | PHONGGE
0190-040-788 | 51696 | 0190-COF-FNP-L04-INFCVY04-INFEEDCVY01 | PM03 | 307 | 6M L4 Wrap Around Infeed Conv Servicing | Infeed Conveyor Assembly No 1 | C | 0190E003 | 2021-11-26 | 2021-11-16 | PHONGGE
0190-040-788 | 51696 | 0190-COF-FNP-L04-INFCVY04-INFEEDCVY02 | PM03 | 307 | 6M L4 Wrap Around Infeed Conv Servicing | Infeed Conveyor Assembly No 2 | C | 0190E003 | 2021-11-26 | 2021-11-16 | PHONGGE
0190-040-788 | 51696 | 0190-COF-FNP-L04-INFCVY04-INFEEDCVY03 | PM03 | 307 | 6M L4 Wrap Around Infeed Conv Servicing | Infeed Conveyor Assembly No. 3 | C | 0190E003 | 2021-11-26 | 2021-11-16 | PHONGGE
0190-040-788 | 51696 | 0190-COF-FNP-L04-INFCVY04-POUCHPRESSER01 | PM03 | 307 | 6M L4 Wrap Around Infeed Conv Servicing | Pouch Presser Assembly L4F16 | C | 0190E003 | 2021-11-26 | 2021-11-16 | PHONGGE
0190-040-788 | 51696 | 0190-COF-FNP-L04-WAACCUCVY01 | PM03 | 307 | 6M L4 Wrap Around Infeed Conv Servicing | Wrap Around Accumulation Conveyor F13 L4 | A | 0190E003 | 2021-11-26 | 2021-11-26 | PHONGGE
0190-040-788 | 51696 | 0190-COF-FNP-L04-WAACCUCVY02 | PM03 | 307 | 6M L4 Wrap Around Infeed Conv Servicing | Wrap Around Accumulation Conveyor F14 L4 | A | 0190E003 | 2021-11-26 | 2021-11-26 | PHONGGE
0190-040-788 | 51696 | 0190-COF-FNP-L04-WAACCUCVY03 | PM03 | 307 | 6M L4 Wrap Around Infeed Conv Servicing | Wrap Around Accumulation Conveyor F15 L4 | A | 0190E003 | 2021-11-26 | 2021-11-26 | PHONGGE
0190-040-788 | 51696 | 0190-COF-FNP-L04-WAACCUCVY04 | PM03 | 307 | 6M L4 Wrap Around Infeed Conv Servicing | Wrap Around Accumulation Conveyor F16 L4 | A | 0190E003 | 2021-11-26 | 2021-11-26 | PHONGGE
0190-040-788 | 51696 | 0190-COF-FNP-L04-WADOGCHAIN01 | PM03 | 307 | 6M L4 Wrap Around Infeed Conv Servicing | WrapAround DogChain IF Conveyor B F13/14 | A | 0190E003 | 2021-11-26 | 2021-11-26 | PHONGGE
0190-040-788 | 51696 | 0190-COF-FNP-L04-WADOGCHAIN02 | PM03 | 307 | 6M L4 Wrap Around Infeed Conv Servicing | WrapAround DogChain IF Conveyor A F15/16 | A | 0190E003 | 2021-11-26 | 2021-11-26 | PHONGGE
0190-040-787 | 51696 | 0190-COF-FNP-L03-INFCVY01 | PM03 | 305 | 6M F09 WrapAround Infeed Conv Servicing | Wrap Around Infeed Conveyor Fm09 L 3 | C | 0190E003 | 2017-12-19 | 2010-09-14 | PHOROSCOFE
0190-040-787 | 51696 | 0190-COF-FNP-L03-INFCVY02 | PM03 | 305 | 6M F10 WrapAround Infeed Conv Servicing | Wrap Around Infeed Conveyor Fm10 L 3 | C | 0190E003 | 2017-12-19 | 2010-09-14 | PHOROSCOFE
0190-040-787 | 51696 | 0190-COF-FNP-L03-INFCVY03 | PM03 | 305 | 6M F11 WrapAround Infeed Conv Servicing | Wrap Around Infeed Conveyor Fm11 L 3 | C | 0190E003 | 2017-12-19 | 2010-09-14 | PHOROSCOFE
0190-040-787 | 51696 | 0190-COF-FNP-L03-INFCVY04 | PM03 | 305 | 6M F12 WrapAround Infeed Conv Servicing | Wrap Around Infeed Conveyor Fm12 L 3 | C | 0190E003 | 2017-12-19 | 2010-09-14 | PHOROSCOFE
0190-040-786 | 51696 | 0190-COF-FNP-L02-INFCVY01 | PM03 | 305 | 6M F05 WrapAround Infeed Conv Servicing | Wrap Around Infeed Conveyor Fm05 L 2 | C | 0190E003 | 2014-10-21 | 2010-09-14 | PHCABIOPE
0190-040-786 | 51696 | 0190-COF-FNP-L02-INFCVY02 | PM03 | 305 | 6M F06 WrapAround Infeed Conv Servicing | Wrap Around Infeed Conveyor Fm06 L 2 | C | 0190E003 | 2014-10-21 | 2010-09-14 | PHCABIOPE
0190-040-786 | 51696 | 0190-COF-FNP-L02-INFCVY03 | PM03 | 305 | 6M F07 WrapAround Infeed Conv Servicing | Wrap Around Infeed Conveyor Fm07 L 2 | C | 0190E003 | 2014-10-21 | 2010-09-14 | PHCABIOPE
0190-040-786 | 51696 | 0190-COF-FNP-L02-INFCVY04 | PM03 | 305 | 6M F08 WrapAround Infeed Conv Servicing | Wrap Around Infeed Conveyor Fm08 L 2 | C | 0190E003 | 2014-10-21 | 2010-09-14 | PHCABIOPE
0190-040-785 | 51696 | 0190-COF-FNP-L01-INFCVY01 | PM03 | 305 | 6M L1F1 WA Infeed Conveyor Servicing | Wrap Around Infeed Conveyor Fm01 L 1 | C | 0190E003 | 2019-07-13 | 2010-09-14 | PHONGGE
0190-040-785 | 51696 | 0190-COF-FNP-L01-INFCVY02 | PM03 | 305 | 6M L1F2 WA Infeed Conveyor Servicing | Wrap Around Infeed Conveyor Fm02 L 1 | C | 0190E003 | 2019-07-13 | 2010-09-14 | PHONGGE
0190-040-785 | 51696 | 0190-COF-FNP-L01-INFCVY03 | PM03 | 305 | 6M L1F3 WA Infeed Conveyor Servicing | Wrap Around Infeed Conveyor Fm03 L 1 | C | 0190E003 | 2019-07-13 | 2010-09-14 | PHONGGE
0190-040-785 | 51696 | 0190-COF-FNP-L01-INFCVY04 | PM03 | 305 | 6M L1F4 WA Infeed Conveyor Servicing | Wrap Around Infeed Conveyor Fm04 L 1 | C | 0190E003 | 2019-07-13 | 2010-09-14 | PHONGGE
0190-040-784 | 51671 | 0190-COF-FNP-L01-FILLER01 | PM03 | 302 | 3W L1F1Horiz Sealing Jaw Impression Test | Filler No 1 L1 | A | 0190E003 | 2015-02-06 | 2010-09-11 | PHCABIOPE
0190-040-784 | 51671 | 0190-COF-FNP-L01-FILLER02 | PM03 | 302 | 3W L1F2Horiz Sealing Jaw Impression Test | Filler No 2 L1 | A | 0190E003 | 2015-02-06 | 2010-09-11 | PHCABIOPE
0190-040-784 | 51671 | 0190-COF-FNP-L01-FILLER03 | PM03 | 302 | 3W L1F3Horiz Sealing Jaw Impression Test | Filler No 3 L1 | A | 0190E003 | 2015-02-06 | 2010-09-11 | PHCABIOPE
0190-040-784 | 51671 | 0190-COF-FNP-L01-FILLER04 | PM03 | 302 | 3W L1F4Horiz Sealing Jaw Impression Test | Filler No 4 L1 | A | 0190E003 | 2015-02-06 | 2010-09-11 | PHCABIOPE
0190-040-783 | 405244 | 0190-COF-FNP-AIR-AIRCOM11 | PM03 | 305 | 24000RH AIR-COMPRESSOR11 PLANNED SERVICE | Air Compressor No 11 (AC #2) | A | 0190E003 | 2021-01-13 | 2010-09-07 | PHILAGANAN
0190-040-782 | 405244 | 0190-COF-FNP-AIR-AIRCOM09 | PM03 | 305 | 24000RH AIR-COMPRESSOR09 PLANNED SERVICE | Air Compressor No 9 (AC #1) | A | 0190E003 | 2021-01-13 | 2010-09-07 | PHILAGANAN
0190-040-781 | 405243 | 0190-COF-FNP-AIR-AIRCOM11 | PM03 | 305 | 16000RH AIR-COMPRESSOR11 PLANNED SERVICE | Air Compressor No 11 (AC #2) | A | 0190E003 | 2021-01-13 | 2010-09-07 | PHILAGANAN
0190-040-780 | 405243 | 0190-COF-FNP-AIR-AIRCOM09 | PM03 | 305 | 16000RH AIR-COMPRESSOR09 PLANNED SERVICE | Air Compressor No 9 (AC #1) | A | 0190E003 | 2021-01-13 | 2010-09-07 | PHILAGANAN
0190-040-779 | 403832 | 0190-COF-FNP-L11-BOXERE01 | PM03 | 305 | 6M 50g Erector Suction Cup Replacement | Box Erector Machine 50g L11 | B | 0190E004 | 2021-06-21 | 2010-09-07 | PHOROSCOFE
0190-040-778 | 403832 | 0190-COF-FNP-L09-BOXERE01 | PM03 | 305 | 6M 100g Erector Suction Cup Replacement | Box Erector Machine 100g L09 | B | 0190E003 | 2021-03-19 | 2010-09-07 | PHILAGANAN
0190-040-777 | 45259 | 0190-COF-FNP-AIR-AIRCOM11-PRVALVE01 | PM03 | 301 | 52W PRV AirComp 11 Calbt'n (5E1-PRV-002) | Air Compressor #2 Pressure Relief Valve | B | 0190E003 | 2020-08-19 | 2010-09-07 | PHOROSCOFE
0190-040-776 | 45259 | 0190-COF-FNP-AIR-AIRCOM09-PRVALVE01 | PM03 | 301 | 52W PRV Air Comp 09 Calbt'n 5E9-PRV-001 | Air Compressor #1 Pressure Relief Valve | B | 0190E017 | 2020-08-19 | 2010-09-07 | PHOROSCOFE
0190-040-775 | 405242 | 0190-COF-FNP-AIR-AIRCOM11 | PM03 | 305 | 8000RH AIR-COMPRESSOR 11 PLANNED SERVICE | Air Compressor No 11 (AC #2) | A | 0190E003 | 2021-03-19 | 2010-09-07 | PHILAGANAN
0190-040-774 | 405242 | 0190-COF-FNP-AIR-AIRCOM09 | PM03 | 305 | 8000RH AIR-COMPRESSOR 09 PLANNED SERVICE | Air Compressor No 9 (AC #1) | A | 0190E003 | 2021-03-19 | 2010-09-07 | PHILAGANAN
0190-040-773 | 403591 | 0190-COF-FNP-L11-BOXCLS01 | PM03 | 305 | 5Y EI L11 Replcmnt of Bottom Flap Sensor | Box Closer Machine 50g L11 | B | 0190E004 | 2020-03-10 | 2010-09-07 | PHOROSCOFE
0190-040-772 | 403591 | 0190-COF-FNP-L09-BOXERE01 | PM03 | 305 | 5Y EI L9 Replcmnt of Bottom Flap Sensor | Box Erector Machine 100g L09 | B | 0190E004 | 2021-03-19 | 2010-09-07 | PHILAGANAN
0190-040-771 | 405241 | 0190-COF-FNP-AIR-AIRCOM11 | PM03 | 305 | 4000RH AIR-COMPRESSOR 11 PLANNED SERVICE | Air Compressor No 11 (AC #2) | A | 0190E003 | 2021-01-13 | 2010-09-07 | PHILAGANAN
0190-040-770 | 405241 | 0190-COF-FNP-AIR-AIRCOM09 | PM03 | 305 | 4000RH AIR-COMPRESSOR 09 PLANNED SERVICE | Air Compressor No 9 (AC #1) | A | 0190E003 | 2021-01-13 | 2010-09-07 | PHILAGANAN
0190-040-769 | 33334 | 0190-COF-FNP-AIR-AIRCOM11 | PM03 | 305 | 2000RH AIR-COMPRESSOR 11 PLANNED SERVICE | Air Compressor No 11 (AC #2) | A | 0190E003 | 2021-01-13 | 2010-09-07 | PHILAGANAN
0190-040-768 | 33334 | 0190-COF-FNP-AIR-AIRCOM09 | PM03 | 305 | 2000RH AIR-COMPRESSOR 09 PLANNED SERVICE | Air Compressor No 9 (AC #1) | A | 0190E003 | 2021-01-13 | 2010-09-07 | PHILAGANAN
0190-040-767 | 426482 | 0190-COF-FNP-L12-CASPAC01 | PM03 | 305 | 1Y L12 PRODEC Chain Guide Replacement | Case Packer Machine 50g L12 | A | 0190E003 | 2015-10-26 | 2010-08-30 | PHCABIOPE
0190-040-766 | 426482 | 0190-COF-FNP-L11-CASPAC01 | PM03 | 305 | 1Y L11 PRODEC Chain Guide Replacement | Case Packer Machine 50g L11 | A | 0190E003 | 2015-10-26 | 2010-08-30 | PHCABIOPE
0190-040-765 | 426482 | 0190-COF-FNP-L09-CASPAC01 | PM03 | 305 | 1Y L9 PRODEC Chain Guide Replacement | Case Packer Machine 100g L09 | A | 0190E003 | 2015-10-26 | 2010-08-30 | PHCABIOPE
0190-040-764 | 406573 | 0190-COF-FNP-L05-COMMON01 | PM03 | 301 | 1Y TEST STONE (4A5-TS-05.04A) | Filling Packing Line 5 Common | C | 0190E015 | 2020-01-28 | 2014-09-04 | PHOROSCOFE
0190-040-764 | 406573 | 0190-COF-FNP-L05-MBGWGH01 | PM03 | 301 | 1Y TEST STONE (4A5-TS-05.04A) | Megabag Weigher No 3 L 5b | B | 0190E004 | 2020-01-28 | 2010-09-03 | PHOROSCOFE
0190-040-764 | 406573 | 0190-COF-FNP-L05-MBGWGH01 | PM03 | 301 | 1Y TEST STONE (4A5-TS-05.04B) | Megabag Weigher No 3 L 5b | B | 0190E004 | 2020-01-28 | 2014-07-08 | PHOROSCOFE
0190-040-764 | 406573 | 0190-COF-FNP-L05-MBGWGH01 | PM03 | 301 | 1Y TEST STONE (4A5-TS-05.04C) | Megabag Weigher No 3 L 5b | B | 0190E004 | 2020-01-28 | 2014-07-08 | PHOROSCOFE
0190-040-764 | 406573 | 0190-COF-FNP-L05-MBGWGH01 | PM03 | 301 | 1Y TEST STONE (4A5-TS-05.04D) | Megabag Weigher No 3 L 5b | B | 0190E004 | 2020-01-28 | 2014-07-08 | PHOROSCOFE
0190-040-764 | 406573 | 0190-COF-FNP-L05-MBGWGH02 | PM03 | 301 | 1Y TEST STONE (4A5-TS-05.07TSA) | Megabag Weigher No 4 L 5b | B | 0190E004 | 2020-01-28 | 2014-07-08 | PHOROSCOFE
0190-040-764 | 406573 | 0190-COF-FNP-L05-MBGWGH02 | PM03 | 301 | 1Y TEST STONE (4A5-TS-05.07TSB) | Megabag Weigher No 4 L 5b | B | 0190E004 | 2020-01-28 | 2014-07-08 | PHOROSCOFE
0190-040-764 | 406573 | 0190-COF-FNP-L05-MBGWGH02 | PM03 | 301 | 1Y TEST STONE (4A5-TS-05.07TSC) | Megabag Weigher No 4 L 5b | B | 0190E004 | 2020-01-28 | 2014-07-08 | PHOROSCOFE
0190-040-764 | 406573 | 0190-COF-FNP-L05-MBGWGH02 | PM03 | 301 | 1Y TEST STONE (4A5-TS-05.07TSD) | Megabag Weigher No 4 L 5b | B | 0190E004 | 2020-01-28 | 2014-07-08 | PHOROSCOFE
0190-040-764 | 406573 | 0190-COF-FNP-L05-MBGWGH03 | PM03 | 301 | 1Y TEST STONE (4A5-WIT-05.08A) | Megabag Weigher No 5 L 5b | B | 0190E004 | 2020-01-28 | 2014-07-08 | PHOROSCOFE
0190-040-764 | 406573 | 0190-COF-FNP-L05-MBGWGH03 | PM03 | 301 | 1Y TEST STONE (4A5-WIT-05.08B) | Megabag Weigher No 5 L 5b | B | 0190E004 | 2020-01-28 | 2014-07-08 | PHOROSCOFE
0190-040-764 | 406573 | 0190-COF-FNP-L05-MBGWGH03 | PM03 | 301 | 1Y TEST STONE (4A5-WIT-05.08C) | Megabag Weigher No 5 L 5b | B | 0190E004 | 2020-01-28 | 2014-07-08 | PHOROSCOFE
0190-040-764 | 406573 | 0190-COF-FNP-L05-MBGWGH03 | PM03 | 301 | 1Y TEST STONE (4A5-WIT-05.08D) | Megabag Weigher No 5 L 5b | B | 0190E004 | 2020-01-28 | 2014-07-08 | PHOROSCOFE
0190-040-763 | 411976 | 0190-COF-FNP-AUX-COMMON01 | PM03 | 301 | 18M SARTORIUS PID 23629541 | Coffee Filling Packing Common | C | 0190E003 | 2021-06-03 | 2010-09-03 | PHILAGANAN
0190-040-763 | 411976 | 0190-COF-FNP-AUX-COMMON01 | PM03 | 301 | 18M SARTORIUS PID 23929010 | Coffee Filling Packing Common | C | 0190E003 | 2021-06-03 | 2014-07-08 | PHILAGANAN
0190-040-763 | 411976 | 0190-COF-FNP-AUX-COMMON01 | PM03 | 301 | 18M SARTORIUS PID 23929395 | Coffee Filling Packing Common | C | 0190E003 | 2021-06-03 | 2014-07-08 | PHILAGANAN
0190-040-763 | 411976 | 0190-COF-FNP-AUX-COMMON01 | PM03 | 301 | 18M SARTORIUS PID 23929432 | Coffee Filling Packing Common | C | 0190E003 | 2021-06-03 | 2014-07-08 | PHILAGANAN
0190-040-763 | 411976 | 0190-COF-FNP-AUX-COMMON01 | PM03 | 301 | 18M SARTORIUS PID 24029096 | Coffee Filling Packing Common | C | 0190E003 | 2021-06-03 | 2014-07-08 | PHILAGANAN
0190-040-763 | 411976 | 0190-COF-FNP-AUX-COMMON01 | PM03 | 301 | 18M SARTORIUS PID 24029806 | Coffee Filling Packing Common | C | 0190E003 | 2021-06-03 | 2014-07-08 | PHILAGANAN
0190-040-763 | 411976 | 0190-COF-FNP-AUX-COMMON01 | PM03 | 301 | 18M SARTORIUS PID 24529197 | Coffee Filling Packing Common | C | 0190E003 | 2021-06-03 | 2014-07-08 | PHILAGANAN
0190-040-763 | 411976 | 0190-COF-FNP-AUX-COMMON01 | PM03 | 301 | 18M SARTORIUS PID 24629573 | Coffee Filling Packing Common | C | 0190E003 | 2021-06-03 | 2014-07-08 | PHILAGANAN
0190-040-763 | 411976 | 0190-COF-FNP-AUX-COMMON01 | PM03 | 301 | 18M SARTORIUS PID 24629619 | Coffee Filling Packing Common | C | 0190E003 | 2021-06-03 | 2014-07-08 | PHILAGANAN
0190-040-762 | 51593 | 0190-WST-FNP-L04-PCHWGH02 | PM03 | 301 | 6M L4F2 pouch CW Contractor calibration | Pouch Checkweigher No 14 L4 | C | 0190E004 | 2011-07-02 | 2010-09-03 | PHSANTANJO
0190-040-761 | 51593 | 0190-WST-FNP-L04-PCHWGH01 | PM03 | 301 | 6M L4F1 pouch CW Contractor calibration | Pouch Checkweigher No 13 L4 | C | 0190E004 | 2011-07-02 | 2010-09-03 | PHSANTANJO
0190-040-760 | 51593 | 0190-COF-FNP-L03-PCHWGH04 | PM03 | 301 | 6M L3F4 pouch CW Contractor calibration | Pouch Checkweigher No 12 L3 | C | 0190E004 | 2011-07-02 | 2010-09-03 | PHSANTANJO
0190-040-759 | 51593 | 0190-COF-FNP-L03-PCHWGH03 | PM03 | 301 | 6M L3F3 pouch CW Contractor calibration | Pouch Checkweigher No 11 L3 | C | 0190E004 | 2011-07-02 | 2010-09-03 | PHSANTANJO
0190-040-758 | 51593 | 0190-COF-FNP-L03-PCHWGH02 | PM03 | 301 | 6M L3F2 pouch CW Contractor calibration | Pouch Checkweigher No 10 L3 | C | 0190E004 | 2011-07-02 | 2010-09-03 | PHSANTANJO
0190-040-757 | 51593 | 0190-COF-FNP-L03-PCHWGH01 | PM03 | 301 | 6M L3F1 pouch CW Contractor calibration | Pouch Checkweigher No 9 L3 | C | 0190E004 | 2011-07-02 | 2010-09-03 | PHSANTANJO
0190-040-756 | 51593 | 0190-COF-FNP-L02-PCHWGH04 | PM03 | 301 | 6M L2F4 pouch CW Contractor calibration | Pouch Checkweigher No 8 L2 | C | 0190E004 | 2011-07-02 | 2010-09-03 | PHSANTANJO
0190-040-755 | 51593 | 0190-COF-FNP-L02-PCHWGH03 | PM03 | 301 | 6M L2F3 pouch CW Contractor calibration | Pouch Checkweigher No 7 L2 | C | 0190E004 | 2011-07-02 | 2010-09-03 | PHSANTANJO
0190-040-754 | 51593 | 0190-COF-FNP-L02-PCHWGH02 | PM03 | 301 | 6M L2F2 pouch CW Contractor calibration | Pouch Checkweigher No 6 L2 | C | 0190E004 | 2011-07-02 | 2010-09-03 | PHSANTANJO
0190-040-753 | 51593 | 0190-COF-FNP-L02-PCHWGH01 | PM03 | 301 | 6M L2F1 pouch CW Contractor calibration | Pouch Checkweigher No 5 L2 | C | 0190E004 | 2011-07-02 | 2010-09-03 | PHSANTANJO
0190-040-752 | 51593 | 0190-COF-FNP-L02-PCHWGH08 | PM03 | 301 | 6M L1F4 pouch CW Contractor calibration | Pouch Checkweigher No 4 L1 | C | 0190E004 | 2011-07-02 | 2010-09-03 | PHSANTANJO
0190-040-751 | 51593 | 0190-COF-FNP-L02-PCHWGH07 | PM03 | 301 | 6M L1F3 pouch CW Contractor calibration | Pouch Checkweigher No 3 L1 | C | 0190E004 | 2011-07-02 | 2010-09-03 | PHSANTANJO
0190-040-750 | 51593 | 0190-WST-FNP-L01-PCHWGH02 | PM03 | 301 | 6M L1F2 pouch CW Contractor calibration | Pouch Checkweigher No 2 L1 | C | 0190E004 | 2011-07-02 | 2010-09-03 | PHSANTANJO
0190-040-749 | 51593 | 0190-WST-FNP-L01-PCHWGH01 | PM03 | 301 | 6M L1F1 pouch CW Contractor calibration | Pouch Checkweigher No 1 L1 | C | 0190E004 | 2011-07-02 | 2010-09-03 | PHSANTANJO
0190-040-748 | 51595 | 0190-COF-FNP-L04-PCHWGH08 | PM03 | 305 | 6M L4F16 Pouch CW Functionality Check | Anritsu Pouch Checkweigher Head No. 16 | A | 0190E003 | 2021-03-19 | 2010-09-04 | PHILAGANAN
0190-040-747 | 51595 | 0190-COF-FNP-L04-PCHWGH07 | PM03 | 307 | 6M L4F15 Pouch CW Functionality Check | Anritsu Pouch Checkweigher Head No. 15 | A | 0190E003 | 2021-05-13 | 2010-09-04 | PHOROSCOFE
0190-040-746 | 51595 | 0190-COF-FNP-L04-PCHWGH06 | PM03 | 307 | 6M L4F14 Pouch CW Functionality Check | Anritsu Pouch Checkweigher Head No. 14 | A | 0190E003 | 2021-05-13 | 2010-09-04 | PHOROSCOFE
0190-040-745 | 51595 | 0190-COF-FNP-L04-PCHWGH05 | PM03 | 307 | 6M L4F13 Pouch CW Functionality Check | Anritsu Pouch Checkweigher Head No. 13 | A | 0190E003 | 2021-05-13 | 2010-09-04 | PHOROSCOFE
0190-040-744 | 51595 | 0190-COF-FNP-L03-PCHWGH04 | PM03 | 305 | 6M L3F12 Pouch CW Functionality Check | Pouch Checkweigher No 12 L3 | C | 0190E004 | 2017-12-19 | 2010-09-04 | PHOROSCOFE
0190-040-743 | 51595 | 0190-COF-FNP-L03-PCHWGH03 | PM03 | 305 | 6M L3F11 Pouch CW Functionality Check | Pouch Checkweigher No 11 L3 | C | 0190E004 | 2017-12-19 | 2010-09-04 | PHOROSCOFE
0190-040-742 | 51595 | 0190-COF-FNP-L03-PCHWGH02 | PM03 | 305 | 6M L3F10 Pouch CW Functionality Check | Pouch Checkweigher No 10 L3 | C | 0190E004 | 2017-12-19 | 2010-09-04 | PHOROSCOFE
0190-040-741 | 51595 | 0190-COF-FNP-L03-PCHWGH01 | PM03 | 305 | 6M L3F09 Pouch CW Functionality Check | Pouch Checkweigher No 9 L3 | C | 0190E004 | 2017-12-19 | 2010-09-04 | PHOROSCOFE
0190-040-740 | 51595 | 0190-COF-FNP-L02-PCHWGH04 | PM03 | 305 | 6M L2F8 Pouch CW Functionality Check | Pouch Checkweigher No 8 L2 | C | 0190E004 | 2014-10-16 | 2010-09-04 | PHCABIOPE
0190-040-739 | 51595 | 0190-COF-FNP-L02-PCHWGH03 | PM03 | 305 | 6M L2F7 Pouch CW Functionality Check | Pouch Checkweigher No 7 L2 | C | 0190E004 | 2014-10-16 | 2010-09-04 | PHCABIOPE
0190-040-738 | 51595 | 0190-COF-FNP-L02-PCHWGH02 | PM03 | 305 | 6M L2F6 Pouch CW Functionality Check | Pouch Checkweigher No 6 L2 | C | 0190E004 | 2014-10-16 | 2010-09-04 | PHCABIOPE
0190-040-737 | 51595 | 0190-COF-FNP-L02-PCHWGH01 | PM03 | 305 | 6M L2F5 Pouch CW Functionality Check | Pouch Checkweigher No 5 L2 | C | 0190E004 | 2014-10-16 | 2010-09-04 | PHCABIOPE
0190-040-736 | 51595 | 0190-COF-FNP-L01-PCHWGH10-WEIGHCON01 | PM03 | 305 | 6M L1F4 Pouch CW Functionality Check | Anritsu Weighing Conveyor Head No. 4 | A | 0190E003 | 2021-03-19 | 2010-09-04 | PHILAGANAN
0190-040-735 | 51595 | 0190-COF-FNP-L01-PCHWGH09-WEIGHCON01 | PM03 | 305 | 6M L1F3 Pouch CW Functionality Check | Anritsu Weighing Conveyor Head No. 3 | A | 0190E003 | 2021-03-19 | 2010-09-04 | PHILAGANAN
0190-040-734 | 51595 | 0190-COF-FNP-L01-PCHWGH08-WEIGHCON01 | PM03 | 305 | 6M L1F2 Pouch CW Functionality Check | Anritsu Weighing Conveyor Head No. 2 | A | 0190E003 | 2021-03-19 | 2010-09-04 | PHILAGANAN
0190-040-733 | 51595 | 0190-COF-FNP-L01-PCHWGH07-WEIGHCON01 | PM03 | 305 | 6M L1F1 Pouch CW Functionality Check | Anritsu Weighing Conveyor Head No. 1 | A | 0190E003 | 2021-03-19 | 2010-09-04 | PHILAGANAN
0190-040-732 | 51596 | 0190-WST-FNP-L04-PCHWGH04 | PM03 | 305 | 6M EI L4F4 pouch Checkweigher RCU serv'g | Pouch Checkweigher No 16 L4 | C | 0190E004 | 2012-12-24 | 2010-09-04 | PHSANTANJO
0190-040-731 | 51596 | 0190-WST-FNP-L04-PCHWGH03 | PM03 | 305 | 6M EI L4F3 pouch Checkweigher RCU serv'g | Pouch Checkweigher No 15 L4 | C | 0190E004 | 2012-12-24 | 2010-09-04 | PHSANTANJO
0190-040-730 | 51596 | 0190-WST-FNP-L04-PCHWGH02 | PM03 | 305 | 6M EI L4F2 pouch Checkweigher RCU serv'g | Pouch Checkweigher No 14 L4 | C | 0190E004 | 2012-12-24 | 2010-09-04 | PHSANTANJO
0190-040-729 | 51596 | 0190-WST-FNP-L04-PCHWGH01 | PM03 | 305 | 6M EI L4F1 pouch Checkweigher RCU serv'g | Pouch Checkweigher No 13 L4 | C | 0190E004 | 2012-12-24 | 2010-09-04 | PHSANTANJO
0190-040-728 | 51596 | 0190-COF-FNP-L03-PCHWGH04 | PM03 | 305 | 6M EI L3F4 pouch Checkweigher RCU serv'g | Pouch Checkweigher No 12 L3 | C | 0190E004 | 2012-12-24 | 2010-09-04 | PHSANTANJO
0190-040-727 | 51596 | 0190-COF-FNP-L03-PCHWGH03 | PM03 | 305 | 6M EI L3F3 pouch Checkweigher RCU serv'g | Pouch Checkweigher No 11 L3 | C | 0190E004 | 2012-12-24 | 2010-09-04 | PHSANTANJO
0190-040-726 | 51596 | 0190-COF-FNP-L03-PCHWGH02 | PM03 | 305 | 6M EI L3F2 pouch Checkweigher RCU serv'g | Pouch Checkweigher No 10 L3 | C | 0190E004 | 2012-12-24 | 2010-09-04 | PHSANTANJO
0190-040-725 | 51596 | 0190-COF-FNP-L03-PCHWGH01 | PM03 | 305 | 6M EI L3F1 pouch Checkweigher RCU serv'g | Pouch Checkweigher No 9 L3 | C | 0190E004 | 2012-12-24 | 2010-09-04 | PHSANTANJO
0190-040-724 | 51596 | 0190-COF-FNP-L02-PCHWGH04 | PM03 | 305 | 6M EI L2F4 pouch Checkweigher RCU serv'g | Pouch Checkweigher No 8 L2 | C | 0190E004 | 2012-12-24 | 2010-09-04 | PHSANTANJO
0190-040-723 | 51596 | 0190-COF-FNP-L02-PCHWGH03 | PM03 | 305 | 6M EI L2F3 pouch Checkweigher RCU serv'g | Pouch Checkweigher No 7 L2 | C | 0190E004 | 2012-12-24 | 2010-09-04 | PHSANTANJO
0190-040-722 | 410376 | 0190-COF-FNP-L05-METDET01 | PM03 | 305 | 5Y L5 MD1 Solenoid Valve Replacement | Megabag Metal Detector L05 | A | 0190E004 | 2021-03-19 | 2010-09-04 | PHILAGANAN
0190-040-722 | 410376 | 0190-COF-FNP-L05-METDET02 | PM03 | 305 | 5Y L5 MD2 Solenoid Valve Replacement | 5-Kgs Metal Detector L05 | A | 0190E004 | 2021-03-19 | 2013-11-22 | PHILAGANAN
0190-040-721 | 410373 | 0190-WST-FNP-L12-METDET01COF | PM03 | 305 | 3M L12 MD Solenoid Valve Servicing | Metal Detector L12 | A | 0190E004 | 2020-01-03 | 2010-09-04 | PHOROSCOFE
0190-040-720 | 410373 | 0190-COF-FNP-L11-METDET01 | PM03 | 305 | 3M L11 MD Solenoid Valve Servicing | Metal Detector L11 | A | 0190E004 | 2018-06-28 | 2010-09-04 | PHGONZALNA
0190-040-719 | 410373 | 0190-WST-FNP-L09-METDET01 | PM03 | 305 | 3M L9 MD Solenoid Valve Servicing | Metal Detector L09 | A | 0190E004 | 2017-12-06 | 2010-09-04 | PHOROSCOFE
0190-040-718 | 410373 | 0190-COF-FNP-L05-METDET02 | PM03 | 305 | 3M L05 MD2 Solenoid Valve Servicing | 5-Kgs Metal Detector L05 | A | 0190E004 | 2021-03-19 | 2010-09-04 | PHILAGANAN
0190-040-717 | 410373 | 0190-COF-FNP-L05-METDET01 | PM03 | 305 | 3M L05 MD1 Solenoid Valve Servicing | Megabag Metal Detector L05 | A | 0190E004 | 2021-03-19 | 2010-09-04 | PHILAGANAN
0190-040-716 | 51598 | 0190-COF-FNP-L04-PCHWGH08-CTRLPANEL01 | PM03 | 305 | 1Y EI L4F4 pouch CW Elect'l Panel serv'g | Anritsu Control Panel Head No. 16 | A | 0190E003 | 2019-07-31 | 2010-09-04 | PHONGGE
0190-040-715 | 51598 | 0190-COF-FNP-L04-PCHWGH07-CTRLPANEL01 | PM03 | 305 | 1Y EI L4F3 pouch CW Elect'l Panel serv'g | Anritsu Control Panel Head No. 15 | A | 0190E003 | 2019-07-31 | 2010-09-04 | PHONGGE
0190-040-714 | 51598 | 0190-COF-FNP-L04-PCHWGH06-CTRLPANEL01 | PM03 | 305 | 1Y EI L4F2 pouch CW Elect'l Panel serv'g | Anritsu Control Panel Head No. 14 | A | 0190E003 | 2019-07-31 | 2010-09-04 | PHONGGE
0190-040-713 | 51598 | 0190-COF-FNP-L04-PCHWGH05-CTRLPANEL01 | PM03 | 305 | 1Y EI L4F1 pouch CW Elect'l Panel serv'g | Anritsu Control Panel Head No. 13 | A | 0190E003 | 2019-07-31 | 2010-09-04 | PHONGGE
0190-040-712 | 51598 | 0190-COF-FNP-L04-CASWGH02 | PM03 | 305 | 52W EI L4 case CW Electrical Panel servg | ISHIDA Case Checkweigher Line No 4 | A | 0190E004 | 2019-07-28 | 2010-09-04 | PHONGGE
0190-040-711 | 51598 | 0190-COF-FNP-L03-PCHWGH04 | PM03 | 305 | 1Y EI L3F4 pouch CW Elect'l Panel serv'g | Pouch Checkweigher No 12 L3 | C | 0190E004 | 2017-12-19 | 2010-09-04 | PHOROSCOFE
0190-040-710 | 51598 | 0190-COF-FNP-L03-PCHWGH03 | PM03 | 305 | 1Y EI L3F3 pouch CW Elect'l Panel serv'g | Pouch Checkweigher No 11 L3 | C | 0190E004 | 2017-12-19 | 2010-09-04 | PHOROSCOFE
0190-040-709 | 51598 | 0190-COF-FNP-L03-PCHWGH02 | PM03 | 305 | 1Y EI L3F2 pouch CW Elect'l Panel serv'g | Pouch Checkweigher No 10 L3 | C | 0190E004 | 2017-12-19 | 2010-09-04 | PHOROSCOFE
0190-040-708 | 51598 | 0190-COF-FNP-L03-PCHWGH01 | PM03 | 305 | 1Y EI L3F1 pouch CW Elect'l Panel serv'g | Pouch Checkweigher No 9 L3 | C | 0190E004 | 2017-12-19 | 2010-09-04 | PHOROSCOFE
0190-040-707 | 51598 | 0190-COF-FNP-L03-CASWGH01 | PM03 | 305 | 1Y EI Case Checkweigher Electrical Servg | Case Checkweigher Line No 3 | C | 0190E004 | 2011-10-10 | 2010-09-04 | PHSANTANJO
0190-040-706 | 51598 | 0190-COF-FNP-L02-PCHWGH04 | PM03 | 305 | 1Y EI L2F4 pouch CW Elect'l Panel serv'g | Pouch Checkweigher No 8 L2 | C | 0190E004 | 2014-10-22 | 2010-09-04 | PHCABIOPE
0190-040-705 | 51598 | 0190-COF-FNP-L02-PCHWGH03 | PM03 | 305 | 1Y EI L2F3 pouch CW Elect'l Panel serv'g | Pouch Checkweigher No 7 L2 | C | 0190E004 | 2014-10-22 | 2010-09-04 | PHCABIOPE
0190-040-704 | 51598 | 0190-COF-FNP-L02-PCHWGH02 | PM03 | 305 | 1Y EI L2F2 pouch CW Elect'l Panel serv'g | Pouch Checkweigher No 6 L2 | C | 0190E004 | 2014-10-22 | 2010-09-04 | PHCABIOPE
0190-040-703 | 51598 | 0190-COF-FNP-L02-PCHWGH01 | PM03 | 305 | 1Y EI L2F1 pouch CW Elect'l Panel serv'g | Pouch Checkweigher No 5 L2 | C | 0190E004 | 2014-10-22 | 2010-09-04 | PHCABIOPE
0190-040-702 | 401473 | 0190-COF-FNP-L07-XRAY01 | PM03 | 305 | 1Y L7 X-Ray Machine Servicing | X-Ray Machine Line-07 | A | 0190E003 | 2017-12-19 | 2010-09-04 | PHOROSCOFE
0190-040-701 | 51598 | 0190-COF-FNP-L02-PCHWGH08 | PM03 | 305 | 1Y EI L1F4 pouch CW Elect'l Panel serv'g | Pouch Checkweigher No 4 L1 | C | 0190E004 | 2017-12-19 | 2010-09-04 | PHOROSCOFE
0190-040-700 | 51598 | 0190-COF-FNP-L02-PCHWGH07 | PM03 | 305 | 1Y EI L1F3 pouch CW Elect'l Panel serv'g | Pouch Checkweigher No 3 L1 | C | 0190E004 | 2017-12-19 | 2010-09-04 | PHOROSCOFE
0190-040-699 | 51598 | 0190-COF-FNP-L01-PCHWGH08-CTRLPANEL01 | PM03 | 305 | 1Y EI L1F2 pouch CW Elect'l Panel serv'g | Anritsu Control Panel Head No. 2 | A | 0190E003 | 2019-07-31 | 2010-09-04 | PHONGGE
0190-040-698 | 51598 | 0190-COF-FNP-L01-PCHWGH07-CTRLPANEL01 | PM03 | 305 | 1Y EI L1F1 pouch CW Elect'l Panel serv'g | Anritsu Control Panel Head No. 1 | A | 0190E003 | 2019-07-31 | 2010-09-04 | PHONGGE
0190-040-697 | 401473 | 0190-COF-FNP-L04-XRAY01 | PM03 | 305 | 52W L4 X-Ray Machine Servicing | X-Ray Machine Line-04 | A | 0190E003 | 2021-11-26 | 2010-09-04 | PHONGGE
0190-040-697 | 401473 | 0190-COF-FNP-L04-XRAY01-CONVEYORASSY01 | PM03 | 305 | 52W L4 X-Ray Machine Servicing | X-ray Conveyor Assembly Line 4 | A | 0190E004 |  | 2021-11-26
0190-040-696 | 51605 | 0190-COF-FNP-L07-FILLER06 | PM03 | 305 | 156W L7F4 Auger Drive Assembly Servicing | Filler No 22 L7 Fuji Fw 7t | B | 0190E003 | 2017-12-19 | 2010-09-06 | PHOROSCOFE
0190-040-695 | 51605 | 0190-COF-FNP-L07-FILLER05 | PM03 | 305 | 156W L7F3 Auger Drive Assembly Servicing | Filler No 21 L7 Fuji Fw 7t | B | 0190E003 | 2017-12-19 | 2010-09-06 | PHOROSCOFE
0190-040-694 | 51605 | 0190-COF-FNP-L07-FILLER03 | PM03 | 305 | 156W L7F2 Auger Drive Assembly Servicing | Filler No 20 L7 Fuji Fw 7t | B | 0190E003 | 2017-12-19 | 2010-09-06 | PHOROSCOFE
0190-040-693 | 51605 | 0190-COF-FNP-L07-FILLER02 | PM03 | 305 | 156W L7F1 Auger Drive Assembly Servicing | Filler No 19 L7 Fuji Fw 7t | B | 0190E003 | 2017-12-19 | 2010-09-06 | PHOROSCOFE
0190-040-692 | 51604 | 0190-COF-FNP-L07-FILLER06 | PM03 | 305 | 1Y L7F4 Gusseting Assembly Servicing | Filler No 22 L7 Fuji Fw 7t | B | 0190E003 | 2017-12-19 | 2010-09-06 | PHOROSCOFE
0190-040-691 | 51604 | 0190-COF-FNP-L07-FILLER05 | PM03 | 305 | 1Y L7F3 Gusseting Assembly Servicing | Filler No 21 L7 Fuji Fw 7t | B | 0190E003 | 2017-12-19 | 2010-09-06 | PHOROSCOFE
0190-040-690 | 51604 | 0190-COF-FNP-L07-FILLER03 | PM03 | 305 | 1Y L7F2 Gusseting Assembly Servicing | Filler No 20 L7 Fuji Fw 7t | B | 0190E003 | 2017-12-19 | 2010-09-06 | PHOROSCOFE
0190-040-689 | 51604 | 0190-COF-FNP-L07-FILLER02 | PM03 | 305 | 1Y L7F1 Gusseting Assembly Servicing | Filler No 19 L7 Fuji Fw 7t | B | 0190E003 | 2017-12-19 | 2010-09-06 | PHOROSCOFE
0190-040-688 | 410895 | 0190-COF-FNP-L12-FILLER01-PERFORATORVACM | PM03 | 305 | 13W L12 Perforator Cylinder Replacement | Filler MesPack Perforator Vacuum L12 | A | 0190E004 | 2021-03-19 | 2010-09-06 | PHILAGANAN
0190-040-687 | 410895 | 0190-COF-FNP-L11-FILLER01 | PM03 | 305 | 1Y L11 Perforator Cylinder Replacement | Filler Mes Pack H-360 FET L11 | A | 0190E003 | 2018-06-28 | 2010-09-06 | PHGONZALNA
0190-040-686 | 410895 | 0190-COF-FNP-L09-FILLER01-PERFORATORVACM | PM03 | 305 | 13W L9 Perforator Cylinder Replacement | MesPack Perforator Vacuum L09 | A | 0190E003 | 2021-03-19 | 2010-09-06 | PHILAGANAN
0190-040-685 | 410705 | 0190-COF-FNP-AUX-COMMON01 | PM03 | 305 | 3Y MBU1 Packing Area Polyflo Replacement | Coffee Filling Packing Common | C | 0190E004 | 2021-03-19 | 2010-09-06 | PHILAGANAN
0190-040-685 | 410705 | 0190-COF-FNP-AUX-COMMON01 | PM03 | 305 | 3Y MBU2 Packing Area Polyflo Replacement | Coffee Filling Packing Common | C | 0190E004 | 2021-03-19 | 2013-12-10 | PHILAGANAN
0190-040-684 | 430297 | 0190-COF-FNP-L07-FILLER06 | PM03 | 305 | 52W MECH L7F4 HorizontalSealer Servicing | Filler No 22 L7 Fuji Fw 7t | B | 0190E003 | 2017-12-19 | 2010-09-04 | PHOROSCOFE
0190-040-683 | 430297 | 0190-COF-FNP-L07-FILLER05 | PM03 | 305 | 52W MECH L7F3 HorizontalSealer Servicing | Filler No 21 L7 Fuji Fw 7t | B | 0190E003 | 2017-12-19 | 2010-09-04 | PHOROSCOFE
0190-040-682 | 430297 | 0190-COF-FNP-L07-FILLER03 | PM03 | 305 | 52W MECH L7F2 HorizontalSealer Servicing | Filler No 20 L7 Fuji Fw 7t | B | 0190E003 | 2017-12-19 | 2010-09-04 | PHOROSCOFE
0190-040-681 | 430297 | 0190-COF-FNP-L07-FILLER02 | PM03 | 305 | 52W MECH L7F1 HorizontalSealer Servicing | Filler No 19 L7 Fuji Fw 7t | B | 0190E003 | 2017-12-19 | 2010-09-04 | PHOROSCOFE
0190-040-680 | 51261 | 0190-COF-FNP-L07-FILLER06 | PM03 | 301 | 18M L7F4 (4A7-TIC-9458) Calibration | Filler No 22 L7 Fuji Fw 7t | B | 0190E003 | 2017-12-19 | 2010-10-12 | PHOROSCOFE
0190-040-679 | 51261 | 0190-COF-FNP-L07-FILLER05 | PM03 | 301 | 18M L7F3 (4A7-TIC-9455) Calibration | Filler No 21 L7 Fuji Fw 7t | B | 0190E003 | 2017-12-19 | 2010-10-12 | PHOROSCOFE
0190-040-678 | 51261 | 0190-COF-FNP-L07-FILLER03 | PM03 | 301 | 18M L7F2 (4A7-TIC-9452) Calibration | Filler No 20 L7 Fuji Fw 7t | B | 0190E018 | 2017-12-19 | 2010-10-12 | PHOROSCOFE
0190-040-677 | 51261 | 0190-COF-FNP-L07-FILLER02 | PM03 | 301 | 18M L7F1 (4A7-TIC-9449) Calibration | Filler No 19 L7 Fuji Fw 7t | B | 0190E003 | 2017-12-19 | 2010-10-12 | PHOROSCOFE
0190-040-676 | 51259 | 0190-COF-FNP-L07-FILLER06 | PM03 | 305 | 3M E/I L7F4 Horizontal Sealing servicing | Filler No 22 L7 Fuji Fw 7t | B | 0190E003 | 2012-01-21 | 2010-10-12 | PHSANTANJO
0190-040-675 | 51259 | 0190-COF-FNP-L07-FILLER05 | PM03 | 305 | 3M E/I L7F3 Horizontal Sealing servicing | Filler No 21 L7 Fuji Fw 7t | B | 0190E003 | 2012-01-21 | 2010-10-12 | PHSANTANJO
0190-040-674 | 51259 | 0190-COF-FNP-L07-FILLER03 | PM03 | 305 | 3M E/I L7F2 Horizontal Sealing servicing | Filler No 20 L7 Fuji Fw 7t | B | 0190E003 | 2012-01-21 | 2010-10-12 | PHSANTANJO
0190-040-673 | 51259 | 0190-COF-FNP-L07-FILLER02 | PM03 | 305 | 3M E/I L7F1 Horizontal Sealing servicing | Filler No 19 L7 Fuji Fw 7t | B | 0190E003 | 2012-01-21 | 2010-10-12 | PHSANTANJO
0190-040-672 | 51256 | 0190-COF-FNP-L07-FILLER06 | PM03 | 301 | 1Y L7F4 (4A7-TIC-9448) Calibration | Filler No 22 L7 Fuji Fw 7t | B | 0190E003 | 2017-12-19 | 2010-10-12 | PHOROSCOFE
0190-040-672 | 51256 | 0190-COF-FNP-L07-FILLER06 | PM03 | 301 | 1Y L7F4 (4A7-TIC-9459) Calibration | Filler No 22 L7 Fuji Fw 7t | B | 0190E003 | 2017-12-19 | 2013-05-24 | PHOROSCOFE
0190-040-671 | 51256 | 0190-COF-FNP-L07-FILLER05 | PM03 | 301 | 18M L7F3 (4A7-TIC-9457) Calibration | Filler No 21 L7 Fuji Fw 7t | B | 0190E003 | 2017-12-19 | 2010-10-12 | PHOROSCOFE
0190-040-671 | 51256 | 0190-COF-FNP-L07-FILLER05 | PM03 | 301 | 18M L7F3 (4A7-TIC-9456) Calibration | Filler No 21 L7 Fuji Fw 7t | B | 0190E004 | 2017-12-19 | 2013-05-24 | PHOROSCOFE
0190-040-670 | 51256 | 0190-COF-FNP-L07-FILLER03 | PM03 | 301 | 18M L7F2 (4A7-TIC-9454) Calibration | Filler No 20 L7 Fuji Fw 7t | B | 0190E003 | 2017-12-19 | 2010-10-12 | PHOROSCOFE
0190-040-670 | 51256 | 0190-COF-FNP-L07-FILLER03 | PM03 | 301 | 18M L7F2 (4A7-TIC-9453) Calibration | Filler No 20 L7 Fuji Fw 7t | B | 0190E003 | 2017-12-19 | 2013-05-24 | PHOROSCOFE
0190-040-669 | 51256 | 0190-COF-FNP-L07-FILLER02 | PM03 | 301 | 18M L7F1 (4A7-TIC-9451) Calibration | Filler No 19 L7 Fuji Fw 7t | B | 0190E003 | 2017-12-19 | 2010-10-12 | PHOROSCOFE
0190-040-669 | 51256 | 0190-COF-FNP-L07-FILLER02 | PM03 | 301 | 18M L7F1 (4A7-TIC-9450) Calibration | Filler No 19 L7 Fuji Fw 7t | B | 0190E003 | 2017-12-19 | 2013-05-24 | PHOROSCOFE
0190-040-668 | 404507 | 0190-COF-FNP-L07-FILLER06 | PM03 | 305 | 5Y L7F22 Horizontal Sealer Replacement | Filler No 22 L7 Fuji Fw 7t | B | 0190E003 | 2017-12-19 | 2010-10-12 | PHOROSCOFE
0190-040-667 | 404507 | 0190-COF-FNP-L07-FILLER05 | PM03 | 305 | 5Y L7F21 Horizontal Sealer Replacement | Filler No 21 L7 Fuji Fw 7t | B | 0190E003 | 2017-12-19 | 2010-10-12 | PHOROSCOFE
0190-040-666 | 404507 | 0190-COF-FNP-L07-FILLER03 | PM03 | 305 | 5Y L7F20 Horizontal Sealer Replacement | Filler No 20 L7 Fuji Fw 7t | B | 0190E003 | 2017-12-19 | 2010-10-12 | PHOROSCOFE
0190-040-665 | 404507 | 0190-COF-FNP-L07-FILLER02 | PM03 | 305 | 5Y L7F19 Horizontal Sealer Replacement | Filler No 19 L7 Fuji Fw 7t | B | 0190E003 | 2017-12-19 | 2010-10-12 | PHOROSCOFE
0190-040-664 | 51254 | 0190-COF-FNP-L07-FILLER06 | PM03 | 305 | 6M EI L7F4Vert-Seal'g Pneumatic cylinder | Filler No 22 L7 Fuji Fw 7t | B | 0190E003 | 2011-07-02 | 2010-10-12 | PHSANTANJO
0190-040-663 | 52482 | 0190-COF-FNP-L11-BOXERE01 | PM03 | 302 | 3W Box Erector 50g PLC Inspection | Box Erector Machine 50g L11 | B | 0190E003 | 2015-02-06 | 2010-10-12 | PHCABIOPE
0190-040-662 | 52482 | 0190-COF-FNP-L09-BOXERE01 | PM03 | 302 | 3W Box Erector 100g PLC Inspection | Box Erector Machine 100g L09 | B | 0190E003 | 2015-02-06 | 2010-10-12 | PHCABIOPE
0190-040-661 | 52482 | 0190-COF-FNP-L12-CASPAC01 | PM03 | 302 | 3W L12 EI PRODEC Caser PLC Inspection | Case Packer Machine 50g L12 | A | 0190E003 | 2015-02-06 | 2010-10-12 | PHCABIOPE
0190-040-660 | 404698 | 0190-COF-FNP-AUX-COMMON01 | PM03 | 305 | 3W Gericke Solenoid Valve Servicing | Coffee Filling Packing Common | C | 0190E004 | 2014-08-19 | 2010-10-12 | PHCABIOPE
0190-040-659 | 404726 | 0190-COF-FNP-AUX-COMMON01 | PM03 | 305 | 3W Gericke Diverter Valve Servicing | Coffee Filling Packing Common | C | 0190E018 | 2014-08-19 | 2010-10-12 | PHCABIOPE
0190-040-658 | 52482 | 0190-COF-FNP-L11-CASPAC01 | PM03 | 302 | 3W L11 EI PRODEC Caser PLC Inspection | Case Packer Machine 50g L11 | A | 0190E003 | 2015-02-06 | 2010-10-12 | PHCABIOPE
0190-040-657 | 52482 | 0190-COF-FNP-L09-CASPAC01 | PM03 | 302 | 3W L9 EI PRODEC Caser PLC Inspection | Case Packer Machine 100g L09 | A | 0190E003 | 2015-02-06 | 2010-10-12 | PHCABIOPE
0190-040-656 | 51248 | 0190-COF-FNP-L07-FILLER06-VERTSEALER01 | PM03 | 305 | 52W L7F4 Vertical Sealer Assy Servicing | Vertical Sealing Jaw Assembly L7F22 | B | 0190E003 | 2017-12-19 | 2010-10-12 | PHOROSCOFE
0190-040-655 | 51248 | 0190-COF-FNP-L07-FILLER05-VERTSEALER01 | PM03 | 305 | 52W L7F3 Vertical Sealer Assy Servicing | Vertical Sealing Jaw Assembly L7F21 | B | 0190E003 | 2017-12-19 | 2010-10-12 | PHOROSCOFE
0190-040-654 | 51248 | 0190-COF-FNP-L07-FILLER03-VERTSEALER01 | PM03 | 305 | 52W L7F2 Vertical Sealer Assy Servicing | Vertical Sealing Jaw Assembly L7F20 | B | 0190E003 | 2017-12-19 | 2010-10-12 | PHOROSCOFE
0190-040-653 | 51248 | 0190-COF-FNP-L07-FILLER02-VERTSEALER01 | PM03 | 305 | 52W L7F1 Vertical Sealer Assy Servicing | Vertical Sealing Jaw Assembly L7F19 | B | 0190E003 | 2017-12-19 | 2010-10-12 | PHOROSCOFE
0190-040-652 | 51246 | 0190-COF-FNP-L07-FILLER06 | PM03 | 305 | 1ML7F4 Forming Tube Counter roller servg | Filler No 22 L7 Fuji Fw 7t | B | 0190E003 | 2011-06-18 | 2010-10-12 | PHSANTANJO
0190-040-651 | 51246 | 0190-COF-FNP-L07-FILLER05 | PM03 | 305 | 1ML7F3 Forming Tube Counter roller servg | Filler No 21 L7 Fuji Fw 7t | B | 0190E003 | 2011-06-18 | 2010-10-12 | PHSANTANJO
0190-040-650 | 406621 | 0190-COF-FNP-L12-INFCVY01 | PM03 | 305 | 1Y L12 PRODEC Infeed Conveyor Servicing | Pouch Conveyor to X-ray Machine | B | 0190E003 | 2015-12-09 | 2010-10-12 | PHCABIOPE
0190-040-649 | 406621 | 0190-COF-FNP-L11-INFCVY01 | PM03 | 305 | 1Y L11 PRODEC Infeed Conveyor Servicing | PRODEC Pouch Infeed Conveyor | B | 0190E003 | 2018-06-28 | 2010-10-12 | PHGONZALNA
0190-040-648 | 406621 | 0190-COF-FNP-L09-INFCVY01 | PM03 | 305 | 1Y L9 PRODEC Infeed Conveyor Servicing | Pouch Conveyor to X-ray Machine | C | 0190E003 | 2015-12-09 | 2010-10-12 | PHCABIOPE
0190-040-647 | 405991 | 0190-COF-FNP-L12-BOXCLS01 | PM03 | 305 | 52W L12 EI KNETCH Box Closer Servicing | Box Closer Machine 50g L12 | B | 0190E004 | 2019-02-08 | 2010-10-12 | PHOROSCOFE
0190-040-646 | 405991 | 0190-COF-FNP-L11-BOXCLS01 | PM03 | 305 | 52W L11 EI KNETCH Box Closer Servicing | Box Closer Machine 50g L11 | B | 0190E004 | 2018-06-28 | 2010-10-12 | PHGONZALNA
0190-040-645 | 405991 | 0190-COF-FNP-L09-BOXCLS01 | PM03 | 305 | 52W L9 EI KNETCH Box Closer Servicing | Box Closer Machine 100g L09 | B | 0190E004 | 2019-02-08 | 2010-10-12 | PHOROSCOFE
0190-040-644 | 51230 | 0190-COF-FNP-L07-FILLER06 | PM03 | 305 | 1YL7F4Film Feed B-Drive Pneu cyldr servg | Filler No 22 L7 Fuji Fw 7t | B | 0190E003 | 2017-12-19 | 2010-10-12 | PHOROSCOFE
0190-040-643 | 51230 | 0190-COF-FNP-L07-FILLER05 | PM03 | 305 | 1YL7F3Film Feed B-Drive Pneu cyldr servg | Filler No 21 L7 Fuji Fw 7t | B | 0190E003 | 2017-12-19 | 2010-10-12 | PHOROSCOFE
0190-040-642 | 51230 | 0190-COF-FNP-L07-FILLER03 | PM03 | 305 | 1YL7F2Film Feed B-Drive Pneu cyldr servg | Filler No 20 L7 Fuji Fw 7t | B | 0190E003 | 2017-12-19 | 2010-10-12 | PHOROSCOFE
0190-040-641 | 51230 | 0190-COF-FNP-L07-FILLER02 | PM03 | 305 | 1YL7F1Film Feed B-Drive Pneu cyldr servg | Filler No 19 L7 Fuji Fw 7t | B | 0190E003 | 2017-12-19 | 2010-10-12 | PHOROSCOFE
0190-040-640 | 51229 | 0190-COF-FNP-L07-FILLER06 | PM03 | 305 | 3W L7F22 Draw Down Belt Replacement | Filler No 22 L7 Fuji Fw 7t | B | 0190E003 | 2017-12-19 | 2010-09-27 | PHOROSCOFE
0190-040-639 | 51229 | 0190-COF-FNP-L07-FILLER05 | PM03 | 305 | 3W L7F21 Draw Down Belt Replacement | Filler No 21 L7 Fuji Fw 7t | B | 0190E003 | 2017-12-19 | 2010-09-27 | PHOROSCOFE
0190-040-638 | 51229 | 0190-COF-FNP-L07-FILLER03 | PM03 | 305 | 3W L7F20 Draw Down Belt Replacement | Filler No 20 L7 Fuji Fw 7t | B | 0190E003 | 2017-12-19 | 2010-09-27 | PHOROSCOFE
0190-040-637 | 51229 | 0190-COF-FNP-L07-FILLER02 | PM03 | 305 | 3W L7F19 Draw Down Belt Replacement | Filler No 19 L7 Fuji Fw 7t | B | 0190E003 | 2017-12-19 | 2010-09-27 | PHOROSCOFE
0190-040-636 | 51227 | 0190-COF-FNP-L07-FILLER06 | PM03 | 305 | 1YMECH L7F4 Draw Down Belt Drive Serv'g | Filler No 22 L7 Fuji Fw 7t | B | 0190E003 | 2017-12-19 | 2010-10-12 | PHOROSCOFE
0190-040-635 | 51227 | 0190-COF-FNP-L07-FILLER05 | PM03 | 305 | 1YMECH L7F3 Draw Down Belt Drive Serv'g | Filler No 21 L7 Fuji Fw 7t | B | 0190E003 | 2017-12-19 | 2010-10-12 | PHOROSCOFE
0190-040-634 | 51227 | 0190-COF-FNP-L07-FILLER03 | PM03 | 305 | 1YMECH L7F2 Draw Down Belt Drive Serv'g | Filler No 20 L7 Fuji Fw 7t | B | 0190E003 | 2017-12-19 | 2010-10-12 | PHOROSCOFE
0190-040-633 | 51227 | 0190-COF-FNP-L07-FILLER02 | PM03 | 305 | 1YMECH L7F1 Draw Down Belt Drive Serv'g | Filler No 19 L7 Fuji Fw 7t | B | 0190E003 | 2017-12-19 | 2010-10-12 | PHOROSCOFE
0190-040-632 | 51226 | 0190-COF-FNP-L07-FILLER06 | PM03 | 305 | 1Y L7F4 Main Drive Gear Box Asmbly servg | Filler No 22 L7 Fuji Fw 7t | B | 0190E003 | 2017-12-19 | 2010-09-10 | PHOROSCOFE
0190-040-631 | 51226 | 0190-COF-FNP-L07-FILLER05 | PM03 | 305 | 1Y L7F3 Main Drive Gear Box Asmbly servg | Filler No 21 L7 Fuji Fw 7t | B | 0190E003 | 2017-12-19 | 2010-09-10 | PHOROSCOFE
0190-040-630 | 51226 | 0190-COF-FNP-L07-FILLER03 | PM03 | 305 | 1Y L7F2 Main Drive Gear Box Asmbly servg | Filler No 20 L7 Fuji Fw 7t | B | 0190E003 | 2017-12-19 | 2010-09-10 | PHOROSCOFE
0190-040-629 | 51226 | 0190-COF-FNP-L07-FILLER02 | PM03 | 305 | 1Y L7F1 Main Drive Gear Box Asmbly servg | Filler No 19 L7 Fuji Fw 7t | B | 0190E003 | 2017-12-19 | 2010-09-10 | PHOROSCOFE
0190-040-628 | 51216 | 0190-COF-FNP-L07-FILLER06 | PM03 | 305 | 1Y L7F4 Film Feed Roller Assembly serv'g | Filler No 22 L7 Fuji Fw 7t | B | 0190E003 | 2017-12-19 | 2010-09-10 | PHOROSCOFE
0190-040-627 | 51216 | 0190-COF-FNP-L07-FILLER05 | PM03 | 305 | 1Y L7F3 Film Feed Roller Assembly serv'g | Filler No 21 L7 Fuji Fw 7t | B | 0190E003 | 2017-12-19 | 2010-09-10 | PHOROSCOFE
0190-040-626 | 51216 | 0190-COF-FNP-L07-FILLER03 | PM03 | 305 | 1Y L7F2 Film Feed Roller Assembly serv'g | Filler No 20 L7 Fuji Fw 7t | B | 0190E003 | 2017-12-19 | 2010-09-10 | PHOROSCOFE
0190-040-625 | 51216 | 0190-COF-FNP-L07-FILLER02 | PM03 | 305 | 1Y L7F1 Film Feed Roller Assembly serv'g | Filler No 19 L7 Fuji Fw 7t | B | 0190E003 | 2017-12-19 | 2010-09-10 | PHOROSCOFE
0190-040-624 | 51214 | 0190-COF-FNP-L07-FILLER22-LASPTR04 | PM03 | 302 | 3M L7F22 Laser Prnt Functionality Check | Laser Printer No 22 FNP Line 7 Coffee | B | 0190E004 | 2017-12-19 | 2010-09-10 | PHOROSCOFE
0190-040-623 | 51214 | 0190-COF-FNP-L07-FILLER05 | PM03 | 302 | 3M L7F21 Laser Prnt Functionality Check | Filler No 21 L7 Fuji Fw 7t | B | 0190E004 | 2017-12-19 | 2010-09-10 | PHOROSCOFE
0190-040-622 | 51214 | 0190-COF-FNP-L07-FILLER03 | PM03 | 302 | 3M L7F20 Laser Prnt Functionality Check | Filler No 20 L7 Fuji Fw 7t | B | 0190E004 | 2017-12-19 | 2010-09-10 | PHOROSCOFE
0190-040-621 | 51214 | 0190-COF-FNP-L07-FILLER19-LASPTR01 | PM03 | 302 | 3M L7F19 Laser Prnt Functionality Check | Laser Printer No 19 FNP Line 7 Coffee | B | 0190E004 | 2017-12-19 | 2010-09-10 | PHOROSCOFE
0190-040-620 | 51213 | 0190-COF-FNP-L07-FILLER06 | PM03 | 305 | 1Y L7F4 Printer adjustable roller serv'g | Filler No 22 L7 Fuji Fw 7t | B | 0190E003 | 2011-07-02 | 2010-09-10 | PHSANTANJO
0190-040-619 | 405908 | 0190-COF-FNP-L12-BOXCLS01 | PM03 | 305 | 52W L12 MECH KNETCH Box Closer Servicing | Box Closer Machine 50g L12 | B | 0190E003 | 2021-03-19 | 2010-09-10 | PHILAGANAN
0190-040-618 | 405908 | 0190-COF-FNP-L11-BOXCLS01 | PM03 | 305 | 52W L11 MECH KNETCH Box Closer Servicing | Box Closer Machine 50g L11 | B | 0190E003 | 2019-10-12 | 2010-09-10 | PHONGGE
0190-040-617 | 405908 | 0190-COF-FNP-L09-BOXCLS01 | PM03 | 305 | 52W L9 MECH KNETCH Box Closer Servicing | Box Closer Machine 100g L09 | B | 0190E003 | 2021-03-19 | 2010-09-10 | PHILAGANAN
0190-040-616 | 51212 | 0190-COF-FNP-L07-FILLER06 | PM03 | 305 | 1Y L7F4 Printer adjustable roller serv'g | Filler No 22 L7 Fuji Fw 7t | B | 0190E003 | 2017-12-19 | 2010-09-10 | PHOROSCOFE
0190-040-615 | 51212 | 0190-COF-FNP-L07-FILLER05 | PM03 | 305 | 1Y L7F3 Printer adjustable roller serv'g | Filler No 21 L7 Fuji Fw 7t | B | 0190E003 | 2017-12-19 | 2010-09-10 | PHOROSCOFE
0190-040-614 | 51212 | 0190-COF-FNP-L07-FILLER03 | PM03 | 305 | 1Y L7F2 Printer adjustable roller serv'g | Filler No 20 L7 Fuji Fw 7t | B | 0190E003 | 2017-12-19 | 2010-09-10 | PHOROSCOFE
0190-040-613 | 51212 | 0190-COF-FNP-L07-FILLER02 | PM03 | 305 | 1Y L7F1 Printer adjustable roller serv'g | Filler No 19 L7 Fuji Fw 7t | B | 0190E003 | 2017-12-19 | 2010-09-10 | PHOROSCOFE
0190-040-612 | 51211 | 0190-COF-FNP-L07-FILLER06 | PM03 | 305 | 3ML7F4 Dancing Roller Spring Replacement | Filler No 22 L7 Fuji Fw 7t | B | 0190E003 | 2017-12-19 | 2010-09-10 | PHOROSCOFE
0190-040-611 | 51211 | 0190-COF-FNP-L07-FILLER05 | PM03 | 305 | 3ML7F3 Dancing Roller Spring Replacement | Filler No 21 L7 Fuji Fw 7t | B | 0190E003 | 2017-12-19 | 2010-09-10 | PHOROSCOFE
0190-040-610 | 51211 | 0190-COF-FNP-L07-FILLER03 | PM03 | 305 | 3ML7F2 Dancing Roller Spring Replacement | Filler No 20 L7 Fuji Fw 7t | B | 0190E003 | 2017-12-19 | 2010-09-10 | PHOROSCOFE
0190-040-609 | 51211 | 0190-COF-FNP-L07-FILLER02 | PM03 | 305 | 3ML7F1 Dancing Roller Spring Replacement | Filler No 19 L7 Fuji Fw 7t | B | 0190E003 | 2017-12-19 | 2010-09-10 | PHOROSCOFE
0190-040-608 | 51206 | 0190-COF-FNP-L07-FILLER06 | PM03 | 305 | 1YL7F4 Film Roll Unwinder Assy Servicing | Filler No 22 L7 Fuji Fw 7t | B | 0190E003 | 2017-12-19 | 2010-09-10 | PHOROSCOFE
0190-040-607 | 51206 | 0190-COF-FNP-L07-FILLER05 | PM03 | 305 | 1YL7F3 Film Roll Unwinder Assy Servicing | Filler No 21 L7 Fuji Fw 7t | B | 0190E003 | 2017-12-19 | 2010-09-10 | PHOROSCOFE
0190-040-606 | 51206 | 0190-COF-FNP-L07-FILLER03 | PM03 | 305 | 1YL7F2 Film Roll Unwinder Assy Servicing | Filler No 20 L7 Fuji Fw 7t | B | 0190E003 | 2017-12-19 | 2010-09-10 | PHOROSCOFE
0190-040-605 | 51206 | 0190-COF-FNP-L07-FILLER02 | PM03 | 305 | 1YL7F1 Film Roll Unwinder Assy Servicing | Filler No 19 L7 Fuji Fw 7t | B | 0190E003 | 2017-12-19 | 2010-09-10 | PHOROSCOFE
0190-040-604 | 51203 | 0190-COF-FNP-L07-FILLER06 | PM03 | 305 | 1Y L7F4 Film Drive Cleaning & Servicing | Filler No 22 L7 Fuji Fw 7t | B | 0190E003 | 2017-12-19 | 2010-09-10 | PHOROSCOFE
0190-040-603 | 51203 | 0190-COF-FNP-L07-FILLER05 | PM03 | 305 | 1Y L7F3 Film Drive Cleaning & Servicing | Filler No 21 L7 Fuji Fw 7t | B | 0190E003 | 2017-12-19 | 2010-09-10 | PHOROSCOFE
0190-040-602 | 51203 | 0190-COF-FNP-L07-FILLER03 | PM03 | 305 | 1Y L7F2 Film Drive Cleaning & Servicing | Filler No 20 L7 Fuji Fw 7t | B | 0190E003 | 2017-12-19 | 2010-09-10 | PHOROSCOFE
0190-040-601 | 51203 | 0190-COF-FNP-L07-FILLER02 | PM03 | 305 | 1Y L7F1 Film Drive Cleaning & Servicing | Filler No 19 L7 Fuji Fw 7t | B | 0190E003 | 2017-12-19 | 2010-09-10 | PHOROSCOFE
0190-040-600 | 51200 | 0190-COF-FNP-L07-FILLER06 | PM03 | 307 | 1W L7F4 End of Film sensor funct'y check | Filler No 22 L7 Fuji Fw 7t | B | 0190E004 | 2014-05-19 | 2010-09-06 | PHCABIOPE
0190-040-599 | 51200 | 0190-COF-FNP-L07-FILLER05 | PM03 | 307 | 1W L7F3 End of Film sensor funct'y check | Filler No 21 L7 Fuji Fw 7t | B | 0190E004 | 2014-05-19 | 2010-09-06 | PHCABIOPE
0190-040-598 | 51200 | 0190-COF-FNP-L07-FILLER03 | PM03 | 307 | 1W L7F2 End of Film sensor funct'y check | Filler No 20 L7 Fuji Fw 7t | B | 0190E004 | 2014-05-19 | 2010-09-06 | PHCABIOPE
0190-040-597 | 51200 | 0190-COF-FNP-L07-FILLER02 | PM03 | 307 | 1W L7F1 End of Film sensor funct'y check | Filler No 19 L7 Fuji Fw 7t | B | 0190E004 | 2014-05-19 | 2010-09-06 | PHCABIOPE
0190-040-596 | 408601 |  | PM03 | 301 | 1Y L12 Metal Detector PG Calibration |  |  | 0190E004 | 2021-03-17 | 2010-09-06 | PHOROSCOFE
0190-040-595 | 408601 | 0190-COF-FNP-L11-METDET01 | PM03 | 301 | 1Y L11 MD PG Calibration (4A11-PG-009) | Metal Detector L11 | A | 0190E015 | 2014-09-26 | 2010-09-06 | PHCABIOPE
0190-040-594 | 408601 |  | PM03 | 301 | 1Y L9 Metal Detector PG Calibration |  |  | 0190E003 | 2021-03-22 | 2010-09-06 | PHOROSCOFE
0190-040-593 | 407467 | 0190-COF-FNP-CMN-COFFEE02 | PM03 | 301 | 1Y TTS Temp. Ind. (4A18-AIT-001) | Coffee F/P Air Conditioning Units | C | 0190E013 | 2016-03-07 | 2013-10-10 | PHCABIOPE
0190-040-592 | 51191 | 0190-COF-FNP-L07-FILLER06 | PM03 | 305 | 2YL7F4 Film Shaft & Sleevelock Servicing | Filler No 22 L7 Fuji Fw 7t | B | 0190E003 | 2014-08-05 | 2010-09-06 | PHCABIOPE
0190-040-591 | 51191 | 0190-COF-FNP-L07-FILLER05 | PM03 | 305 | 2YL7F3 Film Shaft & Sleevelock Servicing | Filler No 21 L7 Fuji Fw 7t | B | 0190E003 | 2014-08-05 | 2010-09-06 | PHCABIOPE
0190-040-590 | 51191 | 0190-COF-FNP-L07-FILLER03 | PM03 | 305 | 2YL7F2 Film Shaft & Sleevelock Servicing | Filler No 20 L7 Fuji Fw 7t | B | 0190E003 | 2014-08-05 | 2010-09-06 | PHCABIOPE
0190-040-589 | 51191 | 0190-COF-FNP-L07-FILLER02 | PM03 | 305 | 2YL7F1 Film Shaft & Sleevelock Servicing | Filler No 19 L7 Fuji Fw 7t | B | 0190E003 | 2014-08-05 | 2010-09-06 | PHCABIOPE
0190-040-588 | 51605 | 0190-COF-FNP-L04-FILLER04-DOSINGASSY01 | PM03 | 305 | 260W L4F4 Auger Drive Assembly Servicing | Dosing Assembly L4F4 | A | 0190E003 | 2021-03-19 | 2010-09-06 | PHILAGANAN
0190-040-587 | 51605 | 0190-COF-FNP-L04-FILLER03-DOSINGASSY01 | PM03 | 305 | 260W L4F3 Auger Drive Assembly Servicing | Dosing Assembly L4 F3 | A | 0190E003 | 2021-03-19 | 2010-09-06 | PHILAGANAN
0190-040-586 | 51605 | 0190-COF-FNP-L04-FILLER02-DOSINGASSY01 | PM03 | 305 | 260W L4F2 Auger Drive Assembly Servicing | Dosing Assembly L4 F2 | A | 0190E003 | 2021-03-19 | 2010-09-06 | PHILAGANAN
0190-040-585 | 51605 | 0190-COF-FNP-L04-FILLER01-DOSINGASSY01 | PM03 | 305 | 260W L4F1 Auger Drive Assembly Servicing | Dosing Assembly L4F1 | A | 0190E003 | 2021-03-19 | 2010-09-06 | PHILAGANAN
0190-040-584 | 51605 | 0190-COF-FNP-L03-FILLER04 | PM03 | 305 | 156W L3F4 Auger Drive Assembly Servicing | Filler No 12 L3 Fuji Fw 7t | B | 0190E003 | 2017-12-19 | 2010-09-06 | PHOROSCOFE
0190-040-583 | 51605 | 0190-COF-FNP-L03-FILLER03 | PM03 | 305 | 156W L3F3 Auger Drive Assembly Servicing | Filler No 11 L3 Fuji Fw 7t | B | 0190E003 | 2017-12-19 | 2010-09-06 | PHOROSCOFE
0190-040-582 | 51605 | 0190-COF-FNP-L03-FILLER02 | PM03 | 305 | 156W L3F2 Auger Drive Assembly Servicing | Filler No 10 L3 Fuji Fw 7t | B | 0190E003 | 2017-12-19 | 2010-09-06 | PHOROSCOFE
0190-040-581 | 51605 | 0190-COF-FNP-L03-FILLER01 | PM03 | 305 | 156W L3F1 Auger Drive Assembly Servicing | Filler No 9 L3 Fuji Fw 7t | B | 0190E003 | 2017-12-19 | 2010-09-06 | PHOROSCOFE
0190-040-580 | 51605 | 0190-COF-FNP-L02-FILLER04 | PM03 | 305 | 1Y L2F4 Auger Drive Assembly Servicing | Filler No 8 L2 Fuji Fw 7t | B | 0190E003 | 2014-10-22 | 2010-09-06 | PHCABIOPE
0190-040-579 | 51605 | 0190-COF-FNP-L02-FILLER03 | PM03 | 305 | 1Y L2F3 Auger Drive Assembly Servicing | Filler No 7 L2 Fuji Fw 7t | B | 0190E003 | 2014-10-22 | 2010-09-06 | PHCABIOPE
0190-040-578 | 51605 | 0190-COF-FNP-L02-FILLER02 | PM03 | 305 | 1Y L2F2 Auger Drive Assembly Servicing | Filler No 6 L2 Fuji Fw 7t | B | 0190E003 | 2014-10-22 | 2010-09-06 | PHCABIOPE
0190-040-577 | 51605 | 0190-COF-FNP-L02-FILLER01 | PM03 | 305 | 1Y L2F1 Auger Drive Assembly Servicing | Filler No 5 L2 | B | 0190E003 | 2014-10-22 | 2010-09-06 | PHCABIOPE
0190-040-576 | 51605 | 0190-COF-FNP-L01-FILLER04-DOSINGASSY01 | PM03 | 305 | 260W L1F4 Auger Drive Assembly Servicing | Dosing Assembly L1F4 | A | 0190E003 | 2021-03-19 | 2010-09-06 | PHILAGANAN
0190-040-575 | 51605 | 0190-COF-FNP-L01-FILLER03-DOSINGASSY01 | PM03 | 305 | 260W L1F3 Auger Drive Assembly Servicing | Dosing Assembly L1F3 | A | 0190E003 | 2021-03-19 | 2010-09-06 | PHILAGANAN
0190-040-574 | 51605 | 0190-COF-FNP-L01-FILLER02-DOSINGASSY01 | PM03 | 305 | 260W L1F2 Auger Drive Assembly Servicing | Dosing Assembly L1F2 | A | 0190E003 | 2021-03-19 | 2010-09-06 | PHILAGANAN
0190-040-573 | 51605 | 0190-COF-FNP-L01-FILLER01-DOSINGASSY01 | PM03 | 305 | 260W L1F1 Auger Drive Assembly Servicing | Dosing Assembly L1F1 | A | 0190E003 | 2021-03-19 | 2010-09-06 | PHILAGANAN
0190-040-572 | 51604 | 0190-COF-FNP-L04-FILLER04-GUSSETASSY01 | PM03 | 305 | 1Y L4F4 Gusseting Assembly Servicing | Gusseting Assembly L4F16 | A | 0190E003 | 2021-03-19 | 2010-09-06 | PHILAGANAN
0190-040-571 | 51604 | 0190-COF-FNP-L04-FILLER03-GUSSETASSY01 | PM03 | 305 | 1Y L4F3 Gusseting Assembly Servicing | Gusseting Assembly L4 F15 | A | 0190E003 | 2021-03-19 | 2010-09-06 | PHILAGANAN
0190-040-570 | 51604 | 0190-COF-FNP-L04-FILLER02-GUSSETASSY01 | PM03 | 305 | 1Y L4F2 Gusseting Assembly Servicing | Gusseting Assembly L4 F14 | A | 0190E003 | 2021-03-19 | 2010-09-06 | PHILAGANAN
0190-040-569 | 51604 | 0190-COF-FNP-L04-FILLER01-GUSSETASSY01 | PM03 | 305 | 1Y L4F1 Gusseting Assembly Servicing | Gusseting Assembly L4 F13 | A | 0190E003 | 2021-03-19 | 2010-09-06 | PHILAGANAN
0190-040-568 | 51604 | 0190-COF-FNP-L03-FILLER04 | PM03 | 305 | 1Y L3F4 Gusseting Assembly Servicing | Filler No 12 L3 Fuji Fw 7t | B | 0190E003 | 2017-12-19 | 2010-09-06 | PHOROSCOFE
0190-040-567 | 51604 | 0190-COF-FNP-L03-FILLER03 | PM03 | 305 | 1Y L3F3 Gusseting Assembly Servicing | Filler No 11 L3 Fuji Fw 7t | B | 0190E003 | 2017-12-19 | 2010-09-06 | PHOROSCOFE
0190-040-566 | 51604 | 0190-COF-FNP-L03-FILLER02 | PM03 | 305 | 1Y L3F2 Gusseting Assembly Servicing | Filler No 10 L3 Fuji Fw 7t | B | 0190E003 | 2017-12-19 | 2010-09-06 | PHOROSCOFE
0190-040-565 | 51604 | 0190-COF-FNP-L03-FILLER01 | PM03 | 305 | 1Y L3F1 Gusseting Assembly Servicing | Filler No 9 L3 Fuji Fw 7t | B | 0190E003 | 2017-12-19 | 2010-09-06 | PHOROSCOFE
0190-040-564 | 51604 | 0190-COF-FNP-L02-FILLER04 | PM03 | 305 | 1Y L2F4 Gusseting Assembly Servicing | Filler No 8 L2 Fuji Fw 7t | B | 0190E003 | 2014-10-22 | 2010-09-06 | PHCABIOPE
0190-040-563 | 51604 | 0190-COF-FNP-L02-FILLER03 | PM03 | 305 | 1Y L2F3 Gusseting Assembly Servicing | Filler No 7 L2 Fuji Fw 7t | B | 0190E003 | 2014-10-22 | 2010-09-06 | PHCABIOPE
0190-040-562 | 51604 | 0190-COF-FNP-L02-FILLER02 | PM03 | 305 | 1Y L2F2 Gusseting Assembly Servicing | Filler No 6 L2 Fuji Fw 7t | B | 0190E003 | 2014-10-22 | 2010-09-06 | PHCABIOPE
0190-040-561 | 51604 | 0190-COF-FNP-L02-FILLER01 | PM03 | 305 | 1Y L2F1 Gusseting Assembly Servicing | Filler No 5 L2 | B | 0190E003 | 2014-10-22 | 2010-09-06 | PHCABIOPE
0190-040-560 | 51604 | 0190-COF-FNP-L01-FILLER04-GUSSETASSY01 | PM03 | 305 | 1Y L1F4 Gusseting Assembly Servicing | Gusseting Assembly L1F4 | A | 0190E003 | 2021-03-19 | 2010-09-06 | PHILAGANAN
0190-040-559 | 51604 | 0190-COF-FNP-L01-FILLER03-GUSSETASSY01 | PM03 | 305 | 1Y L1F3 Gusseting Assembly Servicing | Gusseting Assembly L1F3 | A | 0190E003 | 2021-03-19 | 2010-09-06 | PHILAGANAN
0190-040-558 | 51604 | 0190-COF-FNP-L01-FILLER02-GUSSETASSY01 | PM03 | 305 | 1Y L1F2 Gusseting Assembly Servicing | Gusseting Assembly L1F2 | A | 0190E003 | 2021-03-19 | 2010-09-06 | PHILAGANAN
0190-040-557 | 51604 | 0190-COF-FNP-L01-FILLER01-GUSSETASSY01 | PM03 | 305 | 52W L1F1 Gusseting Assembly Servicing | Gusseting Assembly L1F1 | A | 0190E003 | 2021-03-19 | 2010-09-06 | PHILAGANAN
0190-040-556 | 51602 | 0190-COF-FNP-L04-FILLER04 | PM03 | 305 | 3M MECHL4F4Horiz-Sealg cutter sharpening | Filler No 16 L4 Fuji Fw 7t | A | 0190E003 | 2011-07-02 | 2010-09-06 | PHSANTANJO
0190-040-555 | 51602 | 0190-COF-FNP-L04-FILLER03 | PM03 | 305 | 3M MECHL4F3Horiz-Sealg cutter sharpening | Filler No 15 L4 Fuji Fw 7t | A | 0190E003 | 2011-07-02 | 2010-09-06 | PHSANTANJO
0190-040-554 | 51602 | 0190-COF-FNP-L04-FILLER02 | PM03 | 305 | 3M MECHL4F2Horiz-Sealg cutter sharpening | Filler No 14 L4 Fuji Fw 7t | A | 0190E003 | 2011-07-02 | 2010-09-06 | PHSANTANJO
0190-040-553 | 51602 | 0190-COF-FNP-L04-FILLER01 | PM03 | 305 | 3M MECHL4F1Horiz-Sealg cutter sharpening | Filler No 13 L4 Fuji Fw 7t | A | 0190E003 | 2011-07-02 | 2010-09-06 | PHSANTANJO
0190-040-552 | 51602 | 0190-COF-FNP-L03-FILLER04 | PM03 | 305 | 3M MECHL3F4Horiz-Sealg cutter sharpening | Filler No 12 L3 Fuji Fw 7t | B | 0190E003 | 2011-07-02 | 2010-09-06 | PHSANTANJO
0190-040-551 | 51602 | 0190-COF-FNP-L03-FILLER03 | PM03 | 305 | 3M MECHL3F3Horiz-Sealg cutter sharpening | Filler No 11 L3 Fuji Fw 7t | B | 0190E003 | 2011-07-02 | 2010-09-06 | PHSANTANJO
0190-040-550 | 51602 | 0190-COF-FNP-L03-FILLER02 | PM03 | 305 | 3M MECHL3F2Horiz-Sealg cutter sharpening | Filler No 10 L3 Fuji Fw 7t | B | 0190E003 | 2011-07-02 | 2010-09-06 | PHSANTANJO
0190-040-549 | 51602 | 0190-COF-FNP-L03-FILLER01 | PM03 | 305 | 3M MECHL3F1Horiz-Sealg cutter sharpening | Filler No 9 L3 Fuji Fw 7t | B | 0190E003 | 2011-07-02 | 2010-09-06 | PHSANTANJO
0190-040-548 | 51602 | 0190-COF-FNP-L02-FILLER04 | PM03 | 305 | 3M MECHL2F4Horiz-Sealg cutter sharpening | Filler No 8 L2 Fuji Fw 7t | B | 0190E003 | 2011-07-02 | 2010-09-06 | PHSANTANJO
0190-040-547 | 51602 | 0190-COF-FNP-L02-FILLER03 | PM03 | 305 | 3M MECHL2F3Horiz-Sealg cutter sharpening | Filler No 7 L2 Fuji Fw 7t | B | 0190E003 | 2011-07-02 | 2010-09-06 | PHSANTANJO
0190-040-546 | 51602 | 0190-COF-FNP-L02-FILLER02 | PM03 | 305 | 3M MECHL2F2Horiz-Sealg cutter sharpening | Filler No 6 L2 Fuji Fw 7t | B | 0190E003 | 2011-07-02 | 2010-09-06 | PHSANTANJO
0190-040-545 | 51602 | 0190-COF-FNP-L02-FILLER01 | PM03 | 305 | 3M MECHL2F1Horiz-Sealg cutter sharpening | Filler No 5 L2 | B | 0190E003 | 2011-07-02 | 2010-09-06 | PHSANTANJO
0190-040-544 | 51602 | 0190-COF-FNP-L01-FILLER04 | PM03 | 305 | 3M MECHL1F4Horiz-Sealg cutter sharpening | Filler No 4 L1 | A | 0190E003 | 2011-07-02 | 2010-09-06 | PHSANTANJO
0190-040-543 | 51602 | 0190-COF-FNP-L01-FILLER03 | PM03 | 305 | 3M MECHL1F3Horiz-Sealg cutter sharpening | Filler No 3 L1 | A | 0190E003 | 2011-07-02 | 2010-09-06 | PHSANTANJO
0190-040-542 | 51602 | 0190-COF-FNP-L01-FILLER02 | PM03 | 305 | 3M MECHL1F2Horiz-Sealg cutter sharpening | Filler No 2 L1 | A | 0190E003 | 2011-07-02 | 2010-09-06 | PHSANTANJO
0190-040-541 | 51602 | 0190-COF-FNP-L01-FILLER01 | PM03 | 305 | 3M MECHL1F1Horiz-Sealg cutter sharpening | Filler No 1 L1 | A | 0190E003 | 2011-07-02 | 2010-09-06 | PHSANTANJO
0190-040-540 | 51600 | 0190-COF-FNP-L04-FILLER04 | PM03 | 305 | 52W MECH L4F4 HorizontalSealer Servicing | Filler No 16 L4 Fuji Fw 7t | A | 0190E003 | 2019-07-22 | 2010-09-04 | PHONGGE
0190-040-539 | 51600 | 0190-COF-FNP-L04-FILLER03 | PM03 | 305 | 52W MECH L4F3 HorizontalSealer Servicing | Filler No 15 L4 Fuji Fw 7t | A | 0190E003 | 2019-07-22 | 2010-09-04 | PHONGGE
0190-040-538 | 51600 | 0190-COF-FNP-L04-FILLER02 | PM03 | 305 | 52W MECH L4F2 HorizontalSealer Servicing | Filler No 14 L4 Fuji Fw 7t | A | 0190E003 | 2019-07-22 | 2010-09-04 | PHONGGE
0190-040-537 | 51600 | 0190-COF-FNP-L04-FILLER01 | PM03 | 305 | 52W MECH L4F1 HorizontalSealer Servicing | Filler No 13 L4 Fuji Fw 7t | A | 0190E003 | 2019-07-22 | 2010-09-04 | PHONGGE
0190-040-536 | 51600 | 0190-COF-FNP-L03-FILLER04 | PM03 | 305 | 52W MECH L3F4 HorizontalSealer Servicing | Filler No 12 L3 Fuji Fw 7t | B | 0190E003 | 2017-12-19 | 2010-09-04 | PHOROSCOFE
0190-040-535 | 51600 | 0190-COF-FNP-L03-FILLER03 | PM03 | 305 | 52W MECH L3F3 HorizontalSealer Servicing | Filler No 11 L3 Fuji Fw 7t | B | 0190E003 | 2017-12-19 | 2010-09-04 | PHOROSCOFE
0190-040-534 | 51600 | 0190-COF-FNP-L03-FILLER02 | PM03 | 305 | 52W MECH L3F2 HorizontalSealer Servicing | Filler No 10 L3 Fuji Fw 7t | B | 0190E003 | 2017-12-19 | 2010-09-04 | PHOROSCOFE
0190-040-533 | 51600 | 0190-COF-FNP-L03-FILLER01 | PM03 | 305 | 52W MECH L3F1 HorizontalSealer Servicing | Filler No 9 L3 Fuji Fw 7t | B | 0190E003 | 2017-12-19 | 2010-09-04 | PHOROSCOFE
0190-040-532 | 51600 | 0190-COF-FNP-L02-FILLER04 | PM03 | 305 | 1Y MECH L2F4 Horizontal Sealer Servicing | Filler No 8 L2 Fuji Fw 7t | B | 0190E003 | 2014-10-21 | 2010-09-04 | PHCABIOPE
0190-040-531 | 51600 | 0190-COF-FNP-L02-FILLER03 | PM03 | 305 | 1Y MECH L2F3 Horizontal Sealer Servicing | Filler No 7 L2 Fuji Fw 7t | B | 0190E003 | 2014-10-21 | 2010-09-04 | PHCABIOPE
0190-040-530 | 51600 | 0190-COF-FNP-L02-FILLER02 | PM03 | 305 | 1Y MECH L2F2 Horizontal Sealer Servicing | Filler No 6 L2 Fuji Fw 7t | B | 0190E003 | 2014-10-22 | 2010-09-04 | PHCABIOPE
0190-040-529 | 51600 | 0190-COF-FNP-L02-FILLER01 | PM03 | 305 | 1Y MECH L2F1 Horizontal Sealer Servicing | Filler No 5 L2 | B | 0190E003 | 2014-10-22 | 2010-09-04 | PHCABIOPE
0190-040-528 | 51600 | 0190-COF-FNP-L01-FILLER04-HORIZSEALER01 | PM03 | 305 | 52W MECH L1F4 HorizontalSealer Servicing | Horizontal Sealing Jaw Assembly L1F4 | A | 0190E003 | 2019-07-06 | 2010-09-04 | PHONGGE
0190-040-527 | 51600 | 0190-COF-FNP-L01-FILLER03-HORIZSEALER01 | PM03 | 305 | 52W MECH L1F3 HorizontalSealer Servicing | Horizontal Sealing Jaw Assembly L1F3 | A | 0190E003 | 2021-03-19 | 2010-09-04 | PHILAGANAN
0190-040-526 | 51600 | 0190-COF-FNP-L01-FILLER02-HORIZSEALER01 | PM03 | 305 | 52W MECH L1F2 HorizontalSealer Servicing | Horizontal Sealing Jaw Assembly L1F2 | A | 0190E003 | 2021-03-19 | 2010-09-04 | PHILAGANAN
0190-040-525 | 51600 | 0190-COF-FNP-L01-FILLER01-HORIZSEALER01 | PM03 | 305 | 52W MECH L1F1 HorizontalSealer Servicing | Horizontal Sealing Jaw Assembly L1F1 | A | 0190E003 | 2019-07-06 | 2010-09-04 | PHONGGE
0190-040-524 | 51261 | 0190-COF-FNP-L04-FILLER04 | PM03 | 301 | 1Y L4F4 (4A4-TIC-04.29/01) Calibration | Filler No 16 L4 Fuji Fw 7t | A | 0190E004 | 2020-01-28 | 2010-08-14 | PHOROSCOFE
0190-040-523 | 51261 | 0190-COF-FNP-L04-FILLER03 | PM03 | 301 | 1Y L4F3 (4A4-TIC-04.28/01) Calibration | Filler No 15 L4 Fuji Fw 7t | A | 0190E004 | 2020-01-28 | 2010-08-14 | PHOROSCOFE
0190-040-522 | 51261 | 0190-COF-FNP-L04-FILLER02 | PM03 | 301 | 1Y L4F2 (4A4-TIC-04.27/01) Calibration | Filler No 14 L4 Fuji Fw 7t | A | 0190E004 | 2020-01-28 | 2010-08-14 | PHOROSCOFE
0190-040-521 | 51261 | 0190-COF-FNP-L04-FILLER01 | PM03 | 301 | 18M L4F1 (4A4-TIC-04.26/01) Calibration | Filler No 13 L4 Fuji Fw 7t | A | 0190E004 | 2020-01-28 | 2010-08-14 | PHOROSCOFE
0190-040-520 | 51261 | 0190-COF-FNP-L03-FILLER04 | PM03 | 301 | 1Y L3F4 (4A3-TIC-03.28/01) Calibration | Filler No 12 L3 Fuji Fw 7t | B | 0190E004 | 2017-12-19 | 2010-08-14 | PHOROSCOFE
0190-040-519 | 51261 | 0190-COF-FNP-L03-FILLER03 | PM03 | 301 | 1Y L3F3 (4A3-TIC-03.27/01) Calibration | Filler No 11 L3 Fuji Fw 7t | B | 0190E004 | 2017-12-19 | 2010-08-14 | PHOROSCOFE
0190-040-518 | 51261 | 0190-COF-FNP-L03-FILLER02 | PM03 | 301 | 1Y L3F2 (4A3-TIC-03.26/01) Calibration | Filler No 10 L3 Fuji Fw 7t | B | 0190E004 | 2017-12-19 | 2010-08-14 | PHOROSCOFE
0190-040-517 | 51261 | 0190-COF-FNP-L03-FILLER01 | PM03 | 301 | 1Y L3F1 (4A3-TIC-03.25/01) Calibration | Filler No 9 L3 Fuji Fw 7t | B | 0190E004 | 2017-12-19 | 2010-08-14 | PHOROSCOFE
0190-040-516 | 51261 | 0190-COF-FNP-L02-FILLER04 | PM03 | 301 | 18M L2F4 (4A2-TIC-02.32/01) Calibration | Filler No 8 L2 Fuji Fw 7t | B | 0190E004 | 2015-04-07 | 2010-08-14 | PHCABIOPE
0190-040-515 | 51261 | 0190-COF-FNP-L02-FILLER03 | PM03 | 301 | 1Y L2F3 (4A2-TIC-02.31/01) Calibration | Filler No 7 L2 Fuji Fw 7t | B | 0190E004 | 2014-10-22 | 2010-08-14 | PHCABIOPE
0190-040-514 | 51261 | 0190-COF-FNP-L02-FILLER02 | PM03 | 301 | 1Y L2F2 (4A2-TIC-02.30/01) Calibration | Filler No 6 L2 Fuji Fw 7t | B | 0190E004 | 2014-10-22 | 2010-08-14 | PHCABIOPE
0190-040-513 | 51261 | 0190-COF-FNP-L02-FILLER01 | PM03 | 301 | 1Y L2F1 (4A2-TIC-02.29/01) Calibration | Filler No 5 L2 | B | 0190E004 | 2014-10-22 | 2010-08-14 | PHCABIOPE
0190-040-512 | 51261 | 0190-COF-FNP-L01-FILLER04 | PM03 | 301 | 1Y L1F4 (4A1-TIC-01.30/01) Calibration | Filler No 4 L1 | A | 0190E004 | 2020-01-28 | 2010-08-14 | PHOROSCOFE
0190-040-511 | 51261 | 0190-COF-FNP-L01-FILLER03 | PM03 | 301 | 1Y L1F3 (4A1-TIC-01.29/01) Calibration | Filler No 3 L1 | A | 0190E004 | 2020-01-28 | 2010-08-14 | PHOROSCOFE
0190-040-510 | 51261 | 0190-COF-FNP-L01-FILLER02 | PM03 | 301 | 1Y L1F2 (4A1-TIC-01.28/01) Calibration | Filler No 2 L1 | A | 0190E004 | 2020-01-28 | 2010-08-14 | PHOROSCOFE
0190-040-509 | 51261 | 0190-COF-FNP-L01-FILLER01 | PM03 | 301 | 1Y L1F1 (4A1-TIC-01.27/01) Calibration | Filler No 1 L1 | A | 0190E004 | 2020-01-28 | 2010-08-14 | PHOROSCOFE
0190-040-508 | 404507 | 0190-COF-FNP-L04-FILLER04 | PM03 | 305 | 5Y L4F16 Horizontal Sealer Replacement | Filler No 16 L4 Fuji Fw 7t | A | 0190E003 | 2019-07-05 | 2010-08-14 | PHONGGE
0190-040-507 | 404507 | 0190-COF-FNP-L04-FILLER03 | PM03 | 305 | 5Y L4F15 Horizontal Sealer Replacement | Filler No 15 L4 Fuji Fw 7t | A | 0190E003 | 2019-07-05 | 2010-08-14 | PHONGGE
0190-040-506 | 404507 | 0190-COF-FNP-L04-FILLER02 | PM03 | 305 | 5Y L4F14 Horizontal Sealer Replacement | Filler No 14 L4 Fuji Fw 7t | A | 0190E003 | 2019-07-05 | 2010-08-14 | PHONGGE
0190-040-505 | 404507 | 0190-COF-FNP-L04-FILLER01 | PM03 | 305 | 5Y L4F13 Horizontal Sealer Replacement | Filler No 13 L4 Fuji Fw 7t | A | 0190E003 | 2019-07-05 | 2010-08-14 | PHONGGE
0190-040-504 | 404507 | 0190-COF-FNP-L03-FILLER04 | PM03 | 305 | 5Y L3F12 Horizontal Sealer Replacement | Filler No 12 L3 Fuji Fw 7t | B | 0190E003 | 2017-12-19 | 2010-08-14 | PHOROSCOFE
0190-040-503 | 404507 | 0190-COF-FNP-L03-FILLER03 | PM03 | 305 | 5Y L3F11 Horizontal Sealer Replacement | Filler No 11 L3 Fuji Fw 7t | B | 0190E003 | 2017-12-19 | 2010-08-14 | PHOROSCOFE
0190-040-502 | 404507 | 0190-COF-FNP-L03-FILLER02 | PM03 | 305 | 5Y L3F10 Horizontal Sealer Replacement | Filler No 10 L3 Fuji Fw 7t | B | 0190E003 | 2017-12-19 | 2010-08-14 | PHOROSCOFE
0190-040-501 | 404507 | 0190-COF-FNP-L03-FILLER01 | PM03 | 305 | 5Y L3F9 Horizontal Sealer Replacement | Filler No 9 L3 Fuji Fw 7t | B | 0190E003 | 2017-12-19 | 2010-08-14 | PHOROSCOFE
0190-040-500 | 404507 | 0190-COF-FNP-L02-FILLER04 | PM03 | 305 | 5Y L2F8 Horizontal Sealer Replacement | Filler No 8 L2 Fuji Fw 7t | B | 0190E003 | 2014-10-22 | 2010-08-14 | PHCABIOPE
0190-040-499 | 404507 | 0190-COF-FNP-L02-FILLER03 | PM03 | 305 | 5Y L2F7 Horizontal Sealer Replacement | Filler No 7 L2 Fuji Fw 7t | B | 0190E003 | 2014-10-22 | 2010-08-14 | PHCABIOPE
0190-040-498 | 404507 | 0190-COF-FNP-L02-FILLER02 | PM03 | 305 | 5Y L2F6 Horizontal Sealer Replacement | Filler No 6 L2 Fuji Fw 7t | B | 0190E003 | 2014-10-22 | 2010-08-14 | PHCABIOPE
0190-040-497 | 404507 | 0190-COF-FNP-L02-FILLER01 | PM03 | 305 | 5Y L2F5 Horizontal Sealer Replacement | Filler No 5 L2 | B | 0190E003 | 2014-10-22 | 2010-08-14 | PHCABIOPE
0190-040-496 | 404507 | 0190-COF-FNP-L01-FILLER04 | PM03 | 305 | 5Y L1F4 Horizontal Sealer Replacement | Filler No 4 L1 | A | 0190E003 | 2019-07-05 | 2010-08-14 | PHONGGE
0190-040-495 | 404507 | 0190-COF-FNP-L01-FILLER03 | PM03 | 305 | 5Y L1F3 Horizontal Sealer Replacement | Filler No 3 L1 | A | 0190E003 | 2019-07-06 | 2010-08-14 | PHONGGE
0190-040-494 | 404507 | 0190-COF-FNP-L01-FILLER02 | PM03 | 305 | 5Y L1F2 Horizontal Sealer Replacement | Filler No 2 L1 | A | 0190E003 | 2020-02-07 | 2010-08-14 | PHONGGE
0190-040-493 | 404507 | 0190-COF-FNP-L01-FILLER01 | PM03 | 305 | 5Y L1F1 Horizontal Sealer Replacement | Filler No 1 L1 | A | 0190E003 | 2019-07-05 | 2010-08-14 | PHONGGE
0190-040-492 | 51256 | 0190-COF-FNP-L04-FILLER04 | PM03 | 301 | 1Y L4F4 (4A4-TIC-04.29/02) Calibration | Filler No 16 L4 Fuji Fw 7t | A | 0190E004 | 2020-01-28 | 2010-08-14 | PHOROSCOFE
0190-040-492 | 51256 | 0190-COF-FNP-L04-FILLER04 | PM03 | 301 | 1Y L4F4 (4A4-TIC-04.29/03) Calibration | Filler No 16 L4 Fuji Fw 7t | A | 0190E003 | 2020-01-28 | 2013-05-24 | PHOROSCOFE
0190-040-491 | 51256 | 0190-COF-FNP-L04-FILLER03 | PM03 | 301 | 1Y L4F3 (4A4-TIC-04.28/02) Calibration | Filler No 15 L4 Fuji Fw 7t | A | 0190E004 | 2020-01-28 | 2010-08-14 | PHOROSCOFE
0190-040-491 | 51256 | 0190-COF-FNP-L04-FILLER03 | PM03 | 301 | 1Y L4F3 (4A4-TIC-04.28/03) Calibration | Filler No 15 L4 Fuji Fw 7t | A | 0190E003 | 2020-01-28 | 2013-05-24 | PHOROSCOFE
0190-040-490 | 51256 | 0190-COF-FNP-L04-FILLER02 | PM03 | 301 | 1Y L4F2 (4A4-TIC-04.27/02) Calibration | Filler No 14 L4 Fuji Fw 7t | A | 0190E004 | 2020-01-28 | 2010-08-14 | PHOROSCOFE
0190-040-490 | 51256 | 0190-COF-FNP-L04-FILLER02 | PM03 | 301 | 1Y L4F2 (4A4-TIC-04.27/03) Calibration | Filler No 14 L4 Fuji Fw 7t | A | 0190E004 | 2020-01-28 | 2013-05-24 | PHOROSCOFE
0190-040-489 | 51256 | 0190-COF-FNP-L04-FILLER01 | PM03 | 301 | 18M L4F1 (4A4-TIC-04.26/02) Calibration | Filler No 13 L4 Fuji Fw 7t | A | 0190E004 | 2020-01-28 | 2010-08-14 | PHOROSCOFE
0190-040-489 | 51256 | 0190-COF-FNP-L04-FILLER01 | PM03 | 301 | 18M L4F1 (4A4-TIC-04.26/03) Calibration | Filler No 13 L4 Fuji Fw 7t | A | 0190E004 | 2020-01-28 | 2013-05-24 | PHOROSCOFE
0190-040-488 | 51256 | 0190-COF-FNP-L03-FILLER04 | PM03 | 301 | 1Y L3F4 (4A3-TIC-03.28/02) Calibration | Filler No 12 L3 Fuji Fw 7t | B | 0190E004 | 2017-12-19 | 2010-08-14 | PHOROSCOFE
0190-040-488 | 51256 | 0190-COF-FNP-L03-FILLER04 | PM03 | 301 | 1Y L3F4 (4A3-TIC-03.28/03) Calibration | Filler No 12 L3 Fuji Fw 7t | B | 0190E003 | 2017-12-19 | 2013-05-25 | PHOROSCOFE
0190-040-487 | 51256 | 0190-COF-FNP-L03-FILLER03 | PM03 | 301 | 1Y L3F3 (4A3-TIC-03.27/02) Calibration | Filler No 11 L3 Fuji Fw 7t | B | 0190E004 | 2017-12-19 | 2010-08-14 | PHOROSCOFE
0190-040-487 | 51256 | 0190-COF-FNP-L03-FILLER03 | PM03 | 301 | 1Y L3F3 (4A3-TIC-03.27/03) Calibration | Filler No 11 L3 Fuji Fw 7t | B | 0190E004 | 2017-12-19 | 2013-05-25 | PHOROSCOFE
0190-040-486 | 51256 | 0190-COF-FNP-L03-FILLER02 | PM03 | 301 | 1Y L3F2 (4A3-TIC-03.26/02) Calibration | Filler No 10 L3 Fuji Fw 7t | B | 0190E004 | 2017-12-19 | 2010-08-14 | PHOROSCOFE
0190-040-486 | 51256 | 0190-COF-FNP-L03-FILLER02 | PM03 | 301 | 1Y L3F2 (4A3-TIC-03.26/03) Calibration | Filler No 10 L3 Fuji Fw 7t | B | 0190E003 | 2017-12-19 | 2013-05-25 | PHOROSCOFE
0190-040-485 | 51256 | 0190-COF-FNP-L03-FILLER01 | PM03 | 301 | 1Y L3F1 (4A3-TIC-03.25/02) Calibration | Filler No 9 L3 Fuji Fw 7t | B | 0190E004 | 2017-12-19 | 2010-08-14 | PHOROSCOFE
0190-040-485 | 51256 | 0190-COF-FNP-L03-FILLER01 | PM03 | 301 | 1Y L3F1 (4A3-TIC-03.25/03) Calibration | Filler No 9 L3 Fuji Fw 7t | B | 0190E004 | 2017-12-19 | 2013-05-25 | PHOROSCOFE
0190-040-484 | 51256 | 0190-COF-FNP-L02-FILLER04 | PM03 | 301 | 18M L2F4 (4A2-TIC-02.32/02) Calibration | Filler No 8 L2 Fuji Fw 7t | B | 0190E004 | 2015-04-07 | 2010-08-14 | PHCABIOPE
0190-040-484 | 51256 | 0190-COF-FNP-L02-FILLER04 | PM03 | 301 | 18M L2F4 (4A2-TIC-02.32/03) Calibration | Filler No 8 L2 Fuji Fw 7t | B | 0190E003 | 2015-04-07 | 2013-05-23 | PHCABIOPE
0190-040-483 | 51256 | 0190-COF-FNP-L02-FILLER03 | PM03 | 301 | 1Y L2F3 4A2-TIC-02.31/01 Calibration | Filler No 7 L2 Fuji Fw 7t | B | 0190E004 | 2014-10-22 | 2010-08-14 | PHCABIOPE
0190-040-483 | 51256 | 0190-COF-FNP-L02-FILLER03 | PM03 | 301 | 1Y L2F3 (4A2-TIC-02.31/03) Calibration | Filler No 7 L2 Fuji Fw 7t | B | 0190E003 | 2014-10-22 | 2013-05-23 | PHCABIOPE
0190-040-482 | 51256 | 0190-COF-FNP-L02-FILLER02 | PM03 | 301 | 1Y L2F2 (4A2-TIC-02.30/02) Calibration | Filler No 6 L2 Fuji Fw 7t | B | 0190E004 | 2014-10-22 | 2010-08-14 | PHCABIOPE
0190-040-482 | 51256 | 0190-COF-FNP-L02-FILLER02 | PM03 | 301 | 1Y L2F2 (4A2-TIC-02.30/03) Calibration | Filler No 6 L2 Fuji Fw 7t | B | 0190E004 | 2014-10-22 | 2013-05-23 | PHCABIOPE
0190-040-481 | 51256 | 0190-COF-FNP-L02-FILLER01 | PM03 | 301 | 1Y L2F1 (4A2-TIC-02.29/03) Calibration | Filler No 5 L2 | B | 0190E004 | 2014-10-22 | 2010-08-14 | PHCABIOPE
0190-040-481 | 51256 | 0190-COF-FNP-L02-FILLER01 | PM03 | 301 | 1Y L2F1 (4A5-TIC-02.29/02) Calibration | Filler No 5 L2 | B | 0190E003 | 2014-10-22 | 2013-05-23 | PHCABIOPE
0190-040-480 | 51256 | 0190-COF-FNP-L01-FILLER04 | PM03 | 301 | 1Y L1F2 (4A1-TIC-01.30/02) Calbration | Filler No 4 L1 | A | 0190E004 | 2020-01-28 | 2010-08-14 | PHOROSCOFE
0190-040-480 | 51256 | 0190-COF-FNP-L01-FILLER04 | PM03 | 301 | 1Y L1F2 (4A1-TIC-01.30/03) Calbration | Filler No 4 L1 | A | 0190E003 | 2020-01-28 | 2013-05-23 | PHOROSCOFE
0190-040-479 | 51256 | 0190-COF-FNP-L01-FILLER03 | PM03 | 301 | 1Y L1F3 (4A1-TIC-01.29/02) Calibration | Filler No 3 L1 | A | 0190E004 | 2020-01-28 | 2010-08-14 | PHOROSCOFE
0190-040-479 | 51256 | 0190-COF-FNP-L01-FILLER03 | PM03 | 301 | 1Y L1F3 (4A1-TIC-01.29/03) Calibration | Filler No 3 L1 | A | 0190E004 | 2020-01-28 | 2013-05-23 | PHOROSCOFE
0190-040-478 | 51256 | 0190-COF-FNP-L01-FILLER02 | PM03 | 301 | 1Y L1F2 (4A1-TIC-01.28/02) Calibration | Filler No 2 L1 | A | 0190E004 | 2020-01-28 | 2010-08-14 | PHOROSCOFE
0190-040-478 | 51256 | 0190-COF-FNP-L01-FILLER02 | PM03 | 301 | 1Y L1F2 (4A1-TIC-01.28/03) Calibration | Filler No 2 L1 | A | 0190E004 | 2020-01-28 | 2013-05-23 | PHOROSCOFE
0190-040-477 | 51256 | 0190-COF-FNP-L01-FILLER01 | PM03 | 301 | 1Y L1F1 (4A1-TIC-01.27/03) Calibration | Filler No 1 L1 | A | 0190E004 | 2021-06-03 | 2010-08-14 | PHILAGANAN
0190-040-477 | 51256 | 0190-COF-FNP-L01-FILLER01 | PM03 | 301 | 1Y L1F1 (4A1-TIC-01.27/02) Calibration | Filler No 1 L1 | A | 0190E004 | 2021-06-03 | 2013-05-23 | PHILAGANAN
0190-040-476 | 51255 | 0190-COF-FNP-L04-FILLER04 | PM03 | 305 | 3M E/I L4F4 Vertical Sealing servicing | Filler No 16 L4 Fuji Fw 7t | A | 0190E004 | 2021-03-03 | 2010-08-14 | PHJANAOLO
0190-040-475 | 51255 | 0190-COF-FNP-L04-FILLER03 | PM03 | 305 | 3M E/I L4F3 Vertical Sealing servicing | Filler No 15 L4 Fuji Fw 7t | A | 0190E004 | 2021-03-03 | 2010-08-14 | PHJANAOLO
0190-040-474 | 51255 | 0190-COF-FNP-L04-FILLER02 | PM03 | 305 | 3M E/I L4F2 Vertical Sealing servicing | Filler No 14 L4 Fuji Fw 7t | A | 0190E004 | 2021-03-03 | 2010-08-14 | PHJANAOLO
0190-040-473 | 51255 | 0190-COF-FNP-L04-FILLER01 | PM03 | 305 | 3M E/I L4F1 Vertical Sealing servicing | Filler No 13 L4 Fuji Fw 7t | A | 0190E004 | 2021-03-03 | 2010-08-14 | PHJANAOLO
0190-040-472 | 51255 | 0190-COF-FNP-L03-FILLER04 | PM03 | 305 | 3M E/I L3F4 Vertical Sealing servicing | Filler No 12 L3 Fuji Fw 7t | B | 0190E004 | 2012-01-21 | 2010-08-14 | PHSANTANJO
0190-040-471 | 51255 | 0190-COF-FNP-L03-FILLER03 | PM03 | 305 | 3M E/I L3F3 Vertical Sealing servicing | Filler No 11 L3 Fuji Fw 7t | B | 0190E004 | 2012-01-21 | 2010-08-14 | PHSANTANJO
0190-040-470 | 51255 | 0190-COF-FNP-L03-FILLER02 | PM03 | 305 | 3M E/I L3F2 Vertical Sealing servicing | Filler No 10 L3 Fuji Fw 7t | B | 0190E004 | 2012-01-21 | 2010-08-14 | PHSANTANJO
0190-040-469 | 51255 | 0190-COF-FNP-L03-FILLER01 | PM03 | 305 | 3M E/I L3F1 Vertical Sealing servicing | Filler No 9 L3 Fuji Fw 7t | B | 0190E004 | 2012-01-21 | 2010-08-13 | PHSANTANJO
0190-040-468 | 572036 | 0190-COF-FNP-L01-WRPARND04-CONFLUENCE01 | PM03 | 305 | 104W L1KS Confluence TimingBelt Replcmnt | Confluence Loading Pusher Head No. 4 | B | 0190E003 | 2021-03-19 | 2010-08-13 | PHILAGANAN
0190-040-467 | 572036 | 0190-COF-FNP-L01-WRPARND03-CONFLUENCE01 | PM03 | 305 | 104W L1KS Confluence TimingBelt Replcmnt | Confluence Loading Pusher Head No. 3 | B | 0190E003 | 2021-03-19 | 2010-08-13 | PHILAGANAN
0190-040-466 | 572036 | 0190-COF-FNP-L01-WRPARND02-CONFLUENCE01 | PM03 | 305 | 104W L1KS Confluence TimingBelt Replcmnt | Confluence Loading Pusher Head No. 2 | B | 0190E003 | 2021-03-19 | 2010-08-13 | PHILAGANAN
0190-040-465 | 572036 | 0190-COF-FNP-L01-WRPARND01-CONFLUENCE01 | PM03 | 305 | 104W L1KS Confluence TimingBelt Replcmnt | Confluence Loading Pusher Head No. 1 | B | 0190E003 | 2021-03-19 | 2010-08-13 | PHILAGANAN
0190-040-464 | 51255 | 0190-COF-FNP-L01-FILLER04 | PM03 | 305 | 3M E/I L1F4 Vertical Sealing servicing | Filler No 4 L1 | A | 0190E004 | 2012-01-21 | 2010-08-13 | PHSANTANJO
0190-040-463 | 51255 | 0190-COF-FNP-L01-FILLER03 | PM03 | 305 | 3M E/I L1F3 Vertical Sealing servicing | Filler No 3 L1 | A | 0190E004 | 2012-01-21 | 2010-08-13 | PHSANTANJO
0190-040-462 | 51255 | 0190-COF-FNP-L01-FILLER02 | PM03 | 305 | 3M E/I L1F2 Vertical Sealing servicing | Filler No 2 L1 | A | 0190E004 | 2012-01-21 | 2010-08-13 | PHSANTANJO
0190-040-461 | 51255 | 0190-COF-FNP-L01-FILLER01 | PM03 | 305 | 3M E/I L1F1 Vertical Sealing servicing | Filler No 1 L1 | A | 0190E004 | 2012-01-21 | 2010-08-13 | PHSANTANJO
0190-040-460 | 404768 | 0190-COF-FNP-L07-FILLER02 | PM03 | 305 | 6M L7F1 MECH FUJI Counter Roller Serv'g | Filler No 19 L7 Fuji Fw 7t | B | 0190E003 | 2017-12-19 | 2010-08-13 | PHOROSCOFE
0190-040-460 | 404768 | 0190-COF-FNP-L07-FILLER03 | PM03 | 305 | 6M L7F2 MECH FUJI Counter Roller Serv'g | Filler No 20 L7 Fuji Fw 7t | B | 0190E003 | 2017-12-19 | 2013-07-01 | PHOROSCOFE
0190-040-460 | 404768 | 0190-COF-FNP-L07-FILLER05 | PM03 | 305 | 6M L7F3 MECH FUJI Counter Roller Serv'g | Filler No 21 L7 Fuji Fw 7t | B | 0190E003 | 2017-12-19 | 2013-07-01 | PHOROSCOFE
0190-040-460 | 404768 | 0190-COF-FNP-L07-FILLER06 | PM03 | 305 | 6M L7F4 MECH FUJI Counter Roller Serv'g | Filler No 22 L7 Fuji Fw 7t | B | 0190E003 | 2017-12-19 | 2013-07-01 | PHOROSCOFE
0190-040-459 | 404768 | 0190-COF-FNP-L04-FILLER01-DRAWDOWNASSY01 | PM03 | 305 | 104W L4FM13 Counter Roller Replace Mech | Draw Down Belt Drive Assembly L4 F13 | A | 0190E003 | 2021-03-19 | 2010-08-13 | PHILAGANAN
0190-040-459 | 404768 | 0190-COF-FNP-L04-FILLER02-DRAWDOWNASSY01 | PM03 | 305 | 104W L4FM14 Counter Roller Replace Mech | Draw Down Belt Drive Assembly L4 F14 | A | 0190E003 | 2021-03-19 | 2013-07-01 | PHILAGANAN
0190-040-459 | 404768 | 0190-COF-FNP-L04-FILLER03-DRAWDOWNASSY01 | PM03 | 305 | 104W L4FM15 Counter Roller Replace Mech | Draw Down Belt Drive Assembly L4 F15 | A | 0190E003 | 2021-03-19 | 2013-07-01 | PHILAGANAN
0190-040-459 | 404768 | 0190-COF-FNP-L04-FILLER04-DRAWDOWNASSY01 | PM03 | 305 | 104W L4FM16 Counter Roller Replace Mech | Draw Down Belt Drive Assembly L4F16 | A | 0190E003 | 2021-03-19 | 2013-07-01 | PHILAGANAN
0190-040-458 | 404768 | 0190-COF-FNP-L03-FILLER01 | PM03 | 305 | 6M L3F1 MECH FUJI Counter Roller Serv'g | Filler No 9 L3 Fuji Fw 7t | B | 0190E003 | 2017-12-19 | 2010-08-13 | PHOROSCOFE
0190-040-458 | 404768 | 0190-COF-FNP-L03-FILLER02 | PM03 | 305 | 6M L3F2 MECH FUJI Counter Roller Serv'g | Filler No 10 L3 Fuji Fw 7t | B | 0190E003 | 2017-12-19 | 2013-07-01 | PHOROSCOFE
0190-040-458 | 404768 | 0190-COF-FNP-L03-FILLER03 | PM03 | 305 | 6M L3F3 MECH FUJI Counter Roller Serv'g | Filler No 11 L3 Fuji Fw 7t | B | 0190E003 | 2017-12-19 | 2013-07-01 | PHOROSCOFE
0190-040-458 | 404768 | 0190-COF-FNP-L03-FILLER04 | PM03 | 305 | 6M L3F4 MECH FUJI Counter Roller Serv'g | Filler No 12 L3 Fuji Fw 7t | B | 0190E003 | 2017-12-19 | 2013-07-01 | PHOROSCOFE
0190-040-457 | 404768 | 0190-COF-FNP-L02-FILLER01 | PM03 | 305 | 6M L2F1 MECH FUJI Counter Roller Serv'g | Filler No 5 L2 | B | 0190E003 | 2014-10-22 | 2010-08-13 | PHCABIOPE
0190-040-457 | 404768 | 0190-COF-FNP-L02-FILLER02 | PM03 | 305 | 6M L2F2 MECH FUJI Counter Roller Serv'g | Filler No 6 L2 Fuji Fw 7t | B | 0190E003 | 2014-10-22 | 2013-07-01 | PHCABIOPE
0190-040-457 | 404768 | 0190-COF-FNP-L02-FILLER03 | PM03 | 305 | 6M L2F3 MECH FUJI Counter Roller Serv'g | Filler No 7 L2 Fuji Fw 7t | B | 0190E003 | 2014-10-22 | 2013-07-01 | PHCABIOPE
0190-040-457 | 404768 | 0190-COF-FNP-L02-FILLER04 | PM03 | 305 | 6M L2F4 MECH FUJI Counter Roller Serv'g | Filler No 8 L2 Fuji Fw 7t | B | 0190E003 | 2014-10-22 | 2013-07-01 | PHCABIOPE
0190-040-456 | 404768 | 0190-COF-FNP-L01-FILLER01-DRAWDOWNASSY01 | PM03 | 305 | 10W L1FM1 Counter Roller Replace Mech | Draw Down Belt Drive Assembly L1F1 | A | 0190E003 | 2021-03-19 | 2010-08-13 | PHILAGANAN
0190-040-456 | 404768 | 0190-COF-FNP-L01-FILLER02-DRAWDOWNASSY01 | PM03 | 305 | 10W L1FM2 Counter Roller Replace Mech | Draw Down Belt Drive Assembly L1F2 | A | 0190E003 | 2021-03-19 | 2013-07-01 | PHILAGANAN
0190-040-456 | 404768 | 0190-COF-FNP-L01-FILLER03-DRAWDOWNASSY01 | PM03 | 305 | 10W L1FM3 Counter Roller Replace Mech | Draw Down Belt Drive Assembly L1F3 | A | 0190E003 | 2021-03-19 | 2013-07-01 | PHILAGANAN
0190-040-456 | 404768 | 0190-COF-FNP-L01-FILLER04-DRAWDOWNASSY01 | PM03 | 305 | 10W L1FM4 Counter Roller Replace Mech | Draw Down Belt Drive Assembly L1F4 | A | 0190E003 | 2021-03-19 | 2013-07-01 | PHILAGANAN
0190-040-455 | 62225 | 0190-COF-FNP-L07-XRAY01 | PM03 | 305 | 8W L7 X-Ray ACU Filter Servicing | X-Ray Machine Line-07 | A | 0190E021 | 2017-12-19 | 2010-08-13 | PHOROSCOFE
0190-040-454 | 62225 | 0190-COF-FNP-L04-XRAY01-ACUASSEMBLY01 | PM03 | 305 | 8W L4 X-Ray ACU Servicing | X-ray Air Conditioning Unit Assembly | A | 0190E004 | 2021-11-26 | 2010-08-13 | PHONGGE
0190-040-453 | 62225 | 0190-COF-FNP-L12-XRAYMA01 | PM03 | 305 | 8W L12 X-Ray ACU Servicing | X-ray Machine Line 12 | A | 0190E003 | 2021-03-19 | 2010-08-13 | PHILAGANAN
0190-040-452 | 62225 | 0190-COF-FNP-L09-XRAYMA01 | PM03 | 305 | 8W L9 X-Ray ACU Servicing | X-ray Machine Line 9 | A | 0190E003 | 2021-03-19 | 2010-08-13 | PHILAGANAN
0190-040-451 | 62225 | 0190-COF-FNP-L01-XRAY01-ACUASSEMBLY01 | PM03 | 305 | 8W L1 X-Ray ACU Servicing | X-ray Air Conditioning Unit Assembly | A | 0190E004 | 2021-03-19 | 2010-08-13 | PHILAGANAN
0190-040-450 | 405158 | 0190-COF-FNP-L09-BOXERE01 | PM03 | 305 | 6M 100g Erector Vacuum Pump Servicing | Box Erector Machine 100g L09 | B | 0190E003 | 2021-03-19 | 2010-08-13 | PHILAGANAN
0190-040-449 | 405158 | 0190-COF-FNP-L12-BOXERCTR01-VACUUM01 | PM03 | 305 | 6M 50g Erector Vacuum Pump Servicing | Box Erector L12 Vaccum System 50g | B | 0190E004 | 2021-03-19 | 2010-08-13 | PHILAGANAN
0190-040-448 | 405137 | 0190-COF-FNP-L04-WRACSR01 | PM03 | 303 | 26W L4 W/A Caser Gearbox Change Oil | Wrap Around Caser Line No4 Fw 607 W | A | 0190E003 | 2021-03-19 | 2010-08-13 | PHILAGANAN
0190-040-447 | 405137 | 0190-COF-FNP-L03-WRACSR01 | PM03 | 303 | 26W L3 W/A Caser Gearbox Change Oil | Wrap Around Caser Line No 3 Fw 607 W | A | 0190E003 | 2017-12-19 | 2010-08-13 | PHOROSCOFE
0190-040-446 | 405137 | 0190-COF-FNP-L02-WRACSR01 | PM03 | 303 | 26W L2 W/A Caser Gearbox Change Oil | Wrap Around Caser Line No 2 Fw 607 W | A | 0190E003 | 2016-04-27 | 2010-08-13 | PHCABIOPE
0190-040-445 | 405137 | 0190-COF-FNP-L01-WRACSR01-MAINDRIVE01 | PM03 | 303 | 26W L1 W/A Caser Gearbox Change Oil | Wrap Around Caser Main Drive Line 1 | B | 0190E003 | 2021-03-19 | 2010-08-13 | PHILAGANAN
0190-040-444 | 567391 | 0190-COF-FNP-L09-FILLER01-DOSINGFNL01 | PM03 | 307 | 3W MESPACK Dedusting Pipe Cleaning | Dosing Head No. 1 | A | 0190E003 | 2020-08-19 | 2010-08-13 | PHOROSCOFE
0190-040-444 | 567391 | 0190-COF-FNP-L12-FILLER01-DOSSINGASSY01 | PM03 | 307 | 3W MESPACK Dedusting Pipe Cleaning | MESPACK Dossing Assembly 01 L12 | A | 0190E004 | 2020-08-19 | 2020-08-19 | PHOROSCOFE
0190-040-443 | 71180 | 0190-COF-PRO-FTS-PIPTRA01 | PM03 | 305 | 6W Pinch Valve Servicing - V22,V23,V27 | FP Tipping Stn Gerike PipeTransport Line | A | 0190E001 | 2021-11-30 | 2010-08-13 | PHDAVODAMA
0190-040-442 | 71179 | 0190-COF-PRO-FTS-PIPTRA01 | PM03 | 307 | 26W PV Pneu Servg -V22,23,27,40,24,25,29 | FP Tipping Stn Gerike PipeTransport Line | A | 0190E001 | 2021-11-30 | 2010-08-13 | PHDAVODAMA
0190-040-441 | 71178 | 0190-COF-PRO-FTS-PIPTRA01 | PM03 | 305 | 3W Pinch Valve Servicing - V40,V24,V25 | FP Tipping Stn Gerike PipeTransport Line | A | 0190E001 | 2021-11-30 | 2010-08-13 | PHDAVODAMA
0190-040-440 | 62087 | 0190-COF-FNP-AUX-COMMON01 | PM03 | 305 | 1Y KS FNP Hand Pallet servicing | Coffee Filling Packing Common | C | 0190E003 | 2021-03-19 | 2010-08-13 | PHILAGANAN
0190-040-439 | 62088 | 0190-COF-FNP-L12-AILSYS01 | PM03 | 305 | 5Y KS FNP L12 AIL Aroma Pump Servicing | AIL System Line-12 | A | 0190E003 | 2021-03-19 | 2010-08-13 | PHILAGANAN
0190-040-438 | 62088 | 0190-COF-FNP-L11-AILSYS01 | PM03 | 305 | 5Y KS FNP L11 AIL Aroma Pump Servicing | AIL System Line-11 | C | 0190E003 | 2020-03-10 | 2010-08-13 | PHOROSCOFE
0190-040-437 | 62088 | 0190-COF-FNP-L09-AILSYS01 | PM03 | 305 | 5Y KS FNP L9 AIL Aroma Pump Servicing | AIL System Line-9 | A | 0190E003 | 2021-03-19 | 2010-08-13 | PHILAGANAN
0190-040-436 | 62088 | 0190-COF-FNP-L07-AILSYS01 | PM03 | 305 | 5Y KS FNP L7 AIL Aroma Pump Servicing | AIL System Line-7 | C | 0190E003 | 2017-12-19 | 2010-08-13 | PHOROSCOFE
0190-040-435 | 62088 | 0190-COF-FNP-L04-AILSYS01-DOSINGPUMP01 | PM03 | 305 | 5Y KS FNP L04 AIL Aroma Pump Servicing | Aroma Dosing Pump Assembly Line 4 | A | 0190E003 | 2021-11-10 | 2010-08-13 | PHONGGE
0190-040-434 | 62088 | 0190-COF-FNP-L03-AILSYS01 | PM03 | 305 | 5Y KS FNP L3 AIL Aroma Pump Servicing | AIL System Line-3 | C | 0190E003 | 2017-12-19 | 2010-08-13 | PHOROSCOFE
0190-040-433 | 62088 | 0190-COF-FNP-L02-AILSYS01 | PM03 | 305 | 5Y KS FNP L02 AIL Aroma Pump Servicing | AIL System Line-2 | C | 0190E003 | 2014-10-22 | 2010-08-13 | PHCABIOPE
0190-040-432 | 62088 | 0190-COF-FNP-L01-AILSYS01 | PM03 | 305 | 5Y KS FNP L01 AIL Aroma Pump Servicing | AIL System Line-1 | A | 0190E003 | 2021-11-10 | 2010-08-13 | PHONGGE
0190-040-432 | 62088 | 0190-COF-FNP-L01-AILSYS01-DOSINGPUMP01 | PM03 | 305 | 5Y KS FNP L1 AIL Aroma Pump Servicing | Aroma Dosing Pump Line 1 | A | 0190E003 |  | 2021-11-10
0190-040-431 | 62044 | 0190-COF-FNP-L12-FILLER01 | PM03 | 305 | 1Y L12 Doypack Mobile Carrier Assy Servg | Filler Mes Pack H-360 FET L12 | A | 0190E003 | 2014-09-17 | 2010-08-13 | PHCABIOPE
0190-040-430 | 62044 | 0190-COF-FNP-L11-FILLER01 | PM03 | 305 | 1Y L11 Doypack Mobile Carrier Assy Servg | Filler Mes Pack H-360 FET L11 | A | 0190E003 | 2014-09-17 | 2010-08-13 | PHCABIOPE
0190-040-429 | 62044 | 0190-COF-FNP-L09-FILLER01 | PM03 | 305 | 1Y L09 Doypack Mobile Carrier Assy Servg | Filler Mes pack H-320 FED L09 | A | 0190E003 | 2014-09-17 | 2010-08-13 | PHCABIOPE
0190-040-428 | 51248 | 0190-COF-FNP-L04-FILLER04-VERTSEALER01 | PM03 | 305 | 52W L4F4 Vertical Sealer Assy Servicing | Vertical Sealing Jaw Assembly L4F16 | A | 0190E003 | 2021-03-19 | 2010-08-13 | PHILAGANAN
0190-040-427 | 430015 | 0190-COF-FNP-L04-FILLER03-VERTSEALER01 | PM03 | 305 | 52W L4F3 Vertical Sealer Assy Servicing | Vertical Sealing Jaw Assembly L4 F15 | A | 0190E003 | 2021-03-19 | 2010-08-13 | PHILAGANAN
0190-040-426 | 51248 | 0190-COF-FNP-L04-FILLER02-VERTSEALER01 | PM03 | 305 | 52W L4F2 Vertical Sealer Assy Servicing | Vertical Sealing Jaw Assembly L4F14 | A | 0190E003 | 2021-03-19 | 2010-08-13 | PHILAGANAN
0190-040-425 | 430015 | 0190-COF-FNP-L04-FILLER01-VERTSEALER01 | PM03 | 305 | 52W L4F1 Vertical Sealer Assy Servicing | Vertical Sealing Jaw Assembly L4F13 | A | 0190E003 | 2021-03-19 | 2010-08-13 | PHILAGANAN
0190-040-424 | 430015 | 0190-COF-FNP-L03-FILLER04-VERTSEALER01 | PM03 | 305 | 52W L3F4 Vertical Sealer Assy Servicing | Vertical Sealing Jaw Assembly L3F12 | B | 0190E003 | 2017-12-19 | 2010-08-13 | PHOROSCOFE
0190-040-423 | 51248 | 0190-COF-FNP-L03-FILLER03-VERTSEALER01 | PM03 | 305 | 52W L3F3 Vertical Sealer Assy Servicing | Vertical Sealing Jaw Assembly L3F11 | B | 0190E003 | 2017-12-19 | 2010-08-13 | PHOROSCOFE
0190-040-422 | 51248 | 0190-COF-FNP-L03-FILLER02-VERTSEALER01 | PM03 | 305 | 52W L3F2 Vertical Sealer Assy Servicing | Vertical Sealing Jaw Assembly L3F10 | B | 0190E003 | 2017-12-19 | 2010-08-13 | PHOROSCOFE
0190-040-421 | 51248 | 0190-COF-FNP-L03-FILLER01-VERTSEALER01 | PM03 | 305 | 52W L3F1 Vertical Sealer Assy Servicing | Vertical Sealing Jaw Assembly L3F9 | B | 0190E003 | 2017-12-19 | 2010-08-13 | PHOROSCOFE
0190-040-420 | 51248 | 0190-COF-FNP-L02-FILLER04 | PM03 | 305 | 1Y L2F4 Vertical Sealer Assy Servicing | Filler No 8 L2 Fuji Fw 7t | B | 0190E003 | 2014-10-22 | 2010-08-13 | PHCABIOPE
0190-040-419 | 51248 | 0190-COF-FNP-L02-FILLER03 | PM03 | 305 | 1Y L2F3 Vertical Sealer Assy Servicing | Filler No 7 L2 Fuji Fw 7t | B | 0190E003 | 2014-10-22 | 2010-08-13 | PHCABIOPE
0190-040-418 | 51248 | 0190-COF-FNP-L02-FILLER02 | PM03 | 305 | 1Y L2F2 Vertical Sealer Assy Servicing | Filler No 6 L2 Fuji Fw 7t | B | 0190E003 | 2014-10-22 | 2010-08-13 | PHCABIOPE
0190-040-417 | 51248 | 0190-COF-FNP-L02-FILLER01 | PM03 | 305 | 1Y L2F1 Vertical Sealer Assy Servicing | Filler No 5 L2 | B | 0190E003 | 2014-10-22 | 2010-08-13 | PHCABIOPE
0190-040-416 | 430015 | 0190-COF-FNP-L01-FILLER04-VERTSEALER01 | PM03 | 305 | 52W L1F4 Vertical Sealer Assy Servicing | Vertical Sealing Jaw Assembly L1F4 | A | 0190E003 | 2021-03-03 | 2010-08-13 | PHJANAOLO
0190-040-415 | 51248 | 0190-COF-FNP-L01-FILLER03-VERTSEALER01 | PM03 | 305 | 52W L1F3 Vertical Sealer Assy Servicing | Vertical Sealing Jaw Assembly L1F3 | A | 0190E003 | 2021-03-03 | 2010-08-13 | PHJANAOLO
0190-040-414 | 430015 | 0190-COF-FNP-L01-FILLER02-VERTSEALER01 | PM03 | 305 | 52W L1F2 Vertical Sealer Assy Servicing | Vertical Sealing Jaw Assembly L1F2 | A | 0190E003 | 2021-03-03 | 2010-08-13 | PHJANAOLO
0190-040-413 | 51248 | 0190-COF-FNP-L01-FILLER01-VERTSEALER01 | PM03 | 305 | 52W L1F1 Vertical Sealer Assy Servicing | Vertical Sealing Jaw Assembly L1F1 | A | 0190E003 | 2021-03-03 | 2010-08-13 | PHJANAOLO
0190-040-412 | 51246 | 0190-COF-FNP-L04-FILLER04 | PM03 | 305 | 1ML4F4 Forming Tube Counter roller servg | Filler No 16 L4 Fuji Fw 7t | A | 0190E003 | 2011-06-18 | 2010-08-13 | PHSANTANJO
0190-040-411 | 51246 | 0190-COF-FNP-L04-FILLER03 | PM03 | 305 | 1ML4F3 Forming Tube Counter roller servg | Filler No 15 L4 Fuji Fw 7t | A | 0190E003 | 2011-06-18 | 2010-08-13 | PHSANTANJO
0190-040-410 | 51246 | 0190-COF-FNP-L04-FILLER02 | PM03 | 305 | 1ML4F2 Forming Tube Counter roller servg | Filler No 14 L4 Fuji Fw 7t | A | 0190E003 | 2011-06-18 | 2010-08-13 | PHSANTANJO
0190-040-409 | 51246 | 0190-COF-FNP-L04-FILLER01 | PM03 | 305 | 1ML4F1 Forming Tube Counter roller servg | Filler No 13 L4 Fuji Fw 7t | A | 0190E003 | 2011-06-18 | 2010-08-13 | PHSANTANJO
0190-040-408 | 51246 | 0190-COF-FNP-L03-FILLER04 | PM03 | 305 | 1ML3F4 Forming Tube Counter roller servg | Filler No 12 L3 Fuji Fw 7t | B | 0190E003 | 2011-06-18 | 2010-08-13 | PHSANTANJO
0190-040-407 | 51246 | 0190-COF-FNP-L03-FILLER03 | PM03 | 305 | 1ML3F3 Forming Tube Counter roller servg | Filler No 11 L3 Fuji Fw 7t | B | 0190E003 | 2011-06-18 | 2010-08-13 | PHSANTANJO
0190-040-406 | 51246 | 0190-COF-FNP-L03-FILLER02 | PM03 | 305 | 1ML3F2 Forming Tube Counter roller servg | Filler No 10 L3 Fuji Fw 7t | B | 0190E003 | 2011-06-18 | 2010-08-13 | PHSANTANJO
0190-040-405 | 51246 | 0190-COF-FNP-L03-FILLER01 | PM03 | 305 | 1ML3F1 Forming Tube Counter roller servg | Filler No 9 L3 Fuji Fw 7t | B | 0190E003 | 2011-06-18 | 2010-08-13 | PHSANTANJO
0190-040-404 | 51246 | 0190-COF-FNP-L02-FILLER04 | PM03 | 305 | 1ML2F4 Forming Tube Counter roller servg | Filler No 8 L2 Fuji Fw 7t | B | 0190E003 | 2011-06-18 | 2010-08-13 | PHSANTANJO
0190-040-403 | 51246 | 0190-COF-FNP-L02-FILLER03 | PM03 | 305 | 1ML2F3 Forming Tube Counter roller servg | Filler No 7 L2 Fuji Fw 7t | B | 0190E003 | 2011-06-18 | 2010-08-13 | PHSANTANJO
0190-040-402 | 51246 | 0190-COF-FNP-L02-FILLER02 | PM03 | 305 | 1ML2F2 Forming Tube Counter roller servg | Filler No 6 L2 Fuji Fw 7t | B | 0190E003 | 2011-06-18 | 2010-08-13 | PHSANTANJO
0190-040-401 | 51246 | 0190-COF-FNP-L02-FILLER01 | PM03 | 305 | 1ML2F1 Forming Tube Counter roller servg | Filler No 5 L2 | B | 0190E003 | 2011-06-18 | 2010-08-13 | PHSANTANJO
0190-040-400 | 51246 | 0190-COF-FNP-L01-FILLER04 | PM03 | 305 | 1ML1F4 Forming Tube Counter roller servg | Filler No 4 L1 | A | 0190E003 | 2011-06-18 | 2010-08-13 | PHSANTANJO
0190-040-399 | 51246 | 0190-COF-FNP-L01-FILLER03 | PM03 | 305 | 1ML1F3 Forming Tube Counter roller servg | Filler No 3 L1 | A | 0190E003 | 2011-06-18 | 2010-08-13 | PHSANTANJO
0190-040-398 | 51246 | 0190-COF-FNP-L01-FILLER02 | PM03 | 305 | 1ML1F2 Forming Tube Counter roller servg | Filler No 2 L1 | A | 0190E003 | 2011-06-18 | 2010-08-13 | PHSANTANJO
0190-040-397 | 51246 | 0190-COF-FNP-L01-FILLER01-DOSINGASSY01 | PM03 | 305 | 4WL1F1 Forming Tube Counter roller servg | Dosing Assembly L1F1 | A | 0190E003 | 2016-07-20 | 2010-08-13 | PHCABIOPE
0190-040-396 | 51244 | 0190-COF-FNP-L04-FILLER04 | PM03 | 305 | 1MON MECH L4F4 Forming Collar servicing | Filler No 16 L4 Fuji Fw 7t | A | 0190E003 | 2011-06-18 | 2010-08-13 | PHSANTANJO
0190-040-395 | 51244 | 0190-COF-FNP-L04-FILLER03 | PM03 | 305 | 1MON MECH L4F3 Forming Collar servicing | Filler No 15 L4 Fuji Fw 7t | A | 0190E003 | 2011-06-18 | 2010-08-13 | PHSANTANJO
0190-040-394 | 51244 | 0190-COF-FNP-L04-FILLER02 | PM03 | 305 | 1MON MECH L4F2 Forming Collar servicing | Filler No 14 L4 Fuji Fw 7t | A | 0190E003 | 2011-06-18 | 2010-08-13 | PHSANTANJO
0190-040-393 | 51244 | 0190-COF-FNP-L04-FILLER01 | PM03 | 305 | 1MON MECH L4F1 Forming Collar servicing | Filler No 13 L4 Fuji Fw 7t | A | 0190E003 | 2011-06-18 | 2010-08-13 | PHSANTANJO
0190-040-392 | 51244 | 0190-COF-FNP-L03-FILLER04 | PM03 | 305 | 1MON MECH L3F4 Forming Collar servicing | Filler No 12 L3 Fuji Fw 7t | B | 0190E003 | 2011-06-18 | 2010-08-13 | PHSANTANJO
0190-040-391 | 51244 | 0190-COF-FNP-L03-FILLER03 | PM03 | 305 | 1MON MECH L3F3 Forming Collar servicing | Filler No 11 L3 Fuji Fw 7t | B | 0190E003 | 2011-06-18 | 2010-08-13 | PHSANTANJO
0190-040-390 | 51244 | 0190-COF-FNP-L03-FILLER02 | PM03 | 305 | 1MON MECH L3F2 Forming Collar servicing | Filler No 10 L3 Fuji Fw 7t | B | 0190E003 | 2011-06-18 | 2010-08-13 | PHSANTANJO
0190-040-389 | 51244 | 0190-COF-FNP-L03-FILLER01 | PM03 | 305 | 1MON MECH L3F1 Forming Collar servicing | Filler No 9 L3 Fuji Fw 7t | B | 0190E003 | 2011-06-18 | 2010-08-13 | PHSANTANJO
0190-040-388 | 51244 | 0190-COF-FNP-L02-FILLER04 | PM03 | 305 | 1MON MECH L2F4 Forming Collar servicing | Filler No 8 L2 Fuji Fw 7t | B | 0190E003 | 2011-06-18 | 2010-08-13 | PHSANTANJO
0190-040-387 | 51244 | 0190-COF-FNP-L02-FILLER03 | PM03 | 305 | 1MON MECH L2F3 Forming Collar servicing | Filler No 7 L2 Fuji Fw 7t | B | 0190E003 | 2011-06-18 | 2010-08-13 | PHSANTANJO
0190-040-386 | 68975 | 0190-WST-FNP-L12-EMPTCASCVY01 | PM03 | 305 | 52W L12 Empty Case Conveyor Servicing | Empty Case Conveyor L12 | C | 0190E003 | 2021-05-09 | 2012-10-09 | PHONGGE
0190-040-385 | 68974 | 0190-COF-FNP-AUX-COMMON01 | PM03 | 307 | 6M KS FNP Quality Assessment&Improvement | Coffee Filling Packing Common | C | 0190E003 | 2014-09-12 | 2010-08-13 | PHCABIOPE
0190-040-384 | 68973 | 0190-COF-FNP-AUX-COMMON01 | PM03 | 306 | 6M KS FNP Safety Assessment&Improvement | Coffee Filling Packing Common | C | 0190E003 | 2014-09-12 | 2010-08-13 | PHCABIOPE
0190-040-383 | 68972 | 0190-COF-FNP-AUX-DUSCOR02 | PM03 | 305 | 3W Dedusting and Deaeration line Serv'g | Dust Collector for MBU1 & Line 5 MegaBag | A | 0190E003 | 2014-06-02 | 2010-08-13 | PHCABIOPE
0190-040-382 | 68971 | 0190-COF-PRO-FTS-PIPTRA01 | PM03 | 305 | 26W Gericke Powder Transport line Serv'g | FP Tipping Stn Gerike PipeTransport Line | A | 0190E001 | 2021-11-30 | 2010-08-13 | PHDAVODAMA
0190-040-381 | 68951 | 0190-COF-FNP-AUX-DUSCOR01 | PM03 | 305 | 26W Dedusting Centriclone Servicing | Dust Collector for AIL Dedusting Line | A | 0190E003 | 2017-08-11 | 2010-08-13 | PHOROSCOFE
0190-040-380 | 51230 | 0190-COF-FNP-L04-FILLER04 | PM03 | 305 | 1YL4F4Film Feed B-Drive Pneu cyldr servg | Filler No 16 L4 Fuji Fw 7t | A | 0190E003 | 2019-07-22 | 2010-08-11 | PHONGGE
0190-040-379 | 51230 | 0190-COF-FNP-L04-FILLER03 | PM03 | 305 | 1YL4F3Film Feed B-Drive Pneu cyldr servg | Filler No 15 L4 Fuji Fw 7t | A | 0190E003 | 2019-07-22 | 2010-08-11 | PHONGGE
0190-040-378 | 51230 | 0190-COF-FNP-L04-FILLER02 | PM03 | 305 | 1YL4F2Film Feed B-Drive Pneu cyldr servg | Filler No 14 L4 Fuji Fw 7t | A | 0190E003 | 2019-07-22 | 2010-08-11 | PHONGGE
0190-040-377 | 51230 | 0190-COF-FNP-L04-FILLER01 | PM03 | 305 | 1YL4F1Film Feed B-Drive Pneu cyldr servg | Filler No 13 L4 Fuji Fw 7t | A | 0190E003 | 2019-07-22 | 2010-08-11 | PHONGGE
0190-040-376 | 51230 | 0190-COF-FNP-L03-FILLER04 | PM03 | 305 | 1YL3F4Film Feed B-Drive Pneu cyldr servg | Filler No 12 L3 Fuji Fw 7t | B | 0190E003 | 2017-12-19 | 2010-08-11 | PHOROSCOFE
0190-040-375 | 51230 | 0190-COF-FNP-L03-FILLER03 | PM03 | 305 | 1YL3F3Film Feed B-Drive Pneu cyldr servg | Filler No 11 L3 Fuji Fw 7t | B | 0190E003 | 2017-12-19 | 2010-08-11 | PHOROSCOFE
0190-040-374 | 51230 | 0190-COF-FNP-L03-FILLER02 | PM03 | 305 | 1YL3F2Film Feed B-Drive Pneu cyldr servg | Filler No 10 L3 Fuji Fw 7t | B | 0190E003 | 2017-12-19 | 2010-08-11 | PHOROSCOFE
0190-040-373 | 51230 | 0190-COF-FNP-L03-FILLER01 | PM03 | 305 | 1YL3F1Film Feed B-Drive Pneu cyldr servg | Filler No 9 L3 Fuji Fw 7t | B | 0190E003 | 2017-12-19 | 2010-08-11 | PHOROSCOFE
0190-040-372 | 51230 | 0190-COF-FNP-L02-FILLER04 | PM03 | 305 | 1YL2F4Film Feed B-Drive Pneu cyldr servg | Filler No 8 L2 Fuji Fw 7t | B | 0190E003 | 2014-10-22 | 2010-08-11 | PHCABIOPE
0190-040-371 | 51230 | 0190-COF-FNP-L02-FILLER03 | PM03 | 305 | 1YL2F3Film Feed B-Drive Pneu cyldr servg | Filler No 7 L2 Fuji Fw 7t | B | 0190E003 | 2014-10-21 | 2010-08-11 | PHCABIOPE
0190-040-370 | 51230 | 0190-COF-FNP-L02-FILLER02 | PM03 | 305 | 1YL2F2Film Feed B-Drive Pneu cyldr servg | Filler No 6 L2 Fuji Fw 7t | B | 0190E003 | 2014-10-21 | 2010-08-11 | PHCABIOPE
0190-040-369 | 51230 | 0190-COF-FNP-L02-FILLER01 | PM03 | 305 | 1YL2F1Film Feed B-Drive Pneu cyldr servg | Filler No 5 L2 | B | 0190E003 | 2014-10-21 | 2010-08-11 | PHCABIOPE
0190-040-368 | 51230 | 0190-COF-FNP-L01-FILLER04 | PM03 | 305 | 1YL1F4Film Feed B-Drive Pneu cyldr servg | Filler No 4 L1 | A | 0190E003 | 2019-07-06 | 2010-08-11 | PHONGGE
0190-040-367 | 51230 | 0190-COF-FNP-L01-FILLER03 | PM03 | 305 | 1YL1F3Film Feed B-Drive Pneu cyldr servg | Filler No 3 L1 | A | 0190E003 | 2019-07-06 | 2010-08-11 | PHONGGE
0190-040-366 | 51230 | 0190-COF-FNP-L01-FILLER02 | PM03 | 305 | 1YL1F2Film Feed B-Drive Pneu cyldr servg | Filler No 2 L1 | A | 0190E003 | 2019-07-06 | 2010-08-11 | PHONGGE
0190-040-365 | 51230 | 0190-COF-FNP-L01-FILLER01-DRAWDOWNASSY01 | PM03 | 305 | 52W L1F1FilmFeed B-Drive Pneucyldr servg | Draw Down Belt Drive Assembly L1F1 | A | 0190E003 | 2019-07-06 | 2010-08-11 | PHONGGE
0190-040-364 | 569371 | 0190-COF-FNP-L04-FILLER04-HORIZSEALER01 | PM03 | 305 | 52W SealJaw Heater Replacement FUJI FM | Horizontal Sealing Jaw Assembly L4F16 | A | 0190E003 | 2021-03-19 | 2010-08-11 | PHILAGANAN
0190-040-363 | 569371 | 0190-COF-FNP-L04-FILLER03-HORIZSEALER01 | PM03 | 305 | 52W SealJaw Heater Replacement FUJI FM | Horizontal Sealing Jaw Assembly L4 F15 | A | 0190E003 | 2021-03-19 | 2010-08-11 | PHILAGANAN
0190-040-362 | 569371 | 0190-COF-FNP-L04-FILLER02-HORIZSEALER01 | PM03 | 305 | 52W SealJaw Heater Replacement FUJI FM | Horizontal Sealing Jaw Assembly L4 F14 | A | 0190E003 | 2021-03-19 | 2010-08-11 | PHILAGANAN
0190-040-361 | 569371 | 0190-COF-FNP-L04-FILLER01-HORIZSEALER01 | PM03 | 305 | 52W SealJaw Heater Replacement FUJI FM | Horizontal Sealing Jaw Assembly L4 F13 | A | 0190E003 | 2021-03-19 | 2010-08-11 | PHILAGANAN
0190-040-360 | 51229 | 0190-COF-FNP-L03-FILLER04 | PM03 | 305 | 3W L3F12 Draw Down Belt Replacement | Filler No 12 L3 Fuji Fw 7t | B | 0190E003 | 2017-12-19 | 2010-08-11 | PHOROSCOFE
0190-040-359 | 51229 | 0190-COF-FNP-L03-FILLER03 | PM03 | 305 | 3W L3F11 Draw Down Belt Replacement | Filler No 11 L3 Fuji Fw 7t | B | 0190E003 | 2017-12-19 | 2010-08-11 | PHOROSCOFE
0190-040-358 | 51229 | 0190-COF-FNP-L03-FILLER02 | PM03 | 305 | 3W L3F10 Draw Down Belt Replacement | Filler No 10 L3 Fuji Fw 7t | B | 0190E003 | 2017-12-19 | 2010-08-11 | PHOROSCOFE
0190-040-357 | 51229 | 0190-COF-FNP-L03-FILLER01 | PM03 | 305 | 3W L3F9 Draw Down Belt Replacement | Filler No 9 L3 Fuji Fw 7t | B | 0190E003 | 2017-12-19 | 2010-08-11 | PHOROSCOFE
0190-040-356 | 51229 | 0190-COF-FNP-L02-FILLER04 | PM03 | 305 | 3W L2F8 Draw Down Belt Replacement | Filler No 8 L2 Fuji Fw 7t | B | 0190E003 | 2014-08-12 | 2010-08-11 | PHCABIOPE
0190-040-355 | 51229 | 0190-COF-FNP-L02-FILLER03 | PM03 | 305 | 3W L2F7 Draw Down Belt Replacement | Filler No 7 L2 Fuji Fw 7t | B | 0190E003 | 2014-08-12 | 2010-08-11 | PHCABIOPE
0190-040-354 | 51229 | 0190-COF-FNP-L02-FILLER02 | PM03 | 305 | 3W L2F6 Draw Down Belt Replacement | Filler No 6 L2 Fuji Fw 7t | B | 0190E003 | 2014-08-12 | 2010-08-11 | PHCABIOPE
0190-040-353 | 51229 | 0190-COF-FNP-L02-FILLER01 | PM03 | 305 | 3W L2F5 Draw Down Belt Replacement | Filler No 5 L2 | B | 0190E003 | 2014-08-12 | 2010-08-11 | PHCABIOPE
0190-040-352 | 569371 | 0190-COF-FNP-L01-FILLER04-HORIZSEALER01 | PM03 | 305 | 52W SealJaw Heater Replacement FUJI FM | Horizontal Sealing Jaw Assembly L1F4 | A | 0190E003 | 2021-03-19 | 2010-08-11 | PHILAGANAN
0190-040-351 | 569371 | 0190-COF-FNP-L01-FILLER03-HORIZSEALER01 | PM03 | 305 | 52W SealJaw Heater Replacement FUJI FM | Horizontal Sealing Jaw Assembly L1F3 | A | 0190E003 | 2021-03-19 | 2010-08-11 | PHILAGANAN
0190-040-350 | 569371 | 0190-COF-FNP-L01-FILLER02-HORIZSEALER01 | PM03 | 305 | 52W SealJaw Heater Replacement FUJI FM | Horizontal Sealing Jaw Assembly L1F2 | A | 0190E003 | 2021-03-19 | 2010-08-11 | PHILAGANAN
0190-040-349 | 569371 | 0190-COF-FNP-L01-FILLER01-HORIZSEALER01 | PM03 | 305 | 52W SealJaw Heater Replacement FUJI FM | Horizontal Sealing Jaw Assembly L1F1 | A | 0190E003 | 2021-03-19 | 2010-08-11 | PHILAGANAN
0190-040-348 | 51227 | 0190-COF-FNP-L04-FILLER04-DRAWDOWNASSY01 | PM03 | 305 | 52W MECH L4F4 DrwDown Belt Drive Serv'g | Draw Down Belt Drive Assembly L4F16 | A | 0190E003 | 2021-03-19 | 2010-08-11 | PHILAGANAN
0190-040-347 | 51227 | 0190-COF-FNP-L04-FILLER03-DRAWDOWNASSY01 | PM03 | 305 | 52W MECH L4F3 DrwDown Belt Drive Serv'g | Draw Down Belt Drive Assembly L4 F15 | A | 0190E003 | 2021-03-19 | 2010-08-11 | PHILAGANAN
0190-040-346 | 51227 | 0190-COF-FNP-L04-FILLER02-DRAWDOWNASSY01 | PM03 | 305 | 52W MECH L4F2 DrwDown Belt Drive Serv'g | Draw Down Belt Drive Assembly L4 F14 | A | 0190E003 | 2021-03-19 | 2010-08-11 | PHILAGANAN
0190-040-345 | 51227 | 0190-COF-FNP-L04-FILLER01-DRAWDOWNASSY01 | PM03 | 305 | 52W MECH L4F1 DrwDown Belt Drive Serv'g | Draw Down Belt Drive Assembly L4 F13 | A | 0190E003 | 2021-03-19 | 2010-08-11 | PHILAGANAN
0190-040-344 | 51227 | 0190-COF-FNP-L03-FILLER04 | PM03 | 305 | 1YMECH L3F4 Draw Down Belt Drive Serv'g | Filler No 12 L3 Fuji Fw 7t | B | 0190E003 | 2017-12-19 | 2010-08-11 | PHOROSCOFE
0190-040-343 | 51227 | 0190-COF-FNP-L03-FILLER03 | PM03 | 305 | 1YMECH L3F3 Draw Down Belt Drive Serv'g | Filler No 11 L3 Fuji Fw 7t | B | 0190E003 | 2017-12-19 | 2010-08-11 | PHOROSCOFE
0190-040-342 | 51227 | 0190-COF-FNP-L03-FILLER02 | PM03 | 305 | 1YMECH L3F2 Draw Down Belt Drive Serv'g | Filler No 10 L3 Fuji Fw 7t | B | 0190E003 | 2017-12-19 | 2010-08-11 | PHOROSCOFE
0190-040-341 | 51227 | 0190-COF-FNP-L03-FILLER01 | PM03 | 305 | 1YMECH L3F1 Draw Down Belt Drive Serv'g | Filler No 9 L3 Fuji Fw 7t | B | 0190E003 | 2017-12-19 | 2010-08-11 | PHOROSCOFE
0190-040-340 | 51227 | 0190-COF-FNP-L02-FILLER04 | PM03 | 305 | 1YMECH L2F4 Draw Down Belt Drive Serv'g | Filler No 8 L2 Fuji Fw 7t | B | 0190E003 | 2014-10-22 | 2010-08-11 | PHCABIOPE
0190-040-339 | 51227 | 0190-COF-FNP-L02-FILLER03 | PM03 | 305 | 1YMECH L2F3 Draw Down Belt Drive Serv'g | Filler No 7 L2 Fuji Fw 7t | B | 0190E003 | 2014-10-22 | 2010-08-11 | PHCABIOPE
0190-040-338 | 51227 | 0190-COF-FNP-L02-FILLER02 | PM03 | 305 | 1YMECH L2F2 Draw Down Belt Drive Serv'g | Filler No 6 L2 Fuji Fw 7t | B | 0190E003 | 2014-10-22 | 2010-08-11 | PHCABIOPE
0190-040-337 | 51227 | 0190-COF-FNP-L02-FILLER01 | PM03 | 305 | 1YMECH L2F1 Draw Down Belt Drive Serv'g | Filler No 5 L2 | B | 0190E003 | 2014-10-22 | 2010-08-11 | PHCABIOPE
0190-040-336 | 51227 | 0190-COF-FNP-L01-FILLER04-DRAWDOWNASSY01 | PM03 | 305 | 52W MECH L1F4 DrwDown Belt Drive Serv'g | Draw Down Belt Drive Assembly L1F4 | A | 0190E003 | 2021-03-19 | 2010-08-11 | PHILAGANAN
0190-040-335 | 51227 | 0190-COF-FNP-L01-FILLER03-DRAWDOWNASSY01 | PM03 | 305 | 52W MECH L1F3 DrwDown Belt Drive Serv'g | Draw Down Belt Drive Assembly L1F3 | A | 0190E003 | 2021-03-19 | 2010-08-11 | PHILAGANAN
0190-040-334 | 51227 | 0190-COF-FNP-L01-FILLER02-DRAWDOWNASSY01 | PM03 | 305 | 52W MECH L1F2 DrwDown Belt Drive Serv'g | Draw Down Belt Drive Assembly L1F2 | A | 0190E003 | 2021-03-19 | 2010-08-11 | PHILAGANAN
0190-040-333 | 51227 | 0190-COF-FNP-L01-FILLER01-DRAWDOWNASSY01 | PM03 | 305 | 52W MECH L1F1 DrwDown Belt Drive Serv'g | Draw Down Belt Drive Assembly L1F1 | A | 0190E003 | 2021-03-19 | 2010-08-11 | PHILAGANAN
0190-040-332 | 51226 | 0190-COF-FNP-L04-FILLER04-GEARBOXASSY01 | PM03 | 305 | 1Y L4F4 Main Drive Gear Box Asmbly servg | Film & Draw Down Drive Gearbox Assy L4F1 | A | 0190E003 | 2020-02-08 | 2010-08-11 | PHONGGE
0190-040-331 | 51226 | 0190-COF-FNP-L04-FILLER03-GEARBOXASSY01 | PM03 | 305 | 1Y L4F3 Main Drive Gear Box Asmbly servg | Film & Draw Down Drive Gearbox Assy L4F1 | A | 0190E003 | 2020-02-08 | 2010-08-11 | PHONGGE
0190-040-330 | 51226 | 0190-COF-FNP-L04-FILLER02-GEARBOXASSY01 | PM03 | 305 | 1Y L4F2 Main Drive Gear Box Asmbly servg | Film & Draw Down Drive Gearbox Assy L4F1 | A | 0190E003 | 2021-03-19 | 2010-08-11 | PHILAGANAN
0190-040-329 | 51226 | 0190-COF-FNP-L04-FILLER01-GEARBOXASSY01 | PM03 | 305 | 1Y L4F1 Main Drive Gear Box Asmbly servg | Film & Draw Down Drive Gearbox Assy L4F1 | A | 0190E003 | 2020-02-08 | 2010-08-11 | PHONGGE
0190-040-328 | 51226 | 0190-COF-FNP-L03-FILLER04 | PM03 | 305 | 1Y L3F4 Main Drive Gear Box Asmbly servg | Filler No 12 L3 Fuji Fw 7t | B | 0190E003 | 2017-12-19 | 2010-08-11 | PHOROSCOFE
0190-040-327 | 51226 | 0190-COF-FNP-L03-FILLER03 | PM03 | 305 | 1Y L3F3 Main Drive Gear Box Asmbly servg | Filler No 11 L3 Fuji Fw 7t | B | 0190E003 | 2017-12-19 | 2010-08-11 | PHOROSCOFE
0190-040-326 | 51226 | 0190-COF-FNP-L03-FILLER02 | PM03 | 305 | 1Y L3F2 Main Drive Gear Box Asmbly servg | Filler No 10 L3 Fuji Fw 7t | B | 0190E003 | 2017-12-19 | 2010-08-11 | PHOROSCOFE
0190-040-325 | 51226 | 0190-COF-FNP-L03-FILLER01 | PM03 | 305 | 1Y L3F1 Main Drive Gear Box Asmbly servg | Filler No 9 L3 Fuji Fw 7t | B | 0190E003 | 2017-12-19 | 2010-08-11 | PHOROSCOFE
0190-040-324 | 51226 | 0190-COF-FNP-L02-FILLER04 | PM03 | 305 | 1Y L2F4 Main Drive Gear Box Asmbly servg | Filler No 8 L2 Fuji Fw 7t | B | 0190E003 | 2014-10-22 | 2010-08-11 | PHCABIOPE
0190-040-323 | 51226 | 0190-COF-FNP-L02-FILLER03 | PM03 | 305 | 1Y L2F3 Main Drive Gear Box Asmbly servg | Filler No 7 L2 Fuji Fw 7t | B | 0190E003 | 2014-10-22 | 2010-08-11 | PHCABIOPE
0190-040-322 | 51226 | 0190-COF-FNP-L02-FILLER02 | PM03 | 305 | 1Y L2F2 Main Drive Gear Box Asmbly servg | Filler No 6 L2 Fuji Fw 7t | B | 0190E003 | 2014-10-22 | 2010-08-11 | PHCABIOPE
0190-040-321 | 51226 | 0190-COF-FNP-L02-FILLER01 | PM03 | 305 | 1Y L2F1 Main Drive Gear Box Asmbly servg | Filler No 5 L2 | B | 0190E003 | 2014-10-22 | 2010-08-11 | PHCABIOPE
0190-040-320 | 51226 | 0190-COF-FNP-L01-FILLER04-GEARBOXASSY01 | PM03 | 305 | 1Y L1F4 Main Drive Gear Box Asmbly servg | Film & Draw Down Drive Gearbox Assy L1F4 | A | 0190E003 | 2019-08-01 | 2010-08-11 | PHONGGE
0190-040-319 | 51226 | 0190-COF-FNP-L01-FILLER03-GEARBOXASSY01 | PM03 | 305 | 1Y L1F3 Main Drive Gear Box Asmbly servg | Film & Draw Down Drive Gearbox Assy L1F3 | A | 0190E003 | 2020-02-08 | 2010-08-11 | PHONGGE
0190-040-318 | 51226 | 0190-COF-FNP-L01-FILLER02-GEARBOXASSY01 | PM03 | 305 | 1Y L1F2 Main Drive Gear Box Asmbly servg | Film & Draw Down Drive Gearbox Assy L1F2 | A | 0190E003 | 2020-02-08 | 2010-08-11 | PHONGGE
0190-040-317 | 51226 | 0190-COF-FNP-L01-FILLER01-GEARBOXASSY01 | PM03 | 305 | 52W L1F1 Main Drive GearBox Asmbly servg | Film & Draw Down Drive Gearbox Assy L1F1 | A | 0190E003 | 2020-02-08 | 2010-08-11 | PHONGGE
0190-040-316 | 51216 | 0190-COF-FNP-L04-FILLER04 | PM03 | 305 | 1Y L4F4 Film Feed Roller Assembly serv'g | Filler No 16 L4 Fuji Fw 7t | A | 0190E003 | 2019-07-22 | 2010-08-10 | PHONGGE
0190-040-315 | 51216 | 0190-COF-FNP-L04-FILLER03 | PM03 | 305 | 1Y L4F3 Film Feed Roller Assembly serv'g | Filler No 15 L4 Fuji Fw 7t | A | 0190E003 | 2019-07-22 | 2010-08-10 | PHONGGE
0190-040-314 | 51216 | 0190-COF-FNP-L04-FILLER02 | PM03 | 305 | 1Y L4F2 Film Feed Roller Assembly serv'g | Filler No 14 L4 Fuji Fw 7t | A | 0190E003 | 2019-07-22 | 2010-08-10 | PHONGGE
0190-040-313 | 51216 | 0190-COF-FNP-L04-FILLER01 | PM03 | 305 | 1Y L4F1 Film Feed Roller Assembly serv'g | Filler No 13 L4 Fuji Fw 7t | A | 0190E003 | 2019-07-22 | 2010-08-10 | PHONGGE
0190-040-312 | 51216 | 0190-COF-FNP-L03-FILLER04 | PM03 | 305 | 1Y L3F4 Film Feed Roller Assembly serv'g | Filler No 12 L3 Fuji Fw 7t | B | 0190E003 | 2017-12-19 | 2010-08-10 | PHOROSCOFE
0190-040-311 | 51216 | 0190-COF-FNP-L03-FILLER03 | PM03 | 305 | 1Y L3F3 Film Feed Roller Assembly serv'g | Filler No 11 L3 Fuji Fw 7t | B | 0190E003 | 2017-12-19 | 2010-08-10 | PHOROSCOFE
0190-040-310 | 51216 | 0190-COF-FNP-L03-FILLER02 | PM03 | 305 | 1Y L3F2 Film Feed Roller Assembly serv'g | Filler No 10 L3 Fuji Fw 7t | B | 0190E003 | 2017-12-19 | 2010-08-10 | PHOROSCOFE
0190-040-309 | 51216 | 0190-COF-FNP-L03-FILLER01 | PM03 | 305 | 1Y L3F1 Film Feed Roller Assembly serv'g | Filler No 9 L3 Fuji Fw 7t | B | 0190E003 | 2017-12-19 | 2010-08-10 | PHOROSCOFE
0190-040-308 | 51216 | 0190-COF-FNP-L02-FILLER04 | PM03 | 305 | 1Y L2F4 Film Feed Roller Assembly serv'g | Filler No 8 L2 Fuji Fw 7t | B | 0190E003 | 2014-10-22 | 2010-08-10 | PHCABIOPE
0190-040-307 | 51216 | 0190-COF-FNP-L02-FILLER03 | PM03 | 305 | 1Y L2F3 Film Feed Roller Assembly serv'g | Filler No 7 L2 Fuji Fw 7t | B | 0190E003 | 2014-10-22 | 2010-08-10 | PHCABIOPE
0190-040-306 | 51216 | 0190-COF-FNP-L02-FILLER02 | PM03 | 305 | 1Y L2F2 Film Feed Roller Assembly serv'g | Filler No 6 L2 Fuji Fw 7t | B | 0190E003 | 2014-10-22 | 2010-08-10 | PHCABIOPE
0190-040-305 | 51216 | 0190-COF-FNP-L02-FILLER01 | PM03 | 305 | 1Y L2F1 Film Feed Roller Assembly serv'g | Filler No 5 L2 | B | 0190E003 | 2014-10-22 | 2010-08-10 | PHCABIOPE
0190-040-304 | 51216 | 0190-COF-FNP-L01-FILLER04 | PM03 | 305 | 1Y L1F4 Film Feed Roller Assembly serv'g | Filler No 4 L1 | A | 0190E003 | 2019-07-06 | 2010-08-10 | PHONGGE
0190-040-303 | 51216 | 0190-COF-FNP-L01-FILLER03 | PM03 | 305 | 1Y L1F3 Film Feed Roller Assembly serv'g | Filler No 3 L1 | A | 0190E003 | 2019-07-06 | 2010-08-10 | PHONGGE
0190-040-302 | 51216 | 0190-COF-FNP-L01-FILLER02 | PM03 | 305 | 1Y L1F2 Film Feed Roller Assembly serv'g | Filler No 2 L1 | A | 0190E003 | 2019-07-06 | 2010-08-10 | PHONGGE
0190-040-301 | 51216 | 0190-COF-FNP-L01-FILLER01-FILMDRIVE01 | PM03 | 305 | 1Y L1F1 Film Feed Roller Assembly serv'g | Film Drive Assembly L1F1 | A | 0190E003 | 2019-07-06 | 2010-08-10 | PHONGGE
0190-040-300 | 51214 | 0190-COF-FNP-L04-FILLER04 | PM03 | 302 | 3M L4F16 Laser Prnt Functionality Check | Filler No 16 L4 Fuji Fw 7t | A | 0190E004 | 2020-11-26 | 2010-08-10 | PHONGGE
0190-040-299 | 51214 | 0190-COF-FNP-L04-FILLER03 | PM03 | 302 | 3M L4F15 Laser Prnt Functionality Check | Filler No 15 L4 Fuji Fw 7t | A | 0190E004 | 2020-11-26 | 2010-08-10 | PHONGGE
0190-040-298 | 51214 | 0190-COF-FNP-L04-FILLER02 | PM03 | 302 | 3M L4F14 Laser Prnt Functionality Check | Filler No 14 L4 Fuji Fw 7t | A | 0190E004 | 2020-11-26 | 2010-08-10 | PHONGGE
0190-040-297 | 51214 | 0190-COF-FNP-L04-FILLER01 | PM03 | 302 | 3M L4F13 Laser Prnt Functionality Check | Filler No 13 L4 Fuji Fw 7t | A | 0190E004 | 2020-11-26 | 2010-08-10 | PHONGGE
0190-040-296 | 51214 | 0190-COF-FNP-L03-FILLER04 | PM03 | 302 | 3M L3F12 Laser Prnt Functionality Check | Filler No 12 L3 Fuji Fw 7t | B | 0190E004 | 2017-12-19 | 2010-08-10 | PHOROSCOFE
0190-040-295 | 51214 | 0190-COF-FNP-L03-FILLER03 | PM03 | 302 | 3M L3F11 Laser Prnt Functionality Check | Filler No 11 L3 Fuji Fw 7t | B | 0190E004 | 2017-12-19 | 2010-08-10 | PHOROSCOFE
0190-040-294 | 51214 | 0190-COF-FNP-L03-FILLER02 | PM03 | 302 | 3M L3F10 Laser Prnt Functionality Check | Filler No 10 L3 Fuji Fw 7t | B | 0190E004 | 2017-12-19 | 2010-08-10 | PHOROSCOFE
0190-040-293 | 51214 | 0190-COF-FNP-L03-FILLER01 | PM03 | 302 | 3M L3F9 Laser Prnt Functionality Check | Filler No 9 L3 Fuji Fw 7t | B | 0190E004 | 2017-12-19 | 2010-08-10 | PHOROSCOFE
0190-040-292 | 51214 | 0190-COF-FNP-L02-FILLER04 | PM03 | 302 | 3M L2F8 Laser Prnt Functionality Check | Filler No 8 L2 Fuji Fw 7t | B | 0190E004 | 2014-12-22 | 2010-08-10 | PHCABIOPE
0190-040-291 | 51214 | 0190-COF-FNP-L02-FILLER03 | PM03 | 302 | 3M L2F7 Laser Prnt Functionality Check | Filler No 7 L2 Fuji Fw 7t | B | 0190E004 | 2014-12-22 | 2010-08-10 | PHCABIOPE
0190-040-290 | 51214 | 0190-COF-FNP-L02-FILLER02 | PM03 | 302 | 3M L2F6 Laser Prnt Functionality Check | Filler No 6 L2 Fuji Fw 7t | B | 0190E004 | 2014-12-22 | 2010-08-10 | PHCABIOPE
0190-040-289 | 51214 | 0190-COF-FNP-L02-FILLER01 | PM03 | 302 | 3M L2F5 Laser Prnt Functionality Check | Filler No 5 L2 | B | 0190E004 | 2014-12-22 | 2010-08-10 | PHCABIOPE
0190-040-288 | 51214 | 0190-COF-FNP-L01-FILLER04 | PM03 | 302 | 3M L1F4 Laser Prnt Functionality Check | Filler No 4 L1 | A | 0190E004 | 2019-07-06 | 2010-08-10 | PHONGGE
0190-040-287 | 51214 | 0190-COF-FNP-L01-FILLER03 | PM03 | 302 | 3M L1F3 Laser Prnt Functionality Check | Filler No 3 L1 | A | 0190E004 | 2019-07-06 | 2010-08-10 | PHONGGE
0190-040-286 | 51214 | 0190-COF-FNP-L01-FILLER02 | PM03 | 302 | 3M L1F2 Laser Prnt Functionality Check | Filler No 2 L1 | A | 0190E004 | 2019-07-06 | 2010-08-10 | PHONGGE
0190-040-285 | 51214 | 0190-COF-FNP-L01-FILLER01-LASERPRINTER01 | PM03 | 302 | 13W L1F1 Laser Prnt Functionality Check | Pouch Laser Printer Unit L1F1 | A | 0190E003 | 2019-07-06 | 2010-08-10 | PHONGGE
0190-040-284 | 51213 | 0190-COF-FNP-L04-FILLER04 | PM03 | 305 | 1Y L4F4 Printer adjustable roller serv'g | Filler No 16 L4 Fuji Fw 7t | A | 0190E003 | 2011-07-02 | 2010-08-10 | PHSANTANJO
0190-040-283 | 51213 | 0190-COF-FNP-L04-FILLER03 | PM03 | 305 | 1Y L4F3 Printer adjustable roller serv'g | Filler No 15 L4 Fuji Fw 7t | A | 0190E003 | 2011-07-02 | 2010-08-10 | PHSANTANJO
0190-040-282 | 51213 | 0190-COF-FNP-L04-FILLER02 | PM03 | 305 | 1Y L4F2 Printer adjustable roller serv'g | Filler No 14 L4 Fuji Fw 7t | A | 0190E003 | 2019-07-22 | 2010-08-10 | PHONGGE
0190-040-281 | 51213 | 0190-COF-FNP-L04-FILLER01 | PM03 | 305 | 1Y L4F1 Printer adjustable roller serv'g | Filler No 13 L4 Fuji Fw 7t | A | 0190E003 | 2019-07-22 | 2010-08-10 | PHONGGE
0190-040-280 | 51213 | 0190-COF-FNP-L03-FILLER04 | PM03 | 305 | 1Y L3F4 Printer adjustable roller serv'g | Filler No 12 L3 Fuji Fw 7t | B | 0190E003 | 2013-12-10 | 2010-08-10 | PHCABIOPE
0190-040-279 | 51213 | 0190-COF-FNP-L03-FILLER03 | PM03 | 305 | 1Y L3F3 Printer adjustable roller serv'g | Filler No 11 L3 Fuji Fw 7t | B | 0190E003 | 2013-12-10 | 2010-08-10 | PHCABIOPE
0190-040-278 | 51213 | 0190-COF-FNP-L03-FILLER02 | PM03 | 305 | 1Y L3F2 Printer adjustable roller serv'g | Filler No 10 L3 Fuji Fw 7t | B | 0190E003 | 2013-12-10 | 2010-08-10 | PHCABIOPE
0190-040-277 | 51213 | 0190-COF-FNP-L03-FILLER01 | PM03 | 305 | 1Y L3F1 Printer adjustable roller serv'g | Filler No 9 L3 Fuji Fw 7t | B | 0190E003 | 2013-12-10 | 2010-08-10 | PHCABIOPE
0190-040-276 | 51213 | 0190-COF-FNP-L02-FILLER04 | PM03 | 305 | 1Y L2F4 Printer adjustable roller serv'g | Filler No 8 L2 Fuji Fw 7t | B | 0190E003 | 2011-07-02 | 2010-08-10 | PHSANTANJO
0190-040-275 | 51213 | 0190-COF-FNP-L02-FILLER03 | PM03 | 305 | 1Y L2F3 Printer adjustable roller serv'g | Filler No 7 L2 Fuji Fw 7t | B | 0190E003 | 2011-07-02 | 2010-08-10 | PHSANTANJO
0190-040-274 | 51213 | 0190-COF-FNP-L02-FILLER02 | PM03 | 305 | 1Y L2F2 Printer adjustable roller serv'g | Filler No 6 L2 Fuji Fw 7t | B | 0190E003 | 2011-07-02 | 2010-08-10 | PHSANTANJO
0190-040-273 | 51213 | 0190-COF-FNP-L02-FILLER01 | PM03 | 305 | 1Y L2F1 Printer adjustable roller serv'g | Filler No 5 L2 | B | 0190E003 | 2011-07-02 | 2010-08-10 | PHSANTANJO
0190-040-272 | 51213 | 0190-COF-FNP-L01-FILLER04 | PM03 | 305 | 1Y L1F4 Printer adjustable roller serv'g | Filler No 4 L1 | A | 0190E003 | 2011-07-02 | 2010-08-10 | PHSANTANJO
0190-040-271 | 51213 | 0190-COF-FNP-L01-FILLER03 | PM03 | 305 | 1Y L1F3 Printer adjustable roller serv'g | Filler No 3 L1 | A | 0190E003 | 2011-07-02 | 2010-08-10 | PHSANTANJO
0190-040-270 | 51213 | 0190-COF-FNP-L01-FILLER02 | PM03 | 305 | 1Y L1F2 Printer adjustable roller serv'g | Filler No 2 L1 | A | 0190E003 | 2019-07-06 | 2010-08-10 | PHONGGE
0190-040-269 | 51213 | 0190-COF-FNP-L01-FILLER01 | PM03 | 305 | 1Y L1F1 Printer adjustable roller serv'g | Filler No 1 L1 | A | 0190E003 | 2011-07-02 | 2010-08-10 | PHSANTANJO
0190-040-268 | 51212 | 0190-COF-FNP-L04-FILLER04 | PM03 | 305 | 1Y L4F4 Printer adjustable roller serv'g | Filler No 16 L4 Fuji Fw 7t | A | 0190E003 | 2019-10-12 | 2010-08-10 | PHONGGE
0190-040-267 | 51212 | 0190-COF-FNP-L04-FILLER03 | PM03 | 305 | 1Y L4F3 Printer adjustable roller serv'g | Filler No 15 L4 Fuji Fw 7t | A | 0190E003 | 2019-10-12 | 2010-08-10 | PHONGGE
0190-040-266 | 51212 | 0190-COF-FNP-L04-FILLER02 | PM03 | 305 | 1Y L4F2 Printer adjustable roller serv'g | Filler No 14 L4 Fuji Fw 7t | A | 0190E003 | 2019-10-12 | 2010-08-10 | PHONGGE
0190-040-265 | 51212 | 0190-COF-FNP-L04-FILLER01 | PM03 | 305 | 1Y L4F1 Printer adjustable roller serv'g | Filler No 13 L4 Fuji Fw 7t | A | 0190E003 | 2019-10-12 | 2010-08-10 | PHONGGE
0190-040-264 | 51212 | 0190-COF-FNP-L03-FILLER04 | PM03 | 305 | 1Y L3F4 Printer adjustable roller serv'g | Filler No 12 L3 Fuji Fw 7t | B | 0190E003 | 2017-12-19 | 2010-08-10 | PHOROSCOFE
0190-040-263 | 51212 | 0190-COF-FNP-L03-FILLER03 | PM03 | 305 | 1Y L3F3 Printer adjustable roller serv'g | Filler No 11 L3 Fuji Fw 7t | B | 0190E003 | 2017-12-19 | 2010-08-10 | PHOROSCOFE
0190-040-262 | 51212 | 0190-COF-FNP-L03-FILLER02 | PM03 | 305 | 1Y L3F2 Printer adjustable roller serv'g | Filler No 10 L3 Fuji Fw 7t | B | 0190E003 | 2017-12-19 | 2010-08-10 | PHOROSCOFE
0190-040-261 | 51212 | 0190-COF-FNP-L03-FILLER01 | PM03 | 305 | 1Y L3F1 Printer adjustable roller serv'g | Filler No 9 L3 Fuji Fw 7t | B | 0190E003 | 2017-12-19 | 2010-08-10 | PHOROSCOFE
0190-040-260 | 51212 | 0190-COF-FNP-L02-FILLER04 | PM03 | 305 | 1Y L2F4 Printer adjustable roller serv'g | Filler No 8 L2 Fuji Fw 7t | B | 0190E003 | 2014-10-21 | 2010-08-10 | PHCABIOPE
0190-040-259 | 51212 | 0190-COF-FNP-L02-FILLER03 | PM03 | 305 | 1Y L2F3 Printer adjustable roller serv'g | Filler No 7 L2 Fuji Fw 7t | B | 0190E003 | 2014-10-21 | 2010-08-10 | PHCABIOPE
0190-040-258 | 51212 | 0190-COF-FNP-L02-FILLER02 | PM03 | 305 | 1Y L2F2 Printer adjustable roller serv'g | Filler No 6 L2 Fuji Fw 7t | B | 0190E003 | 2014-10-21 | 2010-08-10 | PHCABIOPE
0190-040-257 | 51212 | 0190-COF-FNP-L02-FILLER01 | PM03 | 305 | 1Y L2F1 Printer adjustable roller serv'g | Filler No 5 L2 | B | 0190E003 | 2014-10-21 | 2010-08-10 | PHCABIOPE
0190-040-256 | 51212 | 0190-COF-FNP-L01-FILLER04 | PM03 | 305 | 1Y L1F4 Printer adjustable roller serv'g | Filler No 4 L1 | A | 0190E003 | 2019-07-06 | 2010-08-10 | PHONGGE
0190-040-255 | 51212 | 0190-COF-FNP-L01-FILLER03 | PM03 | 305 | 1Y L1F3 Printer adjustable roller serv'g | Filler No 3 L1 | A | 0190E003 | 2019-07-06 | 2010-08-10 | PHONGGE
0190-040-254 | 51212 | 0190-COF-FNP-L01-FILLER02 | PM03 | 305 | 1Y L1F2 Printer adjustable roller serv'g | Filler No 2 L1 | A | 0190E003 | 2019-10-12 | 2010-08-10 | PHONGGE
0190-040-253 | 51212 | 0190-COF-FNP-L01-FILLER01-FILMDRIVE01 | PM03 | 305 | 52W L1F1 Printer adjustableroller serv'g | Film Drive Assembly L1F1 | A | 0190E003 | 2019-07-12 | 2010-08-10 | PHONGGE
0190-040-252 | 51211 | 0190-COF-FNP-L04-FILLER04-FILMDRIVE01 | PM03 | 305 | 3ML4F4 Dancing Roller Spring Replacement | Film Drive Assembly L4F16 | A | 0190E003 | 2021-03-19 | 2010-08-10 | PHILAGANAN
0190-040-251 | 51211 | 0190-COF-FNP-L04-FILLER03-FILMDRIVE01 | PM03 | 305 | 3ML4F3 Dancing Roller Spring Replacement | Film Drive Assembly L4 F15 | A | 0190E003 | 2021-03-19 | 2010-08-10 | PHILAGANAN
0190-040-250 | 51211 | 0190-COF-FNP-L04-FILLER02-FILMDRIVE01 | PM03 | 305 | 3ML4F2 Dancing Roller Spring Replacement | Film Drive Assembly L4 F14 | A | 0190E003 | 2021-03-19 | 2010-08-10 | PHILAGANAN
0190-040-249 | 51211 | 0190-COF-FNP-L04-FILLER01-FILMDRIVE01 | PM03 | 305 | 3ML4F1 Dancing Roller Spring Replacement | Film Drive Assembly L4 F13 | A | 0190E003 | 2021-03-19 | 2010-08-10 | PHILAGANAN
0190-040-248 | 51211 | 0190-COF-FNP-L03-FILLER04 | PM03 | 305 | 3ML3F4 Dancing Roller Spring Replacement | Filler No 12 L3 Fuji Fw 7t | B | 0190E003 | 2017-12-19 | 2010-08-10 | PHOROSCOFE
0190-040-247 | 51211 | 0190-COF-FNP-L03-FILLER03 | PM03 | 305 | 3ML3F3 Dancing Roller Spring Replacement | Filler No 11 L3 Fuji Fw 7t | B | 0190E003 | 2017-12-19 | 2010-08-10 | PHOROSCOFE
0190-040-246 | 51211 | 0190-COF-FNP-L03-FILLER02 | PM03 | 305 | 3ML3F2 Dancing Roller Spring Replacement | Filler No 10 L3 Fuji Fw 7t | B | 0190E003 | 2017-12-19 | 2010-08-10 | PHOROSCOFE
0190-040-245 | 51211 | 0190-COF-FNP-L03-FILLER01 | PM03 | 305 | 3ML3F1 Dancing Roller Spring Replacement | Filler No 9 L3 Fuji Fw 7t | B | 0190E003 | 2017-12-19 | 2010-08-10 | PHOROSCOFE
0190-040-244 | 51211 | 0190-COF-FNP-L02-FILLER04 | PM03 | 305 | 3ML2F4 Dancing Roller Spring Replacement | Filler No 8 L2 Fuji Fw 7t | B | 0190E003 | 2014-10-23 | 2010-08-10 | PHCABIOPE
0190-040-243 | 51211 | 0190-COF-FNP-L02-FILLER03 | PM03 | 305 | 3ML2F3 Dancing Roller Spring Replacement | Filler No 7 L2 Fuji Fw 7t | B | 0190E003 | 2014-10-22 | 2010-08-10 | PHCABIOPE
0190-040-242 | 51211 | 0190-COF-FNP-L02-FILLER02 | PM03 | 305 | 3ML2F2 Dancing Roller Spring Replacement | Filler No 6 L2 Fuji Fw 7t | B | 0190E003 | 2014-10-22 | 2010-08-10 | PHCABIOPE
0190-040-241 | 51211 | 0190-COF-FNP-L02-FILLER01 | PM03 | 305 | 3ML2F1 Dancing Roller Spring Replacement | Filler No 5 L2 | B | 0190E003 | 2014-10-22 | 2010-08-10 | PHCABIOPE
0190-040-240 | 51211 | 0190-COF-FNP-L01-FILLER04-FILMDRIVE01 | PM03 | 305 | 3ML1F4 Dancing Roller Spring Replacement | Film Drive Assembly L1F4 | A | 0190E003 | 2021-03-19 | 2010-08-10 | PHILAGANAN
0190-040-239 | 51211 | 0190-COF-FNP-L01-FILLER03-FILMDRIVE01 | PM03 | 305 | 3ML1F3 Dancing Roller Spring Replacement | Film Drive Assembly L1F3 | A | 0190E003 | 2021-03-19 | 2010-08-10 | PHILAGANAN
0190-040-238 | 51211 | 0190-COF-FNP-L01-FILLER02-FILMDRIVE01 | PM03 | 305 | 3ML1F2 Dancing Roller Spring Replacement | Film Drive Assembly L1F2 | A | 0190E003 | 2021-03-19 | 2010-08-10 | PHILAGANAN
0190-040-237 | 51211 | 0190-COF-FNP-L01-FILLER01-FILMDRIVE01 | PM03 | 305 | 13W L1F1 DancingRollerSpring Replacement | Film Drive Assembly L1F1 | A | 0190E003 | 2020-02-08 | 2010-08-10 | PHONGGE
0190-040-236 | 51206 | 0190-COF-FNP-L04-FILLER04 | PM03 | 305 | 1YL4F4 Film Roll Unwinder Assy Servicing | Filler No 16 L4 Fuji Fw 7t | A | 0190E003 | 2019-07-27 | 2010-08-10 | PHONGGE
0190-040-235 | 51206 | 0190-COF-FNP-L04-FILLER03 | PM03 | 305 | 1YL4F3 Film Roll Unwinder Assy Servicing | Filler No 15 L4 Fuji Fw 7t | A | 0190E003 | 2019-07-27 | 2010-08-10 | PHONGGE
0190-040-234 | 51206 | 0190-COF-FNP-L04-FILLER02 | PM03 | 305 | 1YL4F2 Film Roll Unwinder Assy Servicing | Filler No 14 L4 Fuji Fw 7t | A | 0190E003 | 2019-07-05 | 2010-08-10 | PHONGGE
0190-040-233 | 51206 | 0190-COF-FNP-L04-FILLER01 | PM03 | 305 | 1YL4F1 Film Roll Unwinder Assy Servicing | Filler No 13 L4 Fuji Fw 7t | A | 0190E003 | 2019-07-05 | 2010-08-10 | PHONGGE
0190-040-232 | 51206 | 0190-COF-FNP-L03-FILLER04 | PM03 | 305 | 1YL3F4 Film Roll Unwinder Assy Servicing | Filler No 12 L3 Fuji Fw 7t | B | 0190E003 | 2019-07-27 | 2010-08-10 | PHONGGE
0190-040-231 | 51206 | 0190-COF-FNP-L03-FILLER03 | PM03 | 305 | 1YL3F3 Film Roll Unwinder Assy Servicing | Filler No 11 L3 Fuji Fw 7t | B | 0190E003 | 2017-12-19 | 2010-08-10 | PHOROSCOFE
0190-040-230 | 51206 | 0190-COF-FNP-L03-FILLER02 | PM03 | 305 | 1YL3F2 Film Roll Unwinder Assy Servicing | Filler No 10 L3 Fuji Fw 7t | B | 0190E003 | 2017-12-19 | 2010-08-10 | PHOROSCOFE
0190-040-229 | 51206 | 0190-COF-FNP-L03-FILLER01 | PM03 | 305 | 1YL3F1 Film Roll Unwinder Assy Servicing | Filler No 9 L3 Fuji Fw 7t | B | 0190E003 | 2017-12-19 | 2010-08-10 | PHOROSCOFE
0190-040-228 | 51206 | 0190-COF-FNP-L02-FILLER04 | PM03 | 305 | 1YL2F4 Film Roll Unwinder Assy Servicing | Filler No 8 L2 Fuji Fw 7t | B | 0190E003 | 2014-10-22 | 2010-08-10 | PHCABIOPE
0190-040-227 | 51206 | 0190-COF-FNP-L02-FILLER03 | PM03 | 305 | 1YL2F3 Film Roll Unwinder Assy Servicing | Filler No 7 L2 Fuji Fw 7t | B | 0190E003 | 2014-10-22 | 2010-08-10 | PHCABIOPE
0190-040-226 | 51206 | 0190-COF-FNP-L02-FILLER02 | PM03 | 305 | 1YL2F2 Film Roll Unwinder Assy Servicing | Filler No 6 L2 Fuji Fw 7t | B | 0190E003 | 2014-10-22 | 2010-08-10 | PHCABIOPE
0190-040-225 | 51206 | 0190-COF-FNP-L02-FILLER01 | PM03 | 305 | 1YL2F1 Film Roll Unwinder Assy Servicing | Filler No 5 L2 | B | 0190E003 | 2014-10-22 | 2010-08-10 | PHCABIOPE
0190-040-224 | 51206 | 0190-COF-FNP-L01-FILLER04 | PM03 | 305 | 1YL1F4 Film Roll Unwinder Assy Servicing | Filler No 4 L1 | A | 0190E003 | 2019-07-06 | 2010-08-10 | PHONGGE
0190-040-223 | 51206 | 0190-COF-FNP-L01-FILLER03 | PM03 | 305 | 1YL1F3 Film Roll Unwinder Assy Servicing | Filler No 3 L1 | A | 0190E003 | 2019-07-06 | 2010-08-10 | PHONGGE
0190-040-222 | 51206 | 0190-COF-FNP-L01-FILLER02 | PM03 | 305 | 1YL1F2 Film Roll Unwinder Assy Servicing | Filler No 2 L1 | A | 0190E003 | 2019-07-06 | 2010-08-10 | PHONGGE
0190-040-221 | 51206 | 0190-COF-FNP-L01-FILLER01-UNWINDERASSY01 | PM03 | 305 | 52W L1F1 FilmRoll UnwinderAssy Servicing | Film Reel Unwinder Assembly L1F1 | A | 0190E003 | 2019-07-06 | 2010-08-10 | PHONGGE
0190-040-220 | 51203 | 0190-COF-FNP-L04-FILLER04 | PM03 | 305 | 1Y L4F4 Film Drive Cleaning & Servicing | Filler No 16 L4 Fuji Fw 7t | A | 0190E003 | 2019-07-22 | 2010-08-09 | PHONGGE
0190-040-219 | 51203 | 0190-COF-FNP-L04-FILLER03 | PM03 | 305 | 1Y L4F3 Film Drive Cleaning & Servicing | Filler No 15 L4 Fuji Fw 7t | A | 0190E003 | 2019-07-22 | 2010-08-09 | PHONGGE
0190-040-218 | 51203 | 0190-COF-FNP-L04-FILLER02 | PM03 | 305 | 1Y L4F2 Film Drive Cleaning & Servicing | Filler No 14 L4 Fuji Fw 7t | A | 0190E003 | 2019-07-22 | 2010-08-09 | PHONGGE
0190-040-217 | 51203 | 0190-COF-FNP-L04-FILLER01 | PM03 | 305 | 1Y L4F1 Film Drive Cleaning & Servicing | Filler No 13 L4 Fuji Fw 7t | A | 0190E003 | 2019-07-22 | 2010-08-09 | PHONGGE
0190-040-216 | 51203 | 0190-COF-FNP-L03-FILLER04 | PM03 | 305 | 1Y L3F4 Film Drive Cleaning & Servicing | Filler No 12 L3 Fuji Fw 7t | B | 0190E003 | 2017-12-19 | 2010-08-09 | PHOROSCOFE
0190-040-215 | 51203 | 0190-COF-FNP-L03-FILLER03 | PM03 | 305 | 1Y L3F3 Film Drive Cleaning & Servicing | Filler No 11 L3 Fuji Fw 7t | B | 0190E003 | 2017-12-19 | 2010-08-09 | PHOROSCOFE
0190-040-214 | 51203 | 0190-COF-FNP-L03-FILLER02 | PM03 | 305 | 1Y L3F2 Film Drive Cleaning & Servicing | Filler No 10 L3 Fuji Fw 7t | B | 0190E003 | 2017-12-19 | 2010-08-09 | PHOROSCOFE
0190-040-213 | 51203 | 0190-COF-FNP-L03-FILLER01 | PM03 | 305 | 1Y L3F1 Film Drive Cleaning & Servicing | Filler No 9 L3 Fuji Fw 7t | B | 0190E003 | 2017-12-19 | 2010-08-09 | PHOROSCOFE
0190-040-212 | 51203 | 0190-COF-FNP-L02-FILLER04 | PM03 | 305 | 1Y L2F4 Film Drive Cleaning & Servicing | Filler No 8 L2 Fuji Fw 7t | B | 0190E003 | 2014-10-22 | 2010-08-09 | PHCABIOPE
0190-040-211 | 51203 | 0190-COF-FNP-L02-FILLER03 | PM03 | 305 | 1Y L2F3 Film Drive Cleaning & Servicing | Filler No 7 L2 Fuji Fw 7t | B | 0190E003 | 2014-10-22 | 2010-08-09 | PHCABIOPE
0190-040-210 | 51203 | 0190-COF-FNP-L02-FILLER02 | PM03 | 305 | 1Y L2F2 Film Drive Cleaning & Servicing | Filler No 6 L2 Fuji Fw 7t | B | 0190E003 | 2014-10-22 | 2010-08-09 | PHCABIOPE
0190-040-209 | 51203 | 0190-COF-FNP-L02-FILLER01 | PM03 | 305 | 1Y L2F1 Film Drive Cleaning & Servicing | Filler No 5 L2 | B | 0190E003 | 2014-10-22 | 2010-08-09 | PHCABIOPE
0190-040-208 | 51203 | 0190-COF-FNP-L01-FILLER04 | PM03 | 305 | 1Y L1F4 Film Drive Cleaning & Servicing | Filler No 4 L1 | A | 0190E003 | 2019-07-06 | 2010-08-09 | PHONGGE
0190-040-207 | 51203 | 0190-COF-FNP-L01-FILLER03 | PM03 | 305 | 1Y L1F3 Film Drive Cleaning & Servicing | Filler No 3 L1 | A | 0190E003 | 2021-03-19 | 2010-08-09 | PHILAGANAN
0190-040-206 | 51203 | 0190-COF-FNP-L01-FILLER02 | PM03 | 305 | 1Y L1F2 Film Drive Cleaning & Servicing | Filler No 2 L1 | A | 0190E003 | 2019-07-06 | 2010-08-09 | PHONGGE
0190-040-205 | 51203 | 0190-COF-FNP-L01-FILLER01-FILMDRIVE01 | PM03 | 305 | 1Y L1F1 Film Drive Cleaning & Servicing | Film Drive Assembly L1F1 | A | 0190E003 | 2019-07-28 | 2010-08-09 | PHONGGE
0190-040-204 | 51200 | 0190-COF-FNP-L04-FILLER04 | PM03 | 307 | 1W L4F4 End of Film sensor funct'y check | Filler No 16 L4 Fuji Fw 7t | A | 0190E004 | 2014-05-19 | 2010-08-09 | PHCABIOPE
0190-040-203 | 51200 | 0190-COF-FNP-L04-FILLER03 | PM03 | 307 | 1W L4F3 End of Film sensor funct'y check | Filler No 15 L4 Fuji Fw 7t | A | 0190E004 | 2014-05-19 | 2010-08-09 | PHCABIOPE
0190-040-202 | 51200 | 0190-COF-FNP-L04-FILLER02 | PM03 | 307 | 1W L4F2 End of Film sensor funct'y check | Filler No 14 L4 Fuji Fw 7t | A | 0190E004 | 2014-05-19 | 2010-08-09 | PHCABIOPE
0190-040-201 | 51200 | 0190-COF-FNP-L04-FILLER01 | PM03 | 307 | 1W L4F1 End of Film sensor funct'y check | Filler No 13 L4 Fuji Fw 7t | A | 0190E004 | 2014-05-19 | 2010-08-09 | PHCABIOPE
0190-040-200 | 51200 | 0190-COF-FNP-L03-FILLER04 | PM03 | 307 | 1W L3F4 End of Film sensor funct'y check | Filler No 12 L3 Fuji Fw 7t | B | 0190E004 | 2014-05-19 | 2010-08-09 | PHCABIOPE
0190-040-199 | 51200 | 0190-COF-FNP-L03-FILLER03 | PM03 | 307 | 1W L3F3 End of Film sensor funct'y check | Filler No 11 L3 Fuji Fw 7t | B | 0190E004 | 2014-05-19 | 2010-08-09 | PHCABIOPE
0190-040-198 | 51200 | 0190-COF-FNP-L03-FILLER02 | PM03 | 307 | 1W L3F2 End of Film sensor funct'y check | Filler No 10 L3 Fuji Fw 7t | B | 0190E004 | 2014-05-19 | 2010-08-09 | PHCABIOPE
0190-040-197 | 51200 | 0190-COF-FNP-L03-FILLER01 | PM03 | 307 | 1W L3F1 End of Film sensor funct'y check | Filler No 9 L3 Fuji Fw 7t | B | 0190E004 | 2014-05-19 | 2010-08-09 | PHCABIOPE
0190-040-196 | 51200 | 0190-COF-FNP-L02-FILLER04 | PM03 | 307 | 1W L2F4 End of Film sensor funct'y check | Filler No 8 L2 Fuji Fw 7t | B | 0190E004 | 2014-05-19 | 2010-08-09 | PHCABIOPE
0190-040-195 | 51200 | 0190-COF-FNP-L02-FILLER03 | PM03 | 307 | 1W L2F3 End of Film sensor funct'y check | Filler No 7 L2 Fuji Fw 7t | B | 0190E004 | 2014-05-19 | 2010-08-09 | PHCABIOPE
0190-040-194 | 51200 | 0190-COF-FNP-L02-FILLER02 | PM03 | 307 | 1W L2F2 End of Film sensor funct'y check | Filler No 6 L2 Fuji Fw 7t | B | 0190E004 | 2014-05-19 | 2010-08-09 | PHCABIOPE
0190-040-193 | 51200 | 0190-COF-FNP-L02-FILLER01 | PM03 | 307 | 1W L2F1 End of Film sensor funct'y check | Filler No 5 L2 | B | 0190E004 | 2014-05-19 | 2010-08-09 | PHCABIOPE
0190-040-192 | 51200 | 0190-COF-FNP-L01-FILLER04 | PM03 | 307 | 1W L1F4 End of Film sensor funct'y check | Filler No 4 L1 | A | 0190E004 | 2014-05-19 | 2010-08-09 | PHCABIOPE
0190-040-191 | 51200 | 0190-COF-FNP-L01-FILLER03 | PM03 | 307 | 1W L1F3 End of Film sensor funct'y check | Filler No 3 L1 | A | 0190E004 | 2019-07-06 | 2010-08-09 | PHONGGE
0190-040-190 | 51200 | 0190-COF-FNP-L01-FILLER02 | PM03 | 307 | 1W L1F2 End of Film sensor funct'y check | Filler No 2 L1 | A | 0190E004 | 2014-05-19 | 2010-08-09 | PHCABIOPE
0190-040-189 | 51200 | 0190-COF-FNP-L01-FILLER01 | PM03 | 307 | 1W L1F1 End of Film sensor funct'y check | Filler No 1 L1 | A | 0190E004 | 2014-05-19 | 2010-08-09 | PHCABIOPE
0190-040-188 | 410466 | 0190-COF-FNP-L01-CSPRTR03-PRNTR01 | PM03 | 305 | 1Y L1 Case Printer Cleaning & Flushing | Markem-Imaje Printer Head Line No. 1 | B | 0190E004 | 2014-10-22 | 2010-08-09 | PHCABIOPE
0190-040-188 | 410466 | 0190-COF-FNP-L02-CSPRTR02 | PM03 | 305 | 1Y L2 Case Printer Cleaning & Flushing | Codeology Case Printer Line 2 | B | 0190E004 | 2014-10-22 | 2013-11-27 | PHCABIOPE
0190-040-188 | 410466 | 0190-COF-FNP-L03-CSPRTR03 | PM03 | 305 | 1Y L3 Case Printer Cleaning & Flushing | Markem-Imaje Printer Head Line No. 3 | B | 0190E004 | 2014-10-22 | 2013-11-27 | PHCABIOPE
0190-040-188 | 410466 | 0190-COF-FNP-L04-CSPRTR01 | PM03 | 305 | 1Y L4 Case Printer Cleaning & Flushing | MARKEM Carton Printer Line No 4 | A | 0190E004 | 2014-10-22 | 2013-11-27 | PHCABIOPE
0190-040-188 | 410466 | 0190-COF-FNP-L07-CSPRTR01 | PM03 | 305 | 1Y L7 Case Printer Cleaning & Flushing | Marsh Carton Printer Line No 7 | A | 0190E004 | 2014-10-22 | 2013-11-27 | PHCABIOPE
0190-040-187 | 408605 | 0190-COF-FNP-L04-CASWGH02 | PM03 | 301 | 3M L4 Case CW Calbt'n (4A4-CHW-04.11) | ISHIDA Case Checkweigher Line No 4 | A | 0190E015 | 2015-04-22 | 2010-08-09 | PHCABIOPE
0190-040-187 | 408605 | 0190-COF-FNP-L09-CASWGH02 | PM03 | 301 | 3M L9 Case CW (4A9-CHW-L09-CASWGH02) | ISHIDA Case Checkweigher Line No 9 | B | 0190E015 | 2015-04-22 | 2013-11-13 | PHCABIOPE
0190-040-187 | 408605 | 0190-WST-FNP-L07-CASWGH01 | PM03 | 301 | 3M L7 Case CW (4A7-CHW-L07-CASWGH01) | Case Checkweigher Line No 7 | C | 0190E015 | 2015-04-22 | 2013-11-13 | PHCABIOPE
0190-040-187 | 408605 | 0190-WST-FNP-L11-CASWGH01 | PM03 | 301 | 3M L11 Case CW (4A11-CHW-L11-CASWGH01) | Case Checkweigher Line No 11 | C | 0190E015 | 2015-04-22 | 2013-11-13 | PHCABIOPE
0190-040-187 | 408605 | 0190-WST-FNP-L12-CASWGH01 | PM03 | 301 | 3M L12 Case CW (4A12-CHW-12.08) Calbt'n | Case Checkweigher Line No 12 | C | 0190E015 | 2015-04-22 | 2013-11-13 | PHCABIOPE
0190-040-186 | 408601 | 0190-COF-FNP-L07-XRAY01-CASEREJECT01 | PM03 | 301 | 1Y L7 X-ray Rejector PG Calibration | X-ray Machine Case Rejector Line 7 | B | 0190E004 | 2017-12-19 | 2010-08-09 | PHOROSCOFE
0190-040-185 | 408601 | 0190-COF-FNP-L04-XRAY01-CASEREJECT01 | PM03 | 301 | 1Y L4 X-ray Rejector PG Calibration | X-ray Machine Case Rejector Line 4 | A | 0190E004 | 2020-01-28 | 2010-08-09 | PHOROSCOFE
0190-040-184 | 408601 | 0190-COF-FNP-L03-XRAY01-CASEREJECT01 | PM03 | 301 | 1Y L3 X-ray Rejector PG Calibration | X-ray Machine Case Rejector Line 3 | B | 0190E004 | 2017-12-19 | 2010-08-09 | PHOROSCOFE
0190-040-183 | 408601 | 0190-COF-FNP-L02-XRAY01 | PM03 | 301 | 1Y L2 X-ray Rejector PG Calibration | X-Ray Machine Line-02 | A | 0190E015 | 2014-10-22 | 2010-08-09 | PHCABIOPE
0190-040-182 | 408601 |  | PM03 | 301 | 1Y L1 X-ray Rejector PG Calibration |  |  | 0190E004 | 2021-03-17 | 2010-08-09 | PHOROSCOFE
0190-040-181 | 406939 | 0190-COF-FNP-L12-PCHWGH02 | PM03 | 301 | 52W L12 Pouch CW(4A12-CHW-12.02) Calbt'n | Pouch Checkweigher Line 12 | A | 0190E004 | 2020-01-28 | 2010-08-09 | PHOROSCOFE
0190-040-180 | 406939 | 0190-COF-FNP-L11-PCHWGH02 | PM03 | 301 | 52W L11 Pouch CW(4A11-CHW-11.02) Calbt'n | Pouch Checkweigher Line 11 | B | 0190E004 | 2018-07-24 | 2010-08-09 | PHGONZALNA
0190-040-179 | 406939 |  | PM03 | 301 | 52W L9 Pouch CW Calbt'n (4A9-CHW-09.02) |  |  | 0190E015 | 2021-03-17 | 2010-08-09 | PHOROSCOFE
0190-040-178 | 406939 | 0190-COF-FNP-L04-PCHWGH05-WEIGHCON01 | PM03 | 301 | 52W PCW L4F1 Calibration (4A4-CHW-04.22) | Anritsu Weighing Conveyor Head No. 13 | A | 0190E003 | 2020-01-28 | 2010-08-09 | PHOROSCOFE
0190-040-178 | 406939 | 0190-COF-FNP-L04-PCHWGH06-WEIGHCON01 | PM03 | 301 | 52W PCW L4F2 Calibration (4A4-CHW-04.23) | Anritsu Weighing Conveyor Head No. 14 | A | 0190E003 | 2020-01-28 | 2013-09-18 | PHOROSCOFE
0190-040-178 | 406939 | 0190-COF-FNP-L04-PCHWGH07-WEIGHCON01 | PM03 | 301 | 52W PCW L4F3 Calibration (4A4-CHW-04.24) | Anritsu Weighing Conveyor Head No. 15 | A | 0190E003 | 2020-01-28 | 2013-09-18 | PHOROSCOFE
0190-040-178 | 406939 | 0190-COF-FNP-L04-PCHWGH08-WEIGHCON01 | PM03 | 301 | 52W PCW L4F4 Calibration (4A4-CHW-04.25) | Anritsu Weighing Conveyor Head No. 16 | A | 0190E003 | 2020-01-28 | 2013-09-18 | PHOROSCOFE
0190-040-177 | 406939 | 0190-COF-FNP-L02-PCHWGH01 | PM03 | 301 | 1Y PCW L2F1 Calibration (4A2-CHW-02.25) | Pouch Checkweigher No 5 L2 | C | 0190E015 | 2014-10-22 | 2010-08-09 | PHCABIOPE
0190-040-177 | 406939 | 0190-COF-FNP-L02-PCHWGH02 | PM03 | 301 | 1Y PCW L2F2 Calibration (4A2-CHW-02.26) | Pouch Checkweigher No 6 L2 | C | 0190E015 | 2014-10-22 | 2013-09-18 | PHCABIOPE
0190-040-177 | 406939 | 0190-COF-FNP-L02-PCHWGH03 | PM03 | 301 | 1Y PCW L2F3 Calibration (4A2-CHW-02.27) | Pouch Checkweigher No 7 L2 | C | 0190E015 | 2014-10-22 | 2013-09-18 | PHCABIOPE
0190-040-177 | 406939 | 0190-COF-FNP-L02-PCHWGH04 | PM03 | 301 | 1Y PCW L2F4 Calibration (4A2-CHW-02.28) | Pouch Checkweigher No 8 L2 | C | 0190E015 | 2014-10-22 | 2013-09-18 | PHCABIOPE
0190-040-176 | 406939 | 0190-COF-FNP-L01-PCHWGH07-WEIGHCON01 | PM03 | 301 | 52W PCW L1F1 Calibration (4A1-CHW-01.23) | Anritsu Weighing Conveyor Head No. 1 | A | 0190E003 | 2016-08-08 | 2010-08-09 | PHCABIOPE
0190-040-176 | 406939 | 0190-COF-FNP-L01-PCHWGH08-WEIGHCON01 | PM03 | 301 | 52W PCW L1F2 Calibration (4A1-CHW-01.24) | Anritsu Weighing Conveyor Head No. 2 | A | 0190E003 | 2016-08-08 | 2013-09-18 | PHCABIOPE
0190-040-176 | 406939 | 0190-COF-FNP-L01-PCHWGH09-WEIGHCON01 | PM03 | 301 | 52W PCW L1F3 Calibration (4A1-CHW-01.25) | Anritsu Weighing Conveyor Head No. 3 | A | 0190E003 | 2016-08-08 | 2013-09-18 | PHCABIOPE
0190-040-176 | 406939 | 0190-COF-FNP-L01-PCHWGH10-WEIGHCON01 | PM03 | 301 | 52W PCW L1F4 Calibration (4A1-CHW-01.26) | Anritsu Weighing Conveyor Head No. 4 | A | 0190E003 | 2016-08-08 | 2013-09-18 | PHCABIOPE
0190-040-175 | 511447 | 0190-COF-FNP-L12-CASWGH02-WEIGHCON01 | PM03 | 305 | 26W L12 ANRITSU Case CW Servicing | Case Checkweigher Weigh Conveyor Line 12 | A | 0190E003 | 2019-07-31 | 2010-08-09 | PHONGGE
0190-040-174 | 511447 | 0190-COF-FNP-L11-CASWGH02-WEIGHCON01 | PM03 | 305 | 26W L11 ANRITSU Case CW Servicing | Case Checkweigher Weigh Conveyor Line 11 | B | 0190E003 | 2018-06-28 | 2010-08-09 | PHGONZALNA
0190-040-173 | 511448 | 0190-COF-FNP-L09-CASWGH02 | PM03 | 305 | 26W L9 ANRITSU Case CW Servicing | ISHIDA Case Checkweigher Line No 9 | B | 0190E003 | 2021-03-19 | 2010-08-09 | PHILAGANAN
0190-040-172 | 51191 | 0190-COF-FNP-L04-FILLER04 | PM03 | 305 | 2YL4F4 Film Shaft & Sleevelock Servicing | Filler No 16 L4 Fuji Fw 7t | A | 0190E003 | 2014-08-05 | 2010-08-09 | PHCABIOPE
0190-040-171 | 51191 | 0190-COF-FNP-L04-FILLER03 | PM03 | 305 | 2YL4F3 Film Shaft & Sleevelock Servicing | Filler No 15 L4 Fuji Fw 7t | A | 0190E003 | 2014-08-05 | 2010-08-09 | PHCABIOPE
0190-040-170 | 51191 | 0190-COF-FNP-L04-FILLER02 | PM03 | 305 | 2YL4F2 Film Shaft & Sleevelock Servicing | Filler No 14 L4 Fuji Fw 7t | A | 0190E003 | 2014-08-05 | 2010-08-09 | PHCABIOPE
0190-040-169 | 51191 | 0190-COF-FNP-L04-FILLER01 | PM03 | 305 | 2YL4F1 Film Shaft & Sleevelock Servicing | Filler No 13 L4 Fuji Fw 7t | A | 0190E003 | 2014-08-05 | 2010-08-09 | PHCABIOPE
0190-040-168 | 51191 | 0190-COF-FNP-L03-FILLER04 | PM03 | 305 | 2YL3F4 Film Shaft & Sleevelock Servicing | Filler No 12 L3 Fuji Fw 7t | B | 0190E003 | 2014-08-05 | 2010-08-09 | PHCABIOPE
0190-040-167 | 51191 | 0190-COF-FNP-L03-FILLER03 | PM03 | 305 | 2YL3F3 Film Shaft & Sleevelock Servicing | Filler No 11 L3 Fuji Fw 7t | B | 0190E003 | 2014-08-05 | 2010-08-09 | PHCABIOPE
0190-040-166 | 51191 | 0190-COF-FNP-L03-FILLER02 | PM03 | 305 | 2YL3F2 Film Shaft & Sleevelock Servicing | Filler No 10 L3 Fuji Fw 7t | B | 0190E003 | 2014-08-05 | 2010-08-09 | PHCABIOPE
0190-040-165 | 51191 | 0190-COF-FNP-L03-FILLER01 | PM03 | 305 | 2YL3F1 Film Shaft & Sleevelock Servicing | Filler No 9 L3 Fuji Fw 7t | B | 0190E003 | 2014-08-05 | 2010-08-09 | PHCABIOPE
0190-040-164 | 51191 | 0190-COF-FNP-L02-FILLER04 | PM03 | 305 | 2YL2F4 Film Shaft & Sleevelock Servicing | Filler No 8 L2 Fuji Fw 7t | B | 0190E003 | 2014-08-05 | 2010-08-09 | PHCABIOPE
0190-040-163 | 51191 | 0190-COF-FNP-L02-FILLER03 | PM03 | 305 | 2YL2F3 Film Shaft & Sleevelock Servicing | Filler No 7 L2 Fuji Fw 7t | B | 0190E003 | 2014-08-05 | 2010-08-09 | PHCABIOPE
0190-040-162 | 51191 | 0190-COF-FNP-L02-FILLER02 | PM03 | 305 | 2YL2F2 Film Shaft & Sleevelock Servicing | Filler No 6 L2 Fuji Fw 7t | B | 0190E003 | 2014-08-05 | 2010-08-09 | PHCABIOPE
0190-040-161 | 51191 | 0190-COF-FNP-L02-FILLER01 | PM03 | 305 | 2YL2F1 Film Shaft & Sleevelock Servicing | Filler No 5 L2 | B | 0190E003 | 2014-08-05 | 2010-08-09 | PHCABIOPE
0190-040-160 | 51191 | 0190-COF-FNP-L01-FILLER04 | PM03 | 305 | 2YL1F4 Film Shaft & Sleevelock Servicing | Filler No 4 L1 | A | 0190E003 | 2014-08-05 | 2010-08-09 | PHCABIOPE
0190-040-159 | 51191 | 0190-COF-FNP-L01-FILLER03 | PM03 | 305 | 2YL1F3 Film Shaft & Sleevelock Servicing | Filler No 3 L1 | A | 0190E003 | 2014-08-05 | 2010-08-09 | PHCABIOPE
0190-040-158 | 51191 | 0190-COF-FNP-L01-FILLER02 | PM03 | 305 | 2YL1F2 Film Shaft & Sleevelock Servicing | Filler No 2 L1 | A | 0190E003 | 2014-08-05 | 2010-08-09 | PHCABIOPE
0190-040-157 | 51191 | 0190-COF-FNP-L01-FILLER01 | PM03 | 305 | 2YL1F1 Film Shaft & Sleevelock Servicing | Filler No 1 L1 | A | 0190E003 | 2014-08-05 | 2010-08-09 | PHCABIOPE
0190-040-156 | 51188 | 0190-COF-FNP-L04-INFCVY04 | PM03 | 305 | 1Y L4F4 Dogchain Main Drive Servicing | Wrap Around Infeed Conveyor Fm16 L 4 | C | 0190E003 | 2015-12-14 | 2010-08-09 | PHCABIOPE
0190-040-155 | 51188 | 0190-COF-FNP-L04-INFCVY03 | PM03 | 305 | 1Y L4F3 Dogchain Main Drive Servicing | Wrap Around Infeed Conveyor Fm15 L 4 | C | 0190E003 | 2015-12-14 | 2010-08-09 | PHCABIOPE
0190-040-154 | 51188 | 0190-COF-FNP-L04-WABUCKET02 | PM03 | 305 | 52W L4 Dogchain Main Drive-A Servicing | Wrap Around Bucket A Infeed Conv 15&16 | A | 0190E003 | 2021-03-19 | 2010-08-09 | PHILAGANAN
0190-040-153 | 51188 | 0190-COF-FNP-L04-WABUCKET01 | PM03 | 305 | 52W L4 Dogchain Main Drive-B Servicing | Wrap Around Bucket B Infeed Conv 13&14 | A | 0190E003 | 2021-03-19 | 2010-08-09 | PHILAGANAN
0190-040-152 | 51188 | 0190-COF-FNP-L03-INFCVY04 | PM03 | 305 | 1Y L3F4 Dogchain Main Drive Servicing | Wrap Around Infeed Conveyor Fm12 L 3 | C | 0190E003 | 2015-12-14 | 2010-08-09 | PHCABIOPE
0190-040-151 | 51188 | 0190-COF-FNP-L03-INFCVY03 | PM03 | 305 | 1Y L3F3 Dogchain Main Drive Servicing | Wrap Around Infeed Conveyor Fm11 L 3 | C | 0190E003 | 2015-12-14 | 2010-08-09 | PHCABIOPE
0190-040-150 | 51188 | 0190-COF-FNP-L03-BUCKET02 | PM03 | 305 | 52W L3 Dogchain Main Drive-B Servicing | Wrap Around Bucket B Infeed Conv 11&12 | A | 0190E004 | 2017-12-19 | 2010-08-09 | PHOROSCOFE
0190-040-149 | 51188 | 0190-COF-FNP-L03-BUCKET01 | PM03 | 305 | 52W L3 Dogchain Main Drive-A Servicing | Wrap Around Bucket A Infeed Conv 9&10 | A | 0190E004 | 2017-12-19 | 2010-08-09 | PHOROSCOFE
0190-040-148 | 416484 | 0190-COF-FNP-L01-WRPARND04-DOGCHAINCVY01 | PM03 | 305 | 4W L1F4 W/A Dog Chain Conveyor Servicing | Dog Chain Conveyor Line 1 Head 4A | B | 0190E003 | 2020-04-09 | 2010-08-09 | PHOROSCOFE
0190-040-147 | 416484 | 0190-COF-FNP-L01-WRPARND03-DOGCHAINCVY01 | PM03 | 305 | 4W L1F3 W/A Dog Chain Conveyor Servicing | Dog Chain Conveyor Line 1 Head 3A | B | 0190E003 | 2020-04-09 | 2010-08-09 | PHOROSCOFE
0190-040-146 | 416484 | 0190-COF-FNP-L01-WRPARND02-DOGCHAINCVY01 | PM03 | 305 | 4W L1F2W/A Dog Chain Conveyor Servicing | Dog Chain Conveyor Line 1 Head 2A | B | 0190E003 | 2020-04-09 | 2010-08-09 | PHOROSCOFE
0190-040-145 | 416484 | 0190-COF-FNP-L01-WRPARND01-DOGCHAINCVY01 | PM03 | 305 | 4W L1F1 W/A Dog Chain Conveyor Servicing | Dog Chain Conveyor Line 1 Head 1A | B | 0190E003 | 2021-03-19 | 2010-08-09 | PHILAGANAN
0190-040-144 | 51188 | 0190-COF-FNP-L01-WRPARND04-DOGCHAINCVY01 | PM03 | 305 | 52W L1F4 Dogchain Main Drive-A Servicing | Dog Chain Conveyor Line 1 Head 4A | B | 0190E003 | 2021-05-20 | 2021-03-17 | PHOROSCOFE
0190-040-144 | 51188 | 0190-COF-FNP-L01-WRPARND04-DOGCHAINCVY02 | PM03 | 305 | 52W L1F4 Dogchain Main Drive-B Servicing | Dog Chain Conveyor Line 1 Head 4B | B | 0190E003 | 2021-05-20 | 2021-03-17 | PHOROSCOFE
0190-040-143 | 51188 | 0190-COF-FNP-L01-WRPARND03-DOGCHAINCVY01 | PM03 | 305 | 52W L1F3 Dogchain Main Drive-A Servicing | Dog Chain Conveyor Line 1 Head 3A | B | 0190E003 | 2021-03-19 | 2021-03-17 | PHILAGANAN
0190-040-143 | 51188 | 0190-COF-FNP-L01-WRPARND03-DOGCHAINCVY02 | PM03 | 305 | 52W L1F3 Dogchain Main Drive-B Servicing | Dog Chain Conveyor Line 1 Head 3B | B | 0190E003 | 2021-03-19 | 2021-03-17 | PHILAGANAN
0190-040-142 | 51188 | 0190-COF-FNP-L01-WRPARND02-DOGCHAINCVY01 | PM03 | 305 | 52W L1F2 Dogchain Main Drive-A Servicing | Dog Chain Conveyor Line 1 Head 2A | B | 0190E003 | 2021-05-20 | 2021-03-17 | PHOROSCOFE
0190-040-142 | 51188 | 0190-COF-FNP-L01-WRPARND02-DOGCHAINCVY02 | PM03 | 305 | 52W L1F2 Dogchain Main Drive-B Servicing | Dog Chain Conveyor Line 1 Head 2B | B | 0190E003 | 2021-05-20 | 2021-03-17 | PHOROSCOFE
0190-040-141 | 51188 | 0190-COF-FNP-L01-WRPARND01-DOGCHAINCVY01 | PM03 | 305 | 52W L1F1 Dogchain Main Drive-A Servicing | Dog Chain Conveyor Line 1 Head 1A | B | 0190E003 | 2021-03-19 | 2021-03-17 | PHILAGANAN
0190-040-141 | 51188 | 0190-COF-FNP-L01-WRPARND01-DOGCHAINCVY02 | PM03 | 305 | 52W L1F1 Dogchain Main Drive-B Servicing | Dog Chain Conveyor Line 1 Head 1B | B | 0190E003 | 2021-03-19 | 2021-03-17 | PHILAGANAN
0190-040-140 | 50936 | 0190-COF-FNP-L09-CASPAC01 | PM03 | 303 | 3M MECH L9 PRODEC Caser Lubrication | Case Packer Machine 100g L09 | A | 0190E003 | 2018-03-24 | 2010-07-23 | PHOROSCOFE
0190-040-139 | 50913 | 0190-COF-FNP-L01-AILSYS01 | PM03 | 307 | 3W L01 Rubber sleeves&gaskets inspection | AIL System Line-1 | A | 0190E003 | 2021-08-11 | 2010-07-21 | PHOROSCOFE
0190-040-139 | 50913 | 0190-COF-FNP-L04-AILSYS01 | PM03 | 307 | 3W L04 Rubber sleeves&gaskets inspection | AIL System Line-4 | A | 0190E003 | 2021-08-11 | 2010-07-21 | PHOROSCOFE
0190-040-139 | 50913 | 0190-COF-FNP-L05-DIFHPR01 | PM03 | 307 | 3W L05 Rubber sleeves&gaskets inspection | Direct Filling Hopper DFh No 5 | B | 0190E003 | 2021-08-11 | 2013-07-11 | PHOROSCOFE
0190-040-139 | 50913 | 0190-COF-FNP-L07-AILSYS01 | PM03 | 307 | 3W L07 Rubber sleeves&gaskets inspection | AIL System Line-7 | C | 0190E003 | 2021-08-11 | 2010-07-21 | PHOROSCOFE
0190-040-139 | 50913 | 0190-COF-FNP-L09-AILSYS01 | PM03 | 307 | 3W L09 Rubber sleeves&gaskets inspection | AIL System Line-9 | A | 0190E003 | 2021-08-11 | 2010-07-21 | PHOROSCOFE
0190-040-139 | 50913 | 0190-COF-FNP-L12-AILSYS01 | PM03 | 307 | 3W L12 Rubber sleeves&gaskets inspection | AIL System Line-12 | A | 0190E003 | 2021-08-11 | 2010-07-21 | PHOROSCOFE
0190-040-138 | 50911 | 0190-COF-FNP-L01-WRACSR01 | PM03 | 305 | 3M EI L1 Wrap Around Caser Servicing | Wrap Around Caser Line No 1 | A | 0190E004 | 2015-03-25 | 2010-07-21 | PHCABIOPE
0190-040-138 | 50911 | 0190-COF-FNP-L02-WRACSR01 | PM03 | 305 | 3M EI L2 Wrap Around Caser Servicing | Wrap Around Caser Line No 2 Fw 607 W | A | 0190E004 | 2015-03-25 | 2010-07-21 | PHCABIOPE
0190-040-138 | 50911 | 0190-COF-FNP-L03-WRACSR01 | PM03 | 305 | 3M EI L3 Wrap Around Caser Servicing | Wrap Around Caser Line No 3 Fw 607 W | A | 0190E004 | 2015-03-25 | 2010-07-21 | PHCABIOPE
0190-040-138 | 50911 | 0190-COF-FNP-L04-WRACSR01 | PM03 | 305 | 3M EI L4 Wrap Around Caser Servicing | Wrap Around Caser Line No4 Fw 607 W | A | 0190E004 | 2015-03-25 | 2010-07-21 | PHCABIOPE
0190-040-137 | 50886 | 0190-COF-FNP-L01-WRACSR01 | PM03 | 303 | 3W MECH L1 WrapAround Caser Lubrication | Wrap Around Caser Line No 1 | A | 0190E003 | 2015-02-06 | 2010-07-20 | PHCABIOPE
0190-040-136 | 401473 | 0190-COF-FNP-L03-XRAY01 | PM03 | 305 | 1Y L3 X-Ray Machine Servicing | X-Ray Machine Line-03 | A | 0190E004 | 2017-12-19 | 2010-07-19 | PHOROSCOFE
0190-040-135 | 401473 | 0190-COF-FNP-L01-XRAY01 | PM03 | 305 | 1Y L1 X-Ray Machine Servicing | X-Ray Machine Line-01 | A | 0190E003 | 2021-11-26 | 2010-07-19 | PHONGGE
0190-040-135 | 401473 | 0190-COF-FNP-L01-XRAY01-ACUASSEMBLY01 | PM03 | 305 | 1Y L1 X-Ray Machine Servicing | X-ray Air Conditioning Unit Assembly | A | 0190E004 |  | 2021-11-26
0190-040-135 | 401473 | 0190-COF-FNP-L01-XRAY01-CONVEYORASSY01 | PM03 | 305 | 1Y L1 X-Ray Machine Servicing | X-ray Conveyor Assembly Line 1 | A | 0190E004 | 2021-11-26 | 2021-11-19 | PHONGGE
0190-040-135 | 401473 | 0190-COF-FNP-L01-XRAY01-CTRLPANEL01 | PM03 | 305 | 1Y L1 X-Ray Machine Servicing | X-ray Control Panel Assembly Line 1 | A | 0190E004 | 2021-11-26 | 2021-11-19 | PHONGGE
0190-040-134 | 401473 | 0190-COF-FNP-L02-XRAY01 | PM03 | 305 | 1Y L2 X-Ray Machine Servicing | X-Ray Machine Line-02 | A | 0190E004 | 2014-10-22 | 2010-07-19 | PHCABIOPE
0190-040-133 | 50781 | 0190-COF-FNP-L12-AILSYS01 | PM03 | 305 | 1Y L12 AIL Ctrl Panel Retightening | AIL System Line-12 | A | 0190E004 | 2018-01-26 | 2010-07-10 | PHOROSCOFE
0190-040-132 | 50781 | 0190-COF-FNP-L11-AILSYS01 | PM03 | 305 | 1Y L11 AIL Ctrl Panel Retightening | AIL System Line-11 | C | 0190E004 | 2019-03-18 | 2010-07-10 | PHONGGE
0190-040-131 | 50781 | 0190-COF-FNP-L09-AILSYS01 | PM03 | 305 | 1Y L9 AIL Ctrl Panel Retightening | AIL System Line-9 | A | 0190E004 | 2015-12-09 | 2010-07-10 | PHCABIOPE
0190-040-130 | 50781 | 0190-COF-FNP-L07-AILSYS01 | PM03 | 305 | 1Y L7 AIL Ctrl Panel Retightening | AIL System Line-7 | C | 0190E004 | 2017-12-19 | 2010-07-10 | PHOROSCOFE
0190-040-129 | 50781 | 0190-COF-FNP-L04-AILSYS01 | PM03 | 305 | 1Y L4 AIL Ctrl Panel Retightening | AIL System Line-4 | A | 0190E004 | 2021-11-10 | 2010-07-10 | PHONGGE
0190-040-129 | 50781 | 0190-COF-FNP-L04-AILSYS01-CTRLPANEL02 | PM03 | 305 | 1Y L4 AIL Ctrl Panel Retightening | AIL Control Panel Line 4 | A | 0190E003 |  | 2021-11-10
0190-040-128 | 50781 | 0190-COF-FNP-L03-AILSYS01 | PM03 | 305 | 1Y L3 AIL Ctrl Panel Retightening | AIL System Line-3 | C | 0190E004 | 2017-12-19 | 2010-07-10 | PHOROSCOFE
0190-040-127 | 50781 | 0190-COF-FNP-L02-AILSYS01 | PM03 | 305 | 1Y L2 AIL Ctrl Panel Retightening | AIL System Line-2 | C | 0190E004 | 2015-11-20 | 2010-07-10 | PHCABIOPE
0190-040-126 | 50781 | 0190-COF-FNP-L01-AILSYS01-CTRLPANEL01 | PM03 | 305 | 52W L1 AIL Ctrl Panel Retightening | AIL Control Panel Line 1 | A | 0190E003 | 2021-11-10 | 2010-07-10 | PHONGGE
0190-040-126 | 50781 | 0190-COF-FNP-L01-AILSYS01-CTRLPANEL02 | PM03 | 305 | 1Y L1 AIL Ctrl Panel Retightening | AIL Control Panel Line 1 | A | 0190E003 | 2021-11-10 | 2021-11-10 | PHONGGE
0190-040-125 | 51186 | 0190-COF-FNP-L12-FILLER01-BTMSEALER01 | PM03 | 305 | 52W L12 Vert. Sealer Heater Replacemnt | MESPACK Bottom Sealer Line 12 | A | 0190E004 | 2021-03-19 | 2014-09-29 | PHILAGANAN
0190-040-125 | 568527 | 0190-COF-FNP-L12-FILLER01-TOPSEALER01 | PM03 | 305 | 52W L12 Top Sealer Heater Replacement | MESPACK Top Sealer Assembly | A | 0190E004 | 2021-03-19 | 2010-08-07 | PHILAGANAN
0190-040-125 | 571795 | 0190-COF-FNP-L12-FILLER01-VRTSEALER01 | PM03 | 305 | 52W L12 Bottom Seal Heater Replacemnt | MESPACK Vertical Sealer No. 1 | A | 0190E004 | 2021-03-19 | 2014-10-16 | PHILAGANAN
0190-040-125 | 571795 | 0190-COF-FNP-L12-FILLER01-VRTSEALER02 | PM03 | 305 | 52W L12 MESPACK Heater Replacement | MESPACK Vertical Sealer No. 2 | A | 0190E004 | 2021-03-19 | 2020-11-29 | PHILAGANAN
0190-040-125 | 571795 | 0190-COF-FNP-L12-FILLER01-VRTSEALER03 | PM03 | 305 | 52W L12 MESPACK Heater Replacement | MESPACK Vertical Sealer No. 3 | A | 0190E004 | 2021-03-19 | 2020-11-29 | PHILAGANAN
0190-040-125 | 571795 | 0190-COF-FNP-L12-FILLER01-VRTSEALER04 | PM03 | 305 | 52W L12 MESPACK Heater Replacement | MESPACK Vertical Sealer No. 4 | A | 0190E004 | 2021-03-19 | 2020-11-29 | PHILAGANAN
0190-040-125 | 571795 | 0190-COF-FNP-L12-FILLER01-VRTSEALER05 | PM03 | 305 | 52W L12 MESPACK Heater Replacement | MESPACK Vertical Sealer No. 5 | A | 0190E004 | 2021-03-19 | 2020-11-29 | PHILAGANAN
0190-040-125 | 571795 | 0190-COF-FNP-L12-FILLER01-VRTSEALER06 | PM03 | 305 | 52W L12 MESPACK Heater Replacement | MESPACK Vertical Sealer No. 6 | A | 0190E004 | 2021-03-19 | 2020-11-29 | PHILAGANAN
0190-040-124 | 51186 | 0190-COF-FNP-L11-FILLER01-BTMSEALER01 | PM03 | 305 | 104W L11 Bottom Sealer Heater Replacemnt | Bottom Sealer Line 11 | B | 0190E004 | 2019-07-22 | 2014-09-29 | PHOROSCOFE
0190-040-124 | 51186 | 0190-COF-FNP-L11-FILLER01-TOPSEALER01 | PM03 | 305 | 104W L11 Top Sealer Heater Replacement | Top Sealer Line 11 | B | 0190E004 | 2019-07-22 | 2010-08-07 | PHOROSCOFE
0190-040-124 | 51186 | 0190-COF-FNP-L11-FILLER01-VRTSEALER01 | PM03 | 305 | 104W L11 Vertical Seal Heater Replacemnt | Vertical Sealer No. 1 | B | 0190E004 | 2019-07-22 | 2014-10-16 | PHOROSCOFE
0190-040-123 | 51186 | 0190-COF-FNP-L09-FILLER01-BTMSEALER01 | PM03 | 305 | 52W L9 Vert. Sealer Heater Replacement | Bottom Sealer Line 9 | A | 0190E004 | 2021-03-19 | 2014-09-29 | PHILAGANAN
0190-040-123 | 568527 | 0190-COF-FNP-L09-FILLER01-TOPSEALER01 | PM03 | 305 | 52W L9 Top Sealer Heater Replacement | Top Sealer Line 9 | A | 0190E003 | 2021-03-19 | 2010-08-07 | PHILAGANAN
0190-040-123 | 571795 | 0190-COF-FNP-L09-FILLER01-VRTSEALER01 | PM03 | 305 | 52W L9 MESPACK Heater Replacement | Vertical Sealer No. 1 | A | 0190E003 | 2021-03-19 | 2021-02-05 | PHILAGANAN
0190-040-123 | 571795 | 0190-COF-FNP-L09-FILLER01-VRTSEALER02 | PM03 | 305 | 52W L9 MESPACK Heater Replacement | Vertical Sealer No. 2 | A | 0190E003 | 2021-03-19 | 2021-02-05 | PHILAGANAN
0190-040-123 | 571795 | 0190-COF-FNP-L09-FILLER01-VRTSEALER03 | PM03 | 305 | 52W L9 MESPACK Heater Replacement | Vertical Sealer No. 3 | A | 0190E003 | 2021-03-19 | 2021-02-05 | PHILAGANAN
0190-040-123 | 571795 | 0190-COF-FNP-L09-FILLER01-VRTSEALER04 | PM03 | 305 | 52W L9 MESPACK Heater Replacement | Vertical Sealer No. 4 | A | 0190E003 | 2021-03-19 | 2021-02-05 | PHILAGANAN
0190-040-122 | 50936 | 0190-COF-FNP-L11-CASPAC01 | PM03 | 303 | 3M MECH L11 PRODEC Caser Lubrication | Case Packer Machine 50g L11 | A | 0190E003 | 2018-06-28 | 2013-07-06 | PHGONZALNA
0190-040-121 | 50936 | 0190-COF-FNP-L12-CASPAC01 | PM03 | 303 | 3M MECH L12 PRODEC Caser Lubrication | Case Packer Machine 50g L12 | A | 0190E003 | 2021-03-19 | 2013-07-06 | PHILAGANAN
0190-040-120 | 572286 | 0190-COF-FNP-L04-WRACSR01 | PM03 | 305 | 156W WA L1 Main Bucket Chain Replacemnt | Wrap Around Caser Line No4 Fw 607 W | A | 0190E003 | 2021-03-19 | 2010-08-07 | PHILAGANAN
0190-040-119 | 572278 | 0190-COF-FNP-L01-WRACSR01-BUCKETCVY01 | PM03 | 307 | 4W WA L1 Main Bucket Conveyor Inspection | Main Bucket Conveyor Assembly Line 1 | B | 0190E003 | 2020-12-22 | 2010-08-07 | PHOROSCOFE
0190-040-118 | 572281 | 0190-COF-FNP-L01-WRACSR01-BUCKETCVY01 | PM03 | 303 | 13W WA Main Bucket Conveyor Chain Lub'n | Main Bucket Conveyor Assembly Line 1 | B | 0190E003 | 2021-03-19 | 2010-08-07 | PHILAGANAN
0190-040-117 | 565463 | 0190-COF-FNP-L01-ROLCVY01 | PM03 | 307 | 12W End Line Roller Inspection/Retighten | Endline Roller Conveyor | C | 0190E003 | 2021-03-19 | 2014-09-30 | PHILAGANAN
0190-040-116 | 51180 | 0190-COF-FNP-L03-PCHWGH02 | PM03 | 305 | 1M L3F2 Pouch CW Rejector Arm servicing | Pouch Checkweigher No 10 L3 | C | 0190E003 | 2011-06-18 | 2010-08-07 | PHSANTANJO
0190-040-115 | 405784 | 0190-COF-FNP-L12-FILLER01 | PM03 | 305 | 104W L12 MECH Mespack Filler Overhauling | Filler Mes Pack H-360 FET L12 | A | 0190E003 | 2021-03-19 | 2010-08-07 | PHILAGANAN
0190-040-114 | 577322 | 0190-COF-FNP-L12-FILLER01-DOSSINGASSY01 | PM03 | 305 | 104W L12 MESPACK Dosing AgitatorChain Re | MESPACK Dossing Assembly 01 L12 | A | 0190E004 | 2021-07-04 | 2010-08-07 | PHOROSCOFE
0190-040-114 | 577322 | 0190-COF-FNP-L12-FILLER01-DOSSINGASSY02 | PM03 | 305 | 104W L12 MESPACK Dosing AgitatorChain Re | MESPACK Dossing Assembly 02 L12 | A | 0190E004 | 2021-07-04 | 2021-07-04 | PHOROSCOFE
0190-040-114 | 577322 | 0190-COF-FNP-L12-FILLER01-DOSSINGASSY03 | PM03 | 305 | 104W L12 MESPACK Dosing AgitatorChain Re | MESPACK Dossing Assembly 03 L12 | A | 0190E004 | 2021-07-04 | 2021-07-04 | PHOROSCOFE
0190-040-113 | 405784 | 0190-COF-FNP-L09-FILLER01 | PM03 | 305 | 104W L9 MECH Mespack Filler Overhauling | Filler Mes pack H-320 FED L09 | A | 0190E003 | 2021-03-19 | 2010-08-07 | PHILAGANAN
0190-040-112 | 405145 | 0190-COF-FNP-L12-FILLER01 | PM03 | 303 | 3M L12 Mespack Central-Lube Tank Refill | Filler Mes Pack H-360 FET L12 | A | 0190E003 | 2021-03-19 | 2010-08-07 | PHILAGANAN
0190-040-111 | 577322 | 0190-COF-FNP-L09-FILLER01-DOSINGFNL01 | PM03 | 305 | 104W L9 MESPACK Dosing AgitatorChain Rep | Dosing Head No. 1 | A | 0190E003 | 2021-07-04 | 2010-08-07 | PHOROSCOFE
0190-040-111 | 577322 | 0190-COF-FNP-L09-FILLER01-DOSINGFNL02 | PM03 | 305 | 104W L9 MESPACK Dosing AgitatorChain Rep | Dosing Head No. 2 | A | 0190E003 | 2021-07-04 | 2021-07-04 | PHOROSCOFE
0190-040-110 | 405145 | 0190-COF-FNP-L09-FILLER01 | PM03 | 303 | 3M L9 Mespack Central-Lube Tank Refill | Filler Mes pack H-320 FED L09 | A | 0190E003 | 2021-03-19 | 2010-08-07 | PHILAGANAN
0190-040-109 | 405144 | 0190-COF-FNP-L12-FILLER01 | PM03 | 303 | 26W L12 Mespack Filler Gearbox ChangeOil | Filler Mes Pack H-360 FET L12 | A | 0190E003 | 2021-03-19 | 2010-08-07 | PHILAGANAN
0190-040-108 | 405144 | 0190-COF-FNP-L11-FILLER01 | PM03 | 303 | 26W L11 Mespack Filler Gearbox ChangeOil | Filler Mes Pack H-360 FET L11 | A | 0190E003 | 2018-08-30 | 2010-08-07 | PHGONZALNA
0190-040-107 | 405144 | 0190-COF-FNP-L09-FILLER01 | PM03 | 303 | 26W L9 Mespack Filler Gearbox ChangeOil | Filler Mes pack H-320 FED L09 | A | 0190E003 | 2021-03-19 | 2010-08-07 | PHILAGANAN
0190-040-106 | 407647 | 0190-COF-FNP-AIR-AIRCOM11 | PM03 | 307 | 8W Air Compressor 11 Inspection | Air Compressor No 11 (AC #2) | A | 0190E018 | 2021-01-13 | 2010-08-07 | PHILAGANAN
0190-040-105 | 407647 | 0190-COF-FNP-AIR-AIRCOM09 | PM03 | 307 | 8W Air Compressor 09 Inspection | Air Compressor No 9 (AC #1) | A | 0190E018 | 2021-01-13 | 2010-08-07 | PHILAGANAN
0190-040-104 | 405802 | 0190-COF-FNP-L09-BOXERE01 | PM03 | 305 | 3Y 100g Erector Carrier Assy Replacement | Box Erector Machine 100g L09 | B | 0190E003 | 2021-03-19 | 2010-08-07 | PHILAGANAN
0190-040-103 | 405802 | 0190-COF-FNP-L11-BOXERE01 | PM03 | 305 | 3Y 50g Erector Carrier Assy Replacement | Box Erector Machine 50g L11 | B | 0190E003 | 2020-03-10 | 2010-08-07 | PHOROSCOFE
0190-040-102 | 51174 | 0190-WST-FNP-L04-CASWGH01 | PM03 | 305 | 3M MECH L4 Case CW Replace Timing belt | Case Checkweigher Line No 4 | C | 0190E003 | 2013-12-23 | 2010-08-07 | PHCABIOPE
0190-040-101 | 402537 | 0190-COF-FNP-L12-CASEGLUER01 | PM03 | 305 | 52W L12Box Closer Gluer Tank Servicing | Box Closer Glue Applicator Unit L12 | C | 0190E004 | 2021-06-02 | 2010-08-07 | PHONGGE
0190-040-100 | 578996 | 0190-COF-FNP-AUX-LKTSTR01 | PM03 | 305 | 52W PTI LeakTester Gasket Replacement | Coffee FP PTI Leak Tester No. 1 | B | 0190E017 | 2021-11-04 | 2010-08-07 | PHILAGANAN
0190-040-099 | 402537 | 0190-COF-FNP-L09-CLOSRGLU01 | PM03 | 305 | 52W L9 Box Closer Gluer Tank Servicing | PROBLUE 4 Box Closer Gluer Assembly | B | 0190E003 | 2021-06-02 | 2010-08-07 | PHONGGE
0190-040-098 | 402537 | 0190-COF-FNP-L12-ERCTRGLU01 | PM03 | 305 | 52W 50g Erector Gluer Tank Servicing | Box Erector Glue Applicator Unit 50g | C | 0190E004 | 2021-03-19 | 2010-08-07 | PHILAGANAN
0190-040-097 | 402537 | 0190-COF-FNP-L09-ERECGLU01 | PM03 | 305 | 52W 100g Erector Gluer Tank Servicing | PROBLUE 4 Case Erector Gluer Assembly | B | 0190E003 | 2021-03-19 | 2010-08-07 | PHILAGANAN
0190-040-096 | 402584 | 0190-WST-FNP-L04-WRACSR01-GLUERTANK01 | PM03 | 305 | 52W L4 Gluer Tank Servicing | Nordson Mesa 4 Case Gluer Line 4 | C | 0190E003 | 2021-11-16 | 2010-08-07 | PHONGGE
0190-040-095 | 575858 | 0190-COF-FNP-L12-BOXERCTR01-DISCHARGECNV | PM03 | 305 | 104W Empty CaseConv Drive Motor Replcmnt | Box Erector L12 Discharge Conveyor 50g | B | 0190E004 | 2021-06-02 | 2010-08-07 | PHONGGE
0190-040-094 | 575858 | 0190-COF-FNP-L09-BOXERCTR01-DISCHARGECNV | PM03 | 305 | 104W Empty CaseConv Drive Motor Replcmnt | Box Erector Discharge Conveyor L09 | B | 0190E003 | 2021-05-11 | 2010-08-07 | PHOROSCOFE
0190-040-093 | 402537 | 0190-COF-FNP-L01-CASEGLU01-GLUERTANK01 | PM03 | 305 | 52W L1 Gluer Tank Servicing | NORDSON MESA 4 Gluer Tank Assembly | C | 0190E003 | 2021-03-19 | 2010-08-07 | PHILAGANAN
0190-040-092 | 405420 | 0190-COF-FNP-L12-FILLER01 | PM03 | 305 | 3Y L12 Mespack Hopper Gasket Replacement | Filler Mes Pack H-360 FET L12 | A | 0190E003 | 2015-05-27 | 2010-08-07 | PHCABIOPE
0190-040-091 | 405420 | 0190-COF-FNP-L11-FILLER01 | PM03 | 305 | 3Y L11 Mespack Hopper Gasket Replacement | Filler Mes Pack H-360 FET L11 | A | 0190E003 | 2020-03-10 | 2010-08-07 | PHOROSCOFE
0190-040-090 | 405420 | 0190-COF-FNP-L09-FILLER01 | PM03 | 305 | 3Y L9 Mespack Hopper Gasket Replacement | Filler Mes pack H-320 FED L09 | A | 0190E003 | 2021-03-19 | 2010-08-07 | PHILAGANAN
0190-040-089 | 405417 | 0190-COF-FNP-AUX-ROBPAL01-KUKACNTRLPANEL | PM03 | 305 | 39W KUKA Robot MBU1 Battery Replacement | Kuka Control Panel MBU1 | A | 0190E004 | 2021-04-03 | 2010-08-07 | PHONGGE
0190-040-088 | 405417 | 0190-COF-FNP-AUX-ROBPAL02-KUKACNTRLPANEL | PM03 | 305 | 39W KUKA Robot MBU2 Battery Replacement | Kuka Control Panel MBU2 | A | 0190E004 | 2021-04-03 | 2010-08-07 | PHONGGE
0190-040-087 | 51174 | 0190-COF-FNP-L07-CASWGH03 | PM03 | 305 | 6M MECH L1 Case CW Replace Timing belt | Case Checkweigher Line No 1 | C | 0190E004 | 2017-12-19 | 2010-08-07 | PHOROSCOFE
0190-040-086 | 51162 | 0190-WST-FNP-L04-PCHWGH04 | PM03 | 305 | 6M MECH L4F4 Pouch CW Motors servicing | Pouch Checkweigher No 16 L4 | C | 0190E003 | 2013-02-20 | 2010-08-06 | PHSANTANJO
0190-040-085 | 405271 | 0190-COF-FNP-AUX-DUSCOR01 | PM03 | 305 | 6M MECH Servicing of Dedusting Pipe | Dust Collector for AIL Dedusting Line | A | 0190E003 | 2021-02-07 | 2010-08-06 | PHOROSCOFE
0190-040-084 | 405258 | 0190-COF-FNP-AUX-DUSCOR01 | PM03 | 307 | 8W MECH StarValve No 1 Servicing/Inspect | Dust Collector for AIL Dedusting Line | A | 0190E018 | 2021-06-22 | 2010-08-06 | PHOROSCOFE
0190-040-084 | 405258 | 0190-COF-FNP-AUX-DUSCOR02 | PM03 | 307 | 8W MECH StarValve No 2 Servicing/Inspect | Dust Collector for MBU1 & Line 5 MegaBag | A | 0190E018 | 2021-06-22 | 2013-07-25 | PHOROSCOFE
0190-040-084 | 405258 | 0190-COF-FNP-AUX-DUSCOR03 | PM03 | 307 | 8W MECH StarValve No 3 Servicing/Inspect | Dust Collector for TTS Dedusting Line | A | 0190E018 | 2021-06-22 | 2013-07-25 | PHOROSCOFE
0190-040-084 | 405258 | 0190-COF-FNP-AUX-DUSCOR04 | PM03 | 307 | 8W MECH StarValve No 4 Servicing/Inspect | Dust Collector for MBU2 Dedusting Line | A | 0190E003 | 2021-06-22 | 2019-11-20 | PHOROSCOFE
0190-040-083 | 405256 | 0190-COF-FNP-AUX-PRTRSU01 | PM03 | 305 | 6W MBU1 Fumes Extractor Servicing | Laser Printer Suction Fan L1 4 | C | 0190E003 | 2021-03-19 | 2010-08-06 | PHILAGANAN
0190-040-083 | 405256 | 0190-COF-FNP-AUX-PRTRSU02 | PM03 | 305 | 6W MBU2 Fumes Extractor Servicing | Laser Printer Suction Fan L6 9 | C | 0190E018 | 2021-03-19 | 2013-07-25 | PHILAGANAN
0190-040-082 | 51162 | 0190-COF-FNP-L04-CASWGH02 | PM03 | 305 | 6M MECH L4 Case CW Motors servicing | ISHIDA Case Checkweigher Line No 4 | A | 0190E003 | 2021-03-19 | 2010-08-06 | PHILAGANAN
0190-040-081 | 8465 | 0190-COF-FNP-L07-FILLER02 | PM03 | 303 | 6M MECH L7F1 FUJI Filler Lubrication | Filler No 19 L7 Fuji Fw 7t | B | 0190E003 | 2017-12-19 | 2010-08-06 | PHOROSCOFE
0190-040-081 | 8465 | 0190-COF-FNP-L07-FILLER03 | PM03 | 303 | 6M MECH L7F2 FUJI Filler Lubrication | Filler No 20 L7 Fuji Fw 7t | B | 0190E003 | 2017-12-19 | 2013-07-10 | PHOROSCOFE
0190-040-081 | 8465 | 0190-COF-FNP-L07-FILLER05 | PM03 | 303 | 6M MECH L7F3 FUJI Filler Lubrication | Filler No 21 L7 Fuji Fw 7t | B | 0190E003 | 2017-12-19 | 2013-07-10 | PHOROSCOFE
0190-040-081 | 8465 | 0190-COF-FNP-L07-FILLER06 | PM03 | 303 | 6M MECH L7F4 FUJI Filler Lubrication | Filler No 22 L7 Fuji Fw 7t | B | 0190E003 | 2017-12-19 | 2013-07-10 | PHOROSCOFE
0190-040-080 | 404783 | 0190-COF-FNP-AUX-COMMON01 | PM03 | 305 | 6M AHU - Filling RM Cleaning & Servicing | Coffee Filling Packing Common | C | 0190E018 | 2013-07-04 | 2010-08-06 | PHCABIOPE
0190-040-080 | 404783 | 0190-COF-FNP-AUX-COMMON01 | PM03 | 305 | 6M AHU - AIL Cleaning & Servicing | Coffee Filling Packing Common | C | 0190E018 | 2013-07-04 | 2013-07-03 | PHCABIOPE
0190-040-080 | 404783 | 0190-COF-FNP-AUX-COMMON01 | PM03 | 305 | 6M AHU - TTS Cleaning & Servicing | Coffee Filling Packing Common | C | 0190E018 | 2013-07-04 | 2013-07-03 | PHCABIOPE
0190-040-079 | 404615 | 0190-COF-FNP-L12-BOXERCTR01 | PM03 | 305 | 104W 50g Erector Pneu Cntrl Servicing | Prodec Box Erector 50g Line 12 | B | 0190E004 | 2021-03-19 | 2010-08-06 | PHILAGANAN
0190-040-078 | 404615 | 0190-COF-FNP-L09-BOXERE01 | PM03 | 305 | 104W 100g Erector Pneu Cntrl Servicing | Box Erector Machine 100g L09 | B | 0190E004 | 2021-03-19 | 2010-08-06 | PHILAGANAN
0190-040-077 | 8465 | 0190-COF-FNP-L04-FILLER01 | PM03 | 303 | 6M MECH L4F1 FUJI Filler Lubrication | Filler No 13 L4 Fuji Fw 7t | A | 0190E003 | 2018-03-03 | 2010-08-06 | PHOROSCOFE
0190-040-077 | 8465 | 0190-COF-FNP-L04-FILLER02 | PM03 | 303 | 6M MECH L4F2 FUJI Filler Lubrication | Filler No 14 L4 Fuji Fw 7t | A | 0190E003 | 2018-03-03 | 2013-07-10 | PHOROSCOFE
0190-040-077 | 8465 | 0190-COF-FNP-L04-FILLER03 | PM03 | 303 | 6M MECH L4F3 FUJI Filler Lubrication | Filler No 15 L4 Fuji Fw 7t | A | 0190E003 | 2018-03-03 | 2013-07-10 | PHOROSCOFE
0190-040-077 | 8465 | 0190-COF-FNP-L04-FILLER04 | PM03 | 303 | 6M MECH L4F4 FUJI Filler Lubrication | Filler No 16 L4 Fuji Fw 7t | A | 0190E003 | 2018-03-03 | 2013-07-10 | PHOROSCOFE
0190-040-076 | 566463 | 0190-COF-FNP-L01-WRPARND01 | PM03 | 307 | 13W KS WrapAround Inspection MECH/EI L1A | Wrap Around Line 1 Head No. 1 | B | 0190E003 | 2021-11-13 | 2010-08-06 | PHONGGE
0190-040-076 | 566463 | 0190-COF-FNP-L01-WRPARND01-CTRLPANEL01 | PM03 | 307 | 13W KS WrapAround Inspection MECH/EI | Control Panel Wrap Around Head No. 1 | B | 0190E003 |  | 2021-11-13
0190-040-076 | 566463 | 0190-COF-FNP-L01-WRPARND01-STACKPUSHER01 | PM03 | 307 | 13W KS WrapAround Inspection MECH/EI | Stacker Pusher Line 1 Head No. 1 | B | 0190E003 |  | 2021-11-13
0190-040-076 | 566463 | 0190-COF-FNP-L01-WRPARND02 | PM03 | 307 | 13W KS WrapAround Inspection MECH/EI L1B | Wrap Around Line 1 Head No. 2 | B | 0190E003 | 2021-11-13 | 2020-11-08 | PHONGGE
0190-040-076 | 566463 | 0190-COF-FNP-L01-WRPARND02-CTRLPANEL01 | PM03 | 307 | 13W KS WrapAround Inspection MECH/EI | Control Panel Wrap Around Head No. 2 | B | 0190E003 |  | 2021-11-13
0190-040-076 | 566463 | 0190-COF-FNP-L01-WRPARND02-STACKPUSHER01 | PM03 | 307 | 13W KS WrapAround Inspection MECH/EI | Stacker Pusher Line 1 Head No. 2 | B | 0190E003 |  | 2021-11-13
0190-040-076 | 566463 | 0190-COF-FNP-L01-WRPARND03 | PM03 | 307 | 13W KS WrapAround Inspection MECH/EI L1C | Wrap Around Line 1 Head No. 3 | B | 0190E003 | 2021-11-13 | 2020-11-08 | PHONGGE
0190-040-076 | 566463 | 0190-COF-FNP-L01-WRPARND03-CTRLPANEL01 | PM03 | 307 | 13W KS WrapAround Inspection MECH/EI | Control Panel Wrap Around Head No. 3 | B | 0190E003 |  | 2021-11-13
0190-040-076 | 566463 | 0190-COF-FNP-L01-WRPARND03-STACKPUSHER01 | PM03 | 307 | 13W KS WrapAround Inspection MECH/EI | Stacker Pusher Line 1 Head No. 3 | B | 0190E003 |  | 2021-11-13
0190-040-076 | 566463 | 0190-COF-FNP-L01-WRPARND04 | PM03 | 307 | 13W KS WrapAround Inspection MECH/EI L1D | Wrap Around Line 1 Head No. 4 | B | 0190E003 | 2021-11-13 | 2020-11-08 | PHONGGE
0190-040-076 | 566463 | 0190-COF-FNP-L01-WRPARND04-CTRLPANEL01 | PM03 | 307 | 13W KS WrapAround Inspection MECH/EI | Control Panel Wrap Around Head No. 4 | B | 0190E003 |  | 2021-11-13
0190-040-076 | 566463 | 0190-COF-FNP-L01-WRPARND04-STACKPUSHER01 | PM03 | 307 | 13W KS WrapAround Inspection MECH/EI | Stacker Pusher Line 1 Head No. 4 | B | 0190E003 |  | 2021-11-13
0190-040-075 | 404473 | 0190-COF-FNP-L03-WRACSR01 | PM03 | 305 | 3W L3 Wrap Around Caser Cleaning | Wrap Around Caser Line No 3 Fw 607 W | A | 0190E003 | 2013-09-24 | 2010-08-06 | PHCABIOPE
0190-040-074 | 404473 | 0190-COF-FNP-L02-WRACSR01 | PM03 | 305 | 3W L2 Wrap Around Caser Cleaning | Wrap Around Caser Line No 2 Fw 607 W | A | 0190E003 | 2013-09-24 | 2010-08-06 | PHCABIOPE
0190-040-073 | 566463 | 0190-COF-FNP-L04-WAARNGE01 | PM03 | 307 | 13W KS WrapAround Inspection MECH/EI L4A | L4 WA Arrangement IF Conveyor B F13/14 | A | 0190E003 | 2021-03-19 | 2010-08-06 | PHILAGANAN
0190-040-073 | 566463 | 0190-COF-FNP-L04-WAARNGE02 | PM03 | 307 | 13W KS WrapAround Inspection MECH/EI L4B | L4 WA Arrangement IF Conveyor A F15/16 | A | 0190E003 | 2021-03-19 | 2020-11-08 | PHILAGANAN
0190-040-072 | 51162 | 0190-COF-FNP-L02-CASWGH01 | PM03 | 305 | 6M MECH L2 Case CW Motors servicing | Case Checkweigher Line No 2 | C | 0190E003 | 2013-08-01 | 2010-08-06 | PHCABIOPE
0190-040-071 | 34112 | 0190-COF-FNP-L12-FILLER01 | PM03 | 307 | 1W L12 Hazard Inspection Auger Assembly | Filler Mes Pack H-360 FET L12 | A | 0190E003 | 2014-05-09 | 2010-08-06 | PHCABIOPE
0190-040-070 | 34112 | 0190-COF-FNP-L11-FILLER01 | PM03 | 307 | 1W L11 Hazard Inspection Auger Assembly | Filler Mes Pack H-360 FET L11 | A | 0190E003 | 2014-05-09 | 2010-08-06 | PHCABIOPE
0190-040-069 | 543398 | 0190-COF-FNP-L09-FILLER01-VRTSEALER01 | PM03 | 305 | 52W Vertical Sealer Silicon Replacement | Vertical Sealer No. 1 | A | 0190E003 | 2021-03-19 | 2010-08-06 | PHILAGANAN
0190-040-069 | 543398 | 0190-COF-FNP-L09-FILLER01-VRTSEALER02 | PM03 | 305 | 52W Vertical Sealer Silicon Replacement | Vertical Sealer No. 2 | A | 0190E003 | 2021-03-19 | 2020-09-13 | PHILAGANAN
0190-040-069 | 543398 | 0190-COF-FNP-L09-FILLER01-VRTSEALER03 | PM03 | 305 | 52W Vertical Sealer Silicon Replacement | Vertical Sealer No. 3 | A | 0190E003 | 2021-03-19 | 2020-09-13 | PHILAGANAN
0190-040-069 | 543398 | 0190-COF-FNP-L09-FILLER01-VRTSEALER04 | PM03 | 305 | 52W Vertical Sealer Silicon Replacement | Vertical Sealer No. 4 | A | 0190E003 | 2021-03-19 | 2020-09-13 | PHILAGANAN
0190-040-068 | 572952 | 0190-COF-FNP-L01-TIPSTN01-ELEC HOIST 01 | PM03 | 307 | 13W FP Hoist Inspection Mech/EI L1 | MB Tipping Station Electrical Hoist L1 | B | 0190E003 | 2021-09-23 | 2013-06-28 | PHGONZALNA
0190-040-068 | 572952 | 0190-COF-FNP-L02-TILTST01 | PM03 | 307 | 13W FP Hoist Inspection Mech/EI L2 | Tilting Station Ts No 2 | B | 0190E003 | 2021-09-23 | 2021-01-29 | PHGONZALNA
0190-040-068 | 572952 | 0190-COF-FNP-L03-TILTST01 | PM03 | 307 | 13W FP Hoist Inspection Mech/EI L3 | Tilting Station Ts No 3 | B | 0190E003 | 2021-09-23 | 2013-06-28 | PHGONZALNA
0190-040-068 | 572952 | 0190-COF-FNP-L04-TILTST01-ELCTRCHOIST01 | PM03 | 307 | 13W FP Hoist Inspection Mech/EI L4 | MB Tipping Station Electrical Hoist L4 | A | 0190E003 | 2021-09-23 | 2013-06-28 | PHGONZALNA
0190-040-068 | 572952 | 0190-COF-FNP-L07-TILTST01 | PM03 | 307 | 13W FP Hoist Inspection Mech/EI L7 | Tilting Station Ts No 7 | B | 0190E004 | 2021-09-23 | 2013-06-28 | PHGONZALNA
0190-040-068 | 572952 | 0190-COF-FNP-L09-TIPSTN01-ELECHOIST01 | PM03 | 307 | 13W FP Hoist Inspection Mech/EI L9 | MB Tipping Station Electrical Hoist L09 | A | 0190E003 | 2021-09-23 | 2013-06-28 | PHGONZALNA
0190-040-068 | 572952 | 0190-COF-FNP-L12-TIPSTN01-ELECHOIST01 | PM03 | 307 | 13W FP Hoist Inspection Mech/EI L12 | MB Tipping Station Electrical Hoist L12 | A | 0190E003 | 2021-09-23 | 2013-06-28 | PHGONZALNA
0190-040-067 | 51162 | 0190-WST-FNP-L01-CASWGH02 | PM03 | 305 | 6M MECH L1 Case CW Motors servicing | Case Checkweigher Line No 1 | C | 0190E003 | 2013-08-01 | 2010-08-06 | PHCABIOPE
0190-040-066 | 51158 | 0190-COF-FNP-L04-PCHWGH08 | PM03 | 305 | 6M MECH L4F4 Pouch CW conveyor servicing | Anritsu Pouch Checkweigher Head No. 16 | A | 0190E003 | 2021-05-13 | 2010-08-06 | PHOROSCOFE
0190-040-066 | 419283 | 0190-COF-FNP-L04-PCHWGH08-REJECTCON01 | PM03 | 307 | 6M EI L4F4 Pouch Rejector Arm Servicing | Anritsu Discharge Conveyor Head No. 16 | A | 0190E003 | 2021-05-13 | 2014-11-07 | PHOROSCOFE
0190-040-065 | 51158 | 0190-COF-FNP-L04-PCHWGH07 | PM03 | 305 | 6M MECH L4F3 Pouch CW conveyor servicing | Anritsu Pouch Checkweigher Head No. 15 | A | 0190E003 | 2021-03-19 | 2010-08-06 | PHILAGANAN
0190-040-065 | 419283 | 0190-COF-FNP-L04-PCHWGH07-REJECTCON01 | PM03 | 305 | 6M EI L4F3 Pouch Rejector Arm Servicing | Anritsu Discharge Conveyor Head No. 15 | A | 0190E003 | 2021-03-19 | 2014-11-07 | PHILAGANAN
0190-040-064 | 51158 | 0190-COF-FNP-L04-PCHWGH06-INFEEDCON01 | PM03 | 305 | 6M MECH L4F2 Pouch CW conveyor servicing | Anritsu Infeed Conveyor Head No. 14 | A | 0190E003 | 2021-03-19 | 2019-08-01 | PHILAGANAN
0190-040-064 | 419283 | 0190-COF-FNP-L04-PCHWGH06-REJECTCON01 | PM03 | 305 | 6M EI L4F2 Pouch Rejector Arm Servicing | Anritsu Discharge Conveyor Head No. 14 | A | 0190E003 | 2021-03-19 | 2014-11-07 | PHILAGANAN
0190-040-064 | 51158 | 0190-COF-FNP-L04-PCHWGH06-REJECTCON01 | PM03 | 305 | 6M MECH L4F2 Pouch CW conveyor servicing | Anritsu Discharge Conveyor Head No. 14 | A | 0190E003 | 2021-03-19 | 2019-08-01 | PHILAGANAN
0190-040-064 | 51158 | 0190-COF-FNP-L04-PCHWGH06-WEIGHCON01 | PM03 | 305 | 6M MECH L4F2 Pouch CW conveyor servicing | Anritsu Weighing Conveyor Head No. 14 | A | 0190E003 | 2021-03-19 | 2010-08-06 | PHILAGANAN
0190-040-063 | 51158 | 0190-COF-FNP-L04-PCHWGH05-INFEEDCON01 | PM03 | 305 | 6M MECH L4F1 Pouch CW conveyor servicing | Anritsu Infeed Conveyor Head No. 13 | A | 0190E003 | 2021-03-19 | 2019-08-01 | PHILAGANAN
0190-040-063 | 419283 | 0190-COF-FNP-L04-PCHWGH05-REJECTCON01 | PM03 | 305 | 6M EI L4F1 Pouch Rejector Arm Servicing | Anritsu Discharge Conveyor Head No. 13 | A | 0190E003 | 2021-03-19 | 2014-11-07 | PHILAGANAN
0190-040-063 | 51158 | 0190-COF-FNP-L04-PCHWGH05-REJECTCON01 | PM03 | 305 | 6M MECH L4F1 Pouch CW conveyor servicing | Anritsu Discharge Conveyor Head No. 13 | A | 0190E003 | 2021-03-19 | 2019-08-01 | PHILAGANAN
0190-040-063 | 51158 | 0190-COF-FNP-L04-PCHWGH05-WEIGHCON01 | PM03 | 305 | 6M MECH L4F1 Pouch CW conveyor servicing | Anritsu Weighing Conveyor Head No. 13 | A | 0190E003 | 2021-03-19 | 2010-08-06 | PHILAGANAN
0190-040-062 | 511448 | 0190-COF-FNP-L04-CASWGH02 | PM03 | 305 | 26W L4 ANRITSU Case CW Servicing | ISHIDA Case Checkweigher Line No 4 | A | 0190E003 | 2021-11-16 | 2010-08-06 | PHONGGE
0190-040-062 | 511448 | 0190-COF-FNP-L04-CASWGH02-REJECTCON01 | PM03 | 305 | 26W L4 ISHIDA Case CW Servicing | Case Checkweigher RejectConveyor Line 4 | A | 0190E003 |  | 2021-11-16
0190-040-061 | 51158 | 0190-COF-FNP-L03-PCHWGH04 | PM03 | 305 | 6M MECH L3F4 Pouch CW conveyor servicing | Pouch Checkweigher No 12 L3 | C | 0190E003 | 2017-12-19 | 2010-08-06 | PHOROSCOFE
0190-040-061 | 419283 | 0190-COF-FNP-L03-PCHWGH04 | PM03 | 305 | 6M EI L3F4 Pouch Rejector Arm Servicing | Pouch Checkweigher No 12 L3 | C | 0190E004 | 2017-12-19 | 2014-11-07 | PHOROSCOFE
0190-040-060 | 51158 | 0190-COF-FNP-L03-PCHWGH03 | PM03 | 305 | 6M MECH L3F3 Pouch CW conveyor servicing | Pouch Checkweigher No 11 L3 | C | 0190E003 | 2017-12-19 | 2010-08-06 | PHOROSCOFE
0190-040-060 | 419283 | 0190-COF-FNP-L03-PCHWGH03 | PM03 | 305 | 6M EI L3F3 Pouch Rejector Arm Servicing | Pouch Checkweigher No 11 L3 | C | 0190E004 | 2017-12-19 | 2014-11-07 | PHOROSCOFE
0190-040-059 | 51158 | 0190-COF-FNP-L03-PCHWGH02 | PM03 | 305 | 6M MECH L3F2 Pouch CW conveyor servicing | Pouch Checkweigher No 10 L3 | C | 0190E003 | 2017-12-19 | 2010-08-06 | PHOROSCOFE
0190-040-059 | 419283 | 0190-COF-FNP-L03-PCHWGH02 | PM03 | 305 | 6M EI L3F2 Pouch Rejector Arm Servicing | Pouch Checkweigher No 10 L3 | C | 0190E004 | 2017-12-19 | 2014-11-07 | PHOROSCOFE
0190-040-058 | 51158 | 0190-COF-FNP-L03-PCHWGH01 | PM03 | 305 | 6M MECH L3F1 Pouch CW conveyor servicing | Pouch Checkweigher No 9 L3 | C | 0190E003 | 2017-12-19 | 2010-08-06 | PHOROSCOFE
0190-040-058 | 419283 | 0190-COF-FNP-L03-PCHWGH01 | PM03 | 305 | 6M EI L3F1 Pouch Rejector Arm Servicing | Pouch Checkweigher No 9 L3 | C | 0190E004 | 2017-12-19 | 2014-11-07 | PHOROSCOFE
0190-040-057 | 51158 | 0190-COF-FNP-L03-CASWGH01 | PM03 | 305 | 6M MECH L3 Case CW conveyor servicing | Case Checkweigher Line No 3 | C | 0190E003 | 2014-10-10 | 2010-08-06 | PHCABIOPE
0190-040-056 | 51158 | 0190-COF-FNP-L02-PCHWGH04 | PM03 | 305 | 6M MECH L2F4 Pouch CW conveyor servicing | Pouch Checkweigher No 8 L2 | C | 0190E004 | 2014-11-07 | 2010-08-06 | PHCABIOPE
0190-040-056 | 419283 | 0190-COF-FNP-L02-PCHWGH04 | PM03 | 305 | 6M EI L2F4 Pouch Rejector Arm Servicing | Pouch Checkweigher No 8 L2 | C | 0190E004 |  | 2014-11-07
0190-040-055 | 566425 | 0190-COF-FNP-L01-PCHWGH07 | PM03 | 307 | 13W PouchCW Cleaning & Inspection KS L1A | Anritsu Pouch Checkweigher L1 Head No. 1 | A | 0190E003 | 2021-11-12 | 2014-11-07 | PHONGGE
0190-040-055 | 566425 | 0190-COF-FNP-L01-PCHWGH08 | PM03 | 307 | 13W PouchCW Cleaning & Inspection KS L1B | Anritsu Pouch Checkweigher L1 Head No. 2 | A | 0190E003 | 2021-11-12 | 2020-11-08 | PHONGGE
0190-040-055 | 566425 | 0190-COF-FNP-L01-PCHWGH08-CTRLPANEL01 | PM03 | 307 | 13W PouchCW Cleaning & Inspection KS L1 | Anritsu Control Panel Head No. 2 | A | 0190E003 |  | 2021-11-12
0190-040-055 | 566425 | 0190-COF-FNP-L01-PCHWGH09 | PM03 | 307 | 13W PouchCW Cleaning & Inspection KS L1C | Anritsu Pouch Checkweigher L1 Head No. 3 | A | 0190E003 | 2021-11-12 | 2020-11-08 | PHONGGE
0190-040-055 | 566425 | 0190-COF-FNP-L01-PCHWGH10 | PM03 | 307 | 13W PouchCW Cleaning & Inspection KS L1D | Anritsu Pouch Checkweigher L1 Head No. 4 | A | 0190E003 | 2021-11-12 | 2020-11-08 | PHONGGE
0190-040-054 | 566425 | 0190-COF-FNP-L04-PCHWGH05 | PM03 | 307 | 13W PouchCW Cleaning&Inspection KS L4A | Anritsu Pouch Checkweigher Head No. 13 | A | 0190E003 | 2021-11-16 | 2014-11-07 | PHONGGE
0190-040-054 | 566425 | 0190-COF-FNP-L04-PCHWGH05-CTRLPANEL01 | PM03 | 307 | 13W PouchCW Cleaning & Inspection KS L4 | Anritsu Control Panel Head No. 13 | A | 0190E003 | 2021-11-16 | 2021-11-16 | PHONGGE
0190-040-054 | 566425 | 0190-COF-FNP-L04-PCHWGH06 | PM03 | 307 | 13W PouchCW Cleaning&Inspection KS L4B | Anritsu Pouch Checkweigher Head No. 14 | A | 0190E003 | 2021-11-16 | 2020-11-08 | PHONGGE
0190-040-054 | 566425 | 0190-COF-FNP-L04-PCHWGH06-CTRLPANEL01 | PM03 | 307 | 13W PouchCW Cleaning & Inspection KS L4 | Anritsu Control Panel Head No. 14 | A | 0190E003 | 2021-11-16 | 2021-11-16 | PHONGGE
0190-040-054 | 566425 | 0190-COF-FNP-L04-PCHWGH07 | PM03 | 307 | 13W PouchCW Cleaning&Inspection KS L4C | Anritsu Pouch Checkweigher Head No. 15 | A | 0190E003 | 2021-11-16 | 2020-11-08 | PHONGGE
0190-040-054 | 566425 | 0190-COF-FNP-L04-PCHWGH07-CTRLPANEL01 | PM03 | 307 | 13W PouchCW Cleaning & Inspection KS L4 | Anritsu Control Panel Head No. 15 | A | 0190E003 | 2021-11-16 | 2021-11-16 | PHONGGE
0190-040-054 | 566425 | 0190-COF-FNP-L04-PCHWGH07-INFEEDCON01 | PM03 | 307 | 13W PouchCW Cleaning & Inspection KS L4 | Anritsu Infeed Conveyor Head No. 15 | A | 0190E003 | 2021-11-16 | 2021-11-16 | PHONGGE
0190-040-054 | 566425 | 0190-COF-FNP-L04-PCHWGH07-WEIGHCON01 | PM03 | 307 | 13W PouchCW Cleaning & Inspection KS L4 | Anritsu Weighing Conveyor Head No. 15 | A | 0190E003 | 2021-11-16 | 2021-11-16 | PHONGGE
0190-040-054 | 566425 | 0190-COF-FNP-L04-PCHWGH08 | PM03 | 307 | 13W PouchCW Cleaning&Inspection KS L4D | Anritsu Pouch Checkweigher Head No. 16 | A | 0190E003 | 2021-11-16 | 2020-11-08 | PHONGGE
0190-040-054 | 566425 | 0190-COF-FNP-L04-PCHWGH08-CTRLPANEL01 | PM03 | 307 | 13W PouchCW Cleaning & Inspection KS L4 | Anritsu Control Panel Head No. 16 | A | 0190E003 | 2021-11-16 | 2021-11-16 | PHONGGE
0190-040-054 | 566425 | 0190-COF-FNP-L04-PCHWGH08-INFEEDCON01 | PM03 | 307 | 13W PouchCW Cleaning & Inspection KS L4 | Anritsu Infeed Conveyor Head No. 16 | A | 0190E003 | 2021-11-16 | 2021-11-16 | PHONGGE
0190-040-054 | 566425 | 0190-COF-FNP-L04-PCHWGH08-WEIGHCON01 | PM03 | 307 | 13W PouchCW Cleaning & Inspection KS L4 | Anritsu Weighing Conveyor Head No. 16 | A | 0190E003 | 2021-11-16 | 2021-11-16 | PHONGGE
0190-040-053 | 566425 | 0190-COF-FNP-L09-PCHWGH04 | PM03 | 307 | 13W PouchCW Cleaning & Inspection KS L9 | Anritsu Pouch Checkweigher Line 09 | A | 0190E003 | 2021-03-19 | 2014-11-07 | PHILAGANAN
0190-040-052 | 566425 | 0190-COF-FNP-L12-PCHWGH03 | PM03 | 307 | 13W PouchCW Cleaning&Inspection KS L12 | ANRITSU Pouch CheckWeigher Line 12 | A | 0190E004 | 2021-07-14 | 2010-08-06 | PHOROSCOFE
0190-040-051 | 51158 | 0190-COF-FNP-L01-PCHWGH10-INFEEDCON01 | PM03 | 305 | 6M MECH L1F4 PCW Infeed Conv Servicing | Anritsu Infeed Conveyor Head No. 4 | A | 0190E003 | 2021-03-19 | 2014-11-07 | PHILAGANAN
0190-040-051 | 419283 | 0190-COF-FNP-L01-PCHWGH10-REJECTCON01 | PM03 | 305 | 6M EI L1F4 Pouch Rejector Arm Servicing | Anritsu Discharge Conveyor Head No. 4 | A | 0190E003 | 2021-03-19 | 2015-11-27 | PHILAGANAN
0190-040-051 | 51158 | 0190-COF-FNP-L01-PCHWGH10-REJECTCON01 | PM03 | 305 | 6M MECH L1F4 PCW Reject Conv Servicing | Anritsu Discharge Conveyor Head No. 4 | A | 0190E003 | 2021-03-19 | 2015-11-27 | PHILAGANAN
0190-040-051 | 51158 | 0190-COF-FNP-L01-PCHWGH10-WEIGHCON01 | PM03 | 305 | 6M MECH L1F4 PCW Weigh Conv Servicing | Anritsu Weighing Conveyor Head No. 4 | A | 0190E003 | 2021-03-19 | 2010-08-06 | PHILAGANAN
0190-040-050 | 51158 | 0190-COF-FNP-L01-PCHWGH09-INFEEDCON01 | PM03 | 305 | 6M MECH L1F3 PCW Infeed Conv Servicing | Anritsu Infeed Conveyor Head No. 3 | A | 0190E003 | 2021-03-19 | 2014-11-07 | PHILAGANAN
0190-040-050 | 419283 | 0190-COF-FNP-L01-PCHWGH09-REJECTCON01 | PM03 | 305 | 6M EI L1F3 Pouch Rejector Arm Servicing | Anritsu Discharge Conveyor Head No. 3 | A | 0190E003 | 2021-03-19 | 2015-11-27 | PHILAGANAN
0190-040-050 | 51158 | 0190-COF-FNP-L01-PCHWGH09-REJECTCON01 | PM03 | 305 | 6M MECH L1F3 PCW Reject Conv Servicing | Anritsu Discharge Conveyor Head No. 3 | A | 0190E003 | 2021-03-19 | 2015-11-27 | PHILAGANAN
0190-040-050 | 51158 | 0190-COF-FNP-L01-PCHWGH09-WEIGHCON01 | PM03 | 305 | 6M MECH L1F3 PCW Weigh Conv Servicing | Anritsu Weighing Conveyor Head No. 3 | A | 0190E003 | 2021-03-19 | 2010-08-06 | PHILAGANAN
0190-040-049 | 51158 | 0190-COF-FNP-L01-PCHWGH08-INFEEDCON01 | PM03 | 305 | 6M MECH L1F2 PCW Infeed Conv Servicing | Anritsu Infeed Conveyor Head No. 2 | A | 0190E003 | 2021-03-19 | 2014-10-15 | PHILAGANAN
0190-040-049 | 419283 | 0190-COF-FNP-L01-PCHWGH08-REJECTCON01 | PM03 | 305 | 6M EI L1F2 Pouch Rejector Arm Servicing | Anritsu Discharge Conveyor Head No. 2 | A | 0190E003 | 2021-03-19 | 2014-10-15 | PHILAGANAN
0190-040-049 | 51158 | 0190-COF-FNP-L01-PCHWGH08-REJECTCON01 | PM03 | 305 | 6M MECH L1F2 PCW Reject Conv Servicing | Anritsu Discharge Conveyor Head No. 2 | A | 0190E003 | 2021-03-19 | 2014-11-07 | PHILAGANAN
0190-040-049 | 51158 | 0190-COF-FNP-L01-PCHWGH08-WEIGHCON01 | PM03 | 305 | 6M MECH L1F2 PCW Weigh Conv Servicing | Anritsu Weighing Conveyor Head No. 2 | A | 0190E003 | 2021-03-19 | 2010-08-06 | PHILAGANAN
0190-040-048 | 51158 | 0190-COF-FNP-L01-PCHWGH07-INFEEDCON01 | PM03 | 305 | 6M MECH L1F1 PCW Infeed Conv Servicing | Anritsu Infeed Conveyor Head No. 1 | A | 0190E003 | 2021-03-19 | 2014-10-15 | PHILAGANAN
0190-040-048 | 51158 | 0190-COF-FNP-L01-PCHWGH07-REJECTCON01 | PM03 | 305 | 6M MECH L1F1 PCW Reject Conv Servicing | Anritsu Discharge Conveyor Head No. 1 | A | 0190E003 | 2021-03-19 | 2014-10-15 | PHILAGANAN
0190-040-048 | 419283 | 0190-COF-FNP-L01-PCHWGH07-REJECTCON01 | PM03 | 305 | 6M EI L1F1 Pouch Rejector Arm Servicing | Anritsu Discharge Conveyor Head No. 1 | A | 0190E003 | 2021-03-19 | 2014-11-07 | PHILAGANAN
0190-040-048 | 51158 | 0190-COF-FNP-L01-PCHWGH07-WEIGHCON01 | PM03 | 305 | 6M MECH L1F1 PCW Weigh Conv Servicing | Anritsu Weighing Conveyor Head No. 1 | A | 0190E003 | 2021-03-19 | 2010-08-06 | PHILAGANAN
0190-040-047 | 51158 | 0190-COF-FNP-L07-CASWGH03 | PM03 | 305 | 6M MECH L1 Case CW conveyor servicing | Case Checkweigher Line No 1 | C | 0190E004 | 2017-12-19 | 2010-08-06 | PHOROSCOFE
0190-040-046 | 67995 | 0190-COF-FNP-L05-MBGWGH01 | PM03 | 301 | 1Y Line5 HeadA 4-Test stones Calibration | Megabag Weigher No 3 L 5b | B | 0190E004 | 2014-09-05 | 2010-01-12 | PHCABIOPE
0190-040-046 | 67995 | 0190-COF-FNP-L05-MBGWGH02 | PM03 | 301 | 1Y Line5 HeadB 4-Test stones Calibration | Megabag Weigher No 4 L 5b | B | 0190E004 | 2014-09-05 | 2012-10-02 | PHCABIOPE
0190-040-046 | 67995 | 0190-COF-FNP-L05-MBGWGH03 | PM03 | 301 | 1Y Line5 HeadC 4-Test stones Calibration | Megabag Weigher No 5 L 5b | B | 0190E004 | 2014-09-05 | 2012-10-02 | PHCABIOPE
0190-040-045 | 8465 | 0190-COF-FNP-L03-FILLER01 | PM03 | 303 | 6M MECH L3F1 FUJI Filler Lubrication | Filler No 9 L3 Fuji Fw 7t | B | 0190E003 | 2017-12-19 | 2009-11-18 | PHOROSCOFE
0190-040-045 | 8465 | 0190-COF-FNP-L03-FILLER02 | PM03 | 303 | 6M MECH L3F2 FUJI Filler Lubrication | Filler No 10 L3 Fuji Fw 7t | B | 0190E003 | 2017-12-19 | 2009-11-18 | PHOROSCOFE
0190-040-045 | 8465 | 0190-COF-FNP-L03-FILLER03 | PM03 | 303 | 6M MECH L3F3 FUJI Filler Lubrication | Filler No 11 L3 Fuji Fw 7t | B | 0190E003 | 2017-12-19 | 2009-11-18 | PHOROSCOFE
0190-040-045 | 8465 | 0190-COF-FNP-L03-FILLER04 | PM03 | 303 | 6M MECH L3F4 FUJI Filler Lubrication | Filler No 12 L3 Fuji Fw 7t | B | 0190E003 | 2017-12-19 | 2009-11-18 | PHOROSCOFE
0190-040-044 | 406953 | 0190-COF-FNP-CMN-AHU02 | PM03 | 305 | 3M Cleaning/Servicing of Fabric Ducting | AHU Coffee Filling Rm 1&2 Grnd Floor | A | 0190E018 | 2020-11-11 | 2009-10-28 | PHOROSCOFE
0190-040-043 | 45787 | 0190-COF-FNP-AUX-COMMON01 | PM03 | 302 | 6M INFRARED THERMOGRAPHY FOR ALL LINES | Coffee Filling Packing Common | C | 0190E003 | 2020-11-11 | 2009-10-27 | PHOROSCOFE
0190-040-042 | 45786 | 0190-COF-FNP-AUX-MOCOPA | PM03 | 302 | 6M MCC Room Infrared Thermography | Motor Controls Center & Control Panels | A | 0190E018 | 2020-11-11 | 2009-10-27 | PHOROSCOFE
0190-040-041 | 43229 | 0190-COF-FNP-AUX-ROBPAL01 | PM03 | 302 | 6M KUKA Robot 1 Condition Monitoring | Robot Palletizer 25g Line 1 to 4 | A | 0190E004 | 2021-11-10 | 2009-07-29 | PHONGGE
0190-040-041 | 43229 | 0190-COF-FNP-AUX-ROBPAL01-CNVYRCNTRLPANL | PM03 | 302 | 26W KUKA Cleaning/Condition Monitoring | Conveyor Control Panel MBU1 | A | 0190E004 | 2021-11-10 | 2021-11-10 | PHONGGE
0190-040-041 | 43229 | 0190-COF-FNP-AUX-ROBPAL02 | PM03 | 302 | 6M KUKA Robot 2 Condition Monitoring | Robot Palletizer Doypack Line | A | 0190E004 | 2021-11-10 | 2010-07-26 | PHONGGE
0190-040-041 | 43229 | 0190-COF-FNP-AUX-ROBPAL02-CNVYRCNTRLPANL | PM03 | 302 | 26W KUKA Cleaning/Condition Monitoring | Conveyor Control Panel MBU2 | A | 0190E004 | 2021-11-10 | 2021-11-10 | PHONGGE
0190-040-040 | 59431 | 0190-COF-FNP-L05-METDET01 | PM03 | 306 | 6M L5AB (LP-A L05-METDET01AB) OPRP | Megabag Metal Detector L05 | A | 0190E004 | 2021-06-03 | 2009-10-28 | PHILAGANAN
0190-040-040 | 59431 | 0190-COF-FNP-L05-METDET02 | PM03 | 306 | 6M L5C (MAG 05.06) OPRP Calibration | 5-Kgs Metal Detector L05 | A | 0190E004 | 2021-06-03 | 2009-10-28 | PHILAGANAN
0190-040-039 | 581529 | 0190-COF-FNP-L01-TIPSTN01-ASPRATIONFLTER | PM03 | 307 | 13W Inspection Coffee GERICKE Aspiration | DFH GERICKE Aspiration Filter L1 | B | 0190E004 | 2021-12-07 | 2009-07-08 | PHOROSCOFE
0190-040-039 | 581529 | 0190-COF-FNP-L04-TILTST01-ASPRATIONFLTER | PM03 | 307 | 13W Inspection Coffee GERICKE Aspiration | DFH GERICKE Aspiration Filter L4 | B | 0190E004 | 2021-12-07 | 2009-07-08 | PHOROSCOFE
0190-040-039 | 581529 | 0190-COF-FNP-L05-DIFHPR01-ASPRATIONFLTER | PM03 | 307 | 13W Inspection Coffee GERICKE Aspiration | DFH GERICKE Aspiration Filter L5 | B | 0190E004 | 2021-12-07 | 2009-07-08 | PHOROSCOFE
0190-040-039 | 581529 | 0190-COF-FNP-L09-TILTST01-ASPRATIONFLTER | PM03 | 307 | 13W Inspection Coffee GERICKE Aspiration | DFH GERICKE Aspiration Filter L9 | B | 0190E004 | 2021-12-07 | 2021-12-07 | PHOROSCOFE
0190-040-039 | 581529 | 0190-COF-FNP-L12-TIPSTN01-ASPRATIONFLTER | PM03 | 307 | 13W Inspection Coffee GERICKE Aspiration | DFH GERICKE Aspiration Filter L12 | B | 0190E004 | 2021-12-07 | 2021-12-07 | PHOROSCOFE
0190-040-038 | 39880 | 0190-COF-FNP-L02-TILTST01 | PM03 | 307 | 3W L02 Hazard Inspection-Sifter Tilting | Tilting Station Ts No 2 | B | 0190E003 | 2013-12-25 | 2009-04-05 | PHCABIOPE
0190-040-038 | 39880 | 0190-COF-FNP-L03-TILTST01 | PM03 | 307 | 3W L03 Hazard Inspection-Sifter Tilting | Tilting Station Ts No 3 | B | 0190E003 | 2013-12-25 | 2009-04-05 | PHCABIOPE
0190-040-038 | 39880 | 0190-COF-FNP-L04-TILTST01 | PM03 | 307 | 3W L04 Hazard Inspection-Sifter Tilting | Tilting Station Ts No 4 | B | 0190E003 | 2013-12-25 | 2009-04-05 | PHCABIOPE
0190-040-038 | 39880 | 0190-COF-FNP-L07-TILTST01 | PM03 | 307 | 3W L07 Hazard Inspection-Sifter Tilting | Tilting Station Ts No 7 | B | 0190E003 | 2013-12-25 | 2009-04-05 | PHCABIOPE
0190-040-038 | 39880 | 0190-COF-FNP-L09-TILTST01 | PM03 | 307 | 3W L09 Hazard Inspection-Sifter Tilting | Tilting Station Ts No 9 | A | 0190E003 | 2013-12-25 | 2009-04-05 | PHCABIOPE
0190-040-038 | 39880 | 0190-COF-FNP-L11-TILTST01 | PM03 | 307 | 3W L11 Hazard Inspection-Sifter Tilting | Tilting Station Ts No 11 | B | 0190E003 | 2013-12-25 | 2009-04-05 | PHCABIOPE
0190-040-038 | 39880 | 0190-WST-FNP-L01-TILSTN01 | PM03 | 307 | 3W L01 Hazard Inspection-Sifter Tilting | Tilting Station Ts No 1 | B | 0190E003 | 2013-12-25 | 2009-04-05 | PHCABIOPE
0190-040-037 | 39846 | 0190-COF-FNP-L01-AILSYS01 | PM03 | 307 | 3W L1 AIL & TTS Hazard Inspection | AIL System Line-1 | A | 0190E003 | 2014-06-17 | 2009-04-03 | PHCABIOPE
0190-040-037 | 39846 | 0190-COF-FNP-L02-AILSYS01 | PM03 | 307 | 3W L2 AIL & TTS Hazard Inspection | AIL System Line-2 | C | 0190E003 | 2014-06-17 | 2009-04-03 | PHCABIOPE
0190-040-037 | 39846 | 0190-COF-FNP-L03-AILSYS01 | PM03 | 307 | 3W L3 AIL & TTS Hazard Inspection | AIL System Line-3 | C | 0190E003 | 2014-06-17 | 2009-04-03 | PHCABIOPE
0190-040-037 | 39846 | 0190-COF-FNP-L04-AILSYS01 | PM03 | 307 | 3W L4 AIL & TTS Hazard Inspection | AIL System Line-4 | A | 0190E003 | 2014-06-17 | 2009-04-03 | PHCABIOPE
0190-040-037 | 39846 | 0190-COF-FNP-L07-AILSYS01 | PM03 | 307 | 3W L7 AIL & TTS Hazard Inspection | AIL System Line-7 | C | 0190E003 | 2014-06-17 | 2009-04-03 | PHCABIOPE
0190-040-037 | 39846 | 0190-COF-FNP-L09-AILSYS01 | PM03 | 307 | 3W L09 AIL & TTS Hazard Inspection | AIL System Line-9 | A | 0190E003 | 2014-06-17 | 2009-04-03 | PHCABIOPE
0190-040-037 | 39846 | 0190-COF-FNP-L11-AILSYS01 | PM03 | 307 | 3W L11 AIL & TTS Hazard Inspection | AIL System Line-11 | C | 0190E003 | 2014-06-17 | 2009-04-03 | PHCABIOPE
0190-040-037 | 39846 | 0190-COF-FNP-L12-AILSYS01 | PM03 | 307 | 3W L12 AIL & TTS Hazard Inspection | AIL System Line-12 | A | 0190E003 | 2014-06-17 | 2009-04-03 | PHCABIOPE
0190-040-036 | 581141 | 0190-COF-FNP-L01-TIPSTN01 | PM03 | 307 | 13W Tipping Station Inspection | Megabag Tipping Station Line 1 | B | 0190E004 | 2021-11-18 | 2009-02-19 | PHOROSCOFE
0190-040-036 | 581141 | 0190-COF-FNP-L04-TILTST01 | PM03 | 307 | 13W Tipping Station Inspection | Tilting Station Ts No 4 | B | 0190E003 | 2021-11-18 | 2021-11-18 | PHOROSCOFE
0190-040-036 | 581141 | 0190-COF-FNP-L05-TIPSTN01 | PM03 | 307 | 13W Tipping Station Inspection | Megabag Tipping Station Line 5 | C | 0190E003 | 2021-11-18 | 2021-11-18 | PHOROSCOFE
0190-040-036 | 581141 | 0190-COF-FNP-L07-TILTST01 | PM03 | 307 | 13W Tipping Station Inspection | Tilting Station Ts No 7 | B | 0190E003 | 2021-11-18 | 2021-11-18 | PHOROSCOFE
0190-040-036 | 581141 | 0190-COF-FNP-L09-TILTST01 | PM03 | 307 | 13W Tipping Station Inspection | Tilting Station Ts No 9 | A | 0190E003 | 2021-11-18 | 2021-11-18 | PHOROSCOFE
0190-040-036 | 581141 | 0190-COF-FNP-L12-TIPSTN01 | PM03 | 307 | 13W Tipping Station Inspection | Megabag Tipping Station Line 12 | A | 0190E003 | 2021-11-18 | 2021-11-18 | PHOROSCOFE
0190-040-035 | 34397 | 0190-COF-FNP-L05-MBGWGH01 | PM03 | 301 | 1Y Megabag A Load Cell (4A5-WIT-05.04) | Megabag Weigher No 3 L 5b | B | 0190E004 | 2020-03-06 | 2008-09-21 | PHOROSCOFE
0190-040-035 | 34397 | 0190-COF-FNP-L05-MBGWGH02 | PM03 | 301 | 1Y Megabag B Load Cell (4A5-WIT-05.07) | Megabag Weigher No 4 L 5b | B | 0190E004 | 2020-03-06 | 2008-09-21 | PHOROSCOFE
0190-040-035 | 34397 | 0190-COF-FNP-L05-MBGWGH03 | PM03 | 301 | 1Y Megabag C Load Cell (4A5-WIT-05.08) | Megabag Weigher No 5 L 5b | B | 0190E004 | 2020-03-06 | 2008-09-21 | PHOROSCOFE
0190-040-034 | 34396 | 0190-COF-FNP-L07-COMMON01 | PM03 | 301 | 1Y L7 Weigh Ind. Cal (WI L07-COMMON01) | Filling Packing Line 7 Common | C | 0190E015 | 2017-12-19 | 2008-09-21 | PHOROSCOFE
0190-040-033 | 566525 | 0190-COF-FNP-L04-FILLER01 | PM03 | 307 | 13W FUJI FM Inspection EI/MECH L4A | Filler No 13 L4 Fuji Fw 7t | A | 0190E003 | 2021-11-10 | 2013-07-10 | PHONGGE
0190-040-033 | 566525 | 0190-COF-FNP-L04-FILLER01-DISCHARGECVY01 | PM03 | 307 | 13W Fuji Filler Machine Inspctn EI/MECH | Discharge Conveyor after pouchchute L4F1 | A | 0190E003 | 2021-11-10 | 2021-11-10 | PHONGGE
0190-040-033 | 566525 | 0190-COF-FNP-L04-FILLER01-GEARBOXASSY01 | PM03 | 307 | 13W Fuji Filler Machine Inspctn EI/MECH | Film & Draw Down Drive Gearbox Assy L4F1 | A | 0190E003 | 2021-11-10 | 2021-11-10 | PHONGGE
0190-040-033 | 566525 | 0190-COF-FNP-L04-FILLER01-LASERPRINTER01 | PM03 | 307 | 13W Fuji Filler Machine Inspctn EI/MECH | Pouch Laser Printer Unit L4 F13 | A | 0190E004 | 2021-11-10 | 2021-11-10 | PHONGGE
0190-040-033 | 566525 | 0190-COF-FNP-L04-FILLER01-UNWINDERASSY01 | PM03 | 307 | 13W Fuji Filler Machine Inspctn EI/MECH | Film Reel Unwinder Assembly L4 F13 | A | 0190E003 | 2021-11-10 | 2021-11-10 | PHONGGE
0190-040-033 | 566525 | 0190-COF-FNP-L04-FILLER02 | PM03 | 307 | 13W FUJI FM Inspection EI/MECH L4B | Filler No 14 L4 Fuji Fw 7t | A | 0190E003 | 2021-11-10 | 2020-11-08 | PHONGGE
0190-040-033 | 566525 | 0190-COF-FNP-L04-FILLER02-CTRLPANEL01 | PM03 | 307 | 13W Fuji Filler Machine Inspctn EI/MECH | Electrical Panel/Control Board L4 F14 | A | 0190E004 |  | 2021-11-10
0190-040-033 | 566525 | 0190-COF-FNP-L04-FILLER02-DISCHARGECVY01 | PM03 | 307 | 13W Fuji Filler Machine Inspctn EI/MECH | Discharge Conveyor after pouchchute L4F1 | A | 0190E003 |  | 2021-11-10
0190-040-033 | 566525 | 0190-COF-FNP-L04-FILLER02-LASERPRINTER01 | PM03 | 307 | 13W Fuji Filler Machine Inspctn EI/MECH | Pouch Laser Printer Unit L4 F14 | A | 0190E004 |  | 2021-11-10
0190-040-033 | 566525 | 0190-COF-FNP-L04-FILLER02-UNWINDERASSY01 | PM03 | 307 | 13W Fuji Filler Machine Inspctn EI/MECH | Film Reel Unwinder Assembly L4 F14 | A | 0190E003 |  | 2021-11-10
0190-040-033 | 566525 | 0190-COF-FNP-L04-FILLER03 | PM03 | 307 | 13W FUJI FM Inspection EI/MECH L4C | Filler No 15 L4 Fuji Fw 7t | A | 0190E003 | 2021-11-10 | 2020-11-08 | PHONGGE
0190-040-033 | 566525 | 0190-COF-FNP-L04-FILLER03-CTRLPANEL01 | PM03 | 307 | 13W Fuji Filler Machine Inspctn EI/MECH | ElectricalPanel/Control Board L4 F15 | A | 0190E004 |  | 2021-11-10
0190-040-033 | 566525 | 0190-COF-FNP-L04-FILLER03-DISCHARGECVY01 | PM03 | 307 | 13W Fuji Filler Machine Inspctn EI/MECH | Discharge Conveyor after pouchchute L4F1 | A | 0190E003 |  | 2021-11-10
0190-040-033 | 566525 | 0190-COF-FNP-L04-FILLER03-GEARBOXASSY01 | PM03 | 307 | 13W Fuji Filler Machine Inspctn EI/MECH | Film & Draw Down Drive Gearbox Assy L4F1 | A | 0190E003 |  | 2021-11-10
0190-040-033 | 566525 | 0190-COF-FNP-L04-FILLER03-LASERPRINTER01 | PM03 | 307 | 13W Fuji Filler Machine Inspctn EI/MECH | Pouch Laser Printer Unit L4 F15 | A | 0190E004 |  | 2021-11-10
0190-040-033 | 566525 | 0190-COF-FNP-L04-FILLER03-UNWINDERASSY01 | PM03 | 307 | 13W Fuji Filler Machine Inspctn EI/MECH | Film Reel Unwinder Assembly L4 F15 | A | 0190E003 |  | 2021-11-10
0190-040-033 | 566525 | 0190-COF-FNP-L04-FILLER04 | PM03 | 307 | 13W FUJI FM Inspection EI/MECH L4D | Filler No 16 L4 Fuji Fw 7t | A | 0190E003 | 2021-11-10 | 2020-11-08 | PHONGGE
0190-040-033 | 566525 | 0190-COF-FNP-L04-FILLER04-CTRLPANEL01 | PM03 | 307 | 13W Fuji Filler Machine Inspctn EI/MECH | ElectricalPanel/Control Board L4F16 | A | 0190E003 |  | 2021-11-10
0190-040-033 | 566525 | 0190-COF-FNP-L04-FILLER04-DISCHARGECVY01 | PM03 | 307 | 13W Fuji Filler Machine Inspctn EI/MECH | Discharge Conveyor after pouchchute L4F1 | A | 0190E003 |  | 2021-11-10
0190-040-033 | 566525 | 0190-COF-FNP-L04-FILLER04-GEARBOXASSY01 | PM03 | 307 | 13W Fuji Filler Machine Inspctn EI/MECH | Film & Draw Down Drive Gearbox Assy L4F1 | A | 0190E003 |  | 2021-11-10
0190-040-033 | 566525 | 0190-COF-FNP-L04-FILLER04-LASERPRINTER01 | PM03 | 307 | 13W Fuji Filler Machine Inspctn EI/MECH | Pouch Laser Printer Unit L4F16 | A | 0190E003 |  | 2021-11-10
0190-040-033 | 566525 | 0190-COF-FNP-L04-FILLER04-UNWINDERASSY01 | PM03 | 307 | 13W Fuji Filler Machine Inspctn EI/MECH | Film Reel Unwinder Assembly L4F16 | A | 0190E003 |  | 2021-11-10
0190-040-032 | 34112 | 0190-COF-FNP-L07-FILLER02 | PM03 | 307 | 1W L7F1 Hazard Inspection Auger Assembly | Filler No 19 L7 Fuji Fw 7t | B | 0190E003 | 2017-02-06 | 2008-09-21 | PHOROSCOFE
0190-040-032 | 34112 | 0190-COF-FNP-L07-FILLER03 | PM03 | 307 | 1W L7F2 Hazard Inspection Auger Assembly | Filler No 20 L7 Fuji Fw 7t | B | 0190E003 | 2017-02-06 | 2013-07-06 | PHOROSCOFE
0190-040-032 | 34112 | 0190-COF-FNP-L07-FILLER05 | PM03 | 307 | 1W L7F3 Hazard Inspection Auger Assembly | Filler No 21 L7 Fuji Fw 7t | B | 0190E003 | 2017-02-06 | 2013-07-06 | PHOROSCOFE
0190-040-032 | 34112 | 0190-COF-FNP-L07-FILLER06 | PM03 | 307 | 1W L7F4 Hazard Inspection Auger Assembly | Filler No 22 L7 Fuji Fw 7t | B | 0190E003 | 2017-02-06 | 2013-07-06 | PHOROSCOFE
0190-040-031 | 34112 | 0190-COF-FNP-L04-FILLER01 | PM03 | 307 | 1W L4F1 Hazard Inspection Auger Assembly | Filler No 13 L4 Fuji Fw 7t | A | 0190E003 | 2014-05-09 | 2008-09-17 | PHCABIOPE
0190-040-031 | 34112 | 0190-COF-FNP-L04-FILLER02 | PM03 | 307 | 1W L4F2 Hazard Inspection Auger Assembly | Filler No 14 L4 Fuji Fw 7t | A | 0190E003 | 2014-05-09 | 2013-07-06 | PHCABIOPE
0190-040-031 | 34112 | 0190-COF-FNP-L04-FILLER03 | PM03 | 307 | 1W L4F3 Hazard Inspection Auger Assembly | Filler No 15 L4 Fuji Fw 7t | A | 0190E003 | 2014-05-09 | 2013-07-06 | PHCABIOPE
0190-040-031 | 34112 | 0190-COF-FNP-L04-FILLER04 | PM03 | 307 | 1W L4F4 Hazard Inspection Auger Assembly | Filler No 16 L4 Fuji Fw 7t | A | 0190E003 | 2014-05-09 | 2013-07-06 | PHCABIOPE
0190-040-030 | 34112 | 0190-COF-FNP-L03-FILLER01 | PM03 | 307 | 1W L3F1 Hazard Inspection Auger Assembly | Filler No 9 L3 Fuji Fw 7t | B | 0190E003 | 2014-05-09 | 2008-09-17 | PHCABIOPE
0190-040-030 | 34112 | 0190-COF-FNP-L03-FILLER02 | PM03 | 307 | 1W L3F2 Hazard Inspection Auger Assembly | Filler No 10 L3 Fuji Fw 7t | B | 0190E003 | 2014-05-09 | 2013-07-06 | PHCABIOPE
0190-040-030 | 34112 | 0190-COF-FNP-L03-FILLER03 | PM03 | 307 | 1W L3F3 Hazard Inspection Auger Assembly | Filler No 11 L3 Fuji Fw 7t | B | 0190E003 | 2014-05-09 | 2013-07-06 | PHCABIOPE
0190-040-030 | 34112 | 0190-COF-FNP-L03-FILLER04 | PM03 | 307 | 1W L3F4 Hazard Inspection Auger Assembly | Filler No 12 L3 Fuji Fw 7t | B | 0190E003 | 2014-05-09 | 2013-07-06 | PHCABIOPE
0190-040-029 | 34112 | 0190-COF-FNP-L02-FILLER01 | PM03 | 307 | 1W L2F1 Hazard Inspection Auger Assembly | Filler No 5 L2 | B | 0190E003 | 2014-10-22 | 2008-09-09 | PHCABIOPE
0190-040-029 | 34112 | 0190-COF-FNP-L02-FILLER02 | PM03 | 307 | 1W L2F2 Hazard Inspection Auger Assembly | Filler No 6 L2 Fuji Fw 7t | B | 0190E003 | 2014-10-22 | 2013-07-06 | PHCABIOPE
0190-040-029 | 34112 | 0190-COF-FNP-L02-FILLER03 | PM03 | 307 | 1W L2F3 Hazard Inspection Auger Assembly | Filler No 7 L2 Fuji Fw 7t | B | 0190E003 | 2014-10-22 | 2013-07-06 | PHCABIOPE
0190-040-029 | 34112 | 0190-COF-FNP-L02-FILLER04 | PM03 | 307 | 1W L2F4 Hazard Inspection Auger Assembly | Filler No 8 L2 Fuji Fw 7t | B | 0190E003 | 2014-10-22 | 2013-07-06 | PHCABIOPE
0190-040-028 | 64654 | 0190-COF-FNP-CMN-ARSTOR-TEMPCONTROLLER01 | PM03 | 301 | 52W AIL Storage Calib'n (4A18-AIT-9463) | Aroma Storage Room Temp Controller | B | 0190E017 | 2018-06-28 | 2008-09-07 | PHGONZALNA
0190-040-027 | 63681 | 0190-COF-FNP-AUX-COMMON01 | PM03 | 307 | 1W KS FNP Machine Checklist-CBC | Coffee Filling Packing Common | C | 0190E004 | 2014-10-20 | 2008-09-07 | PHCABIOPE
0190-040-027 | 63681 | 0190-COF-FNP-AUX-COMMON01 | PM03 | 307 | 1W KS FNP Machine Checklist-EGD | Coffee Filling Packing Common | C | 0190E004 | 2014-10-20 | 2012-04-26 | PHCABIOPE
0190-040-027 | 63681 | 0190-COF-FNP-AUX-COMMON01 | PM03 | 307 | 1W KS FNP Machine Checklist-CME | Coffee Filling Packing Common | C | 0190E004 | 2014-10-20 | 2012-04-26 | PHCABIOPE
0190-040-027 | 63681 | 0190-COF-FNP-AUX-COMMON01 | PM03 | 307 | 1W KS FNP Machine Checklist-NDG | Coffee Filling Packing Common | C | 0190E004 | 2014-10-20 | 2012-04-26 | PHCABIOPE
0190-040-027 | 63681 | 0190-COF-FNP-AUX-COMMON01 | PM03 | 307 | 1W KS FNP Machine Checklist-GTO | Coffee Filling Packing Common | C | 0190E004 | 2014-10-20 | 2012-04-26 | PHCABIOPE
0190-040-027 | 63681 | 0190-COF-FNP-AUX-COMMON01 | PM03 | 307 | 1W KS FNP Machine Checklist-FLA | Coffee Filling Packing Common | C | 0190E003 | 2014-10-20 | 2012-04-26 | PHCABIOPE
0190-040-027 | 63681 | 0190-COF-FNP-AUX-COMMON01 | PM03 | 307 | 1W KS FNP Machine Checklist-HKDD | Coffee Filling Packing Common | C | 0190E003 | 2014-10-20 | 2012-04-26 | PHCABIOPE
0190-040-027 | 63681 | 0190-COF-FNP-AUX-COMMON01 | PM03 | 307 | 1W KS FNP Machine Checklist-BJV | Coffee Filling Packing Common | C | 0190E003 | 2014-10-20 | 2012-04-26 | PHCABIOPE
0190-040-027 | 63681 | 0190-COF-FNP-AUX-COMMON01 | PM03 | 307 | 1W KS FNP Machine Checklist-CCV | Coffee Filling Packing Common | C | 0190E003 | 2014-10-20 | 2012-04-26 | PHCABIOPE
0190-040-027 | 63681 | 0190-COF-FNP-AUX-COMMON01 | PM03 | 307 | 1W KS FNP Machine Checklist-LJCJ | Coffee Filling Packing Common | C | 0190E003 | 2014-10-20 | 2013-06-18 | PHCABIOPE
0190-040-027 | 63681 | 0190-COF-FNP-AUX-COMMON01 | PM03 | 307 | 1W KS FNP Machine Checklist-EDD | Coffee Filling Packing Common | C | 0190E004 | 2014-10-20 | 2014-05-05 | PHCABIOPE
0190-040-026 | 566525 | 0190-COF-FNP-L01-FILLER01 | PM03 | 307 | 13W FUJI FM Inspection EI/MECH L1A | Filler No 1 L1 | A | 0190E003 | 2021-11-12 | 2012-04-23 | PHONGGE
0190-040-026 | 566525 | 0190-COF-FNP-L01-FILLER01-CTRLPANEL01 | PM03 | 307 | 13W Fuji Filler Machine Inspctn EI/MECH | Electrical Panel/Control Board L1F1 | A | 0190E003 | 2021-11-12 | 2021-11-10 | PHONGGE
0190-040-026 | 566525 | 0190-COF-FNP-L01-FILLER01-FILMDRIVE01 | PM03 | 307 | 13W Fuji Filler Machine Inspctn EI/MECH | Film Drive Assembly L1F1 | A | 0190E003 | 2021-11-12 | 2021-11-10 | PHONGGE
0190-040-026 | 566525 | 0190-COF-FNP-L01-FILLER01-GEARBOXASSY01 | PM03 | 307 | 13W Fuji Filler Machine Inspctn EI/MECH | Film & Draw Down Drive Gearbox Assy L1F1 | A | 0190E003 | 2021-11-12 | 2021-11-10 | PHONGGE
0190-040-026 | 566525 | 0190-COF-FNP-L01-FILLER01-LASERPRINTER01 | PM03 | 307 | 13W Fuji Filler Machine Inspctn EI/MECH | Pouch Laser Printer Unit L1F1 | A | 0190E003 | 2021-11-12 | 2021-11-10 | PHONGGE
0190-040-026 | 566525 | 0190-COF-FNP-L01-FILLER02 | PM03 | 307 | 13W FUJI FM Inspection EI/MECH L1B | Filler No 2 L1 | A | 0190E003 | 2021-11-12 | 2020-11-08 | PHONGGE
0190-040-026 | 566525 | 0190-COF-FNP-L01-FILLER02-CTRLPANEL01 | PM03 | 307 | 13W Fuji Filler Machine Inspctn EI/MECH | Electrical Panel/Control Board L1F2 | A | 0190E003 | 2021-11-12 | 2021-11-12 | PHONGGE
0190-040-026 | 566525 | 0190-COF-FNP-L01-FILLER02-GEARBOXASSY01 | PM03 | 307 | 13W Fuji Filler Machine Inspctn EI/MECH | Film & Draw Down Drive Gearbox Assy L1F2 | A | 0190E003 | 2021-11-12 | 2021-11-10 | PHONGGE
0190-040-026 | 566525 | 0190-COF-FNP-L01-FILLER02-LASERPRINTER01 | PM03 | 307 | 13W Fuji Filler Machine Inspctn EI/MECH | Pouch Laser Printer Unit L1F2 | A | 0190E003 | 2021-11-12 | 2021-11-12 | PHONGGE
0190-040-026 | 566525 | 0190-COF-FNP-L01-FILLER02-UNWINDERASSY01 | PM03 | 307 | 13W Fuji Filler Machine Inspctn EI/MECH | Film Reel Unwinder Assembly L1F2 | A | 0190E003 | 2021-11-12 | 2021-11-10 | PHONGGE
0190-040-026 | 566525 | 0190-COF-FNP-L01-FILLER03 | PM03 | 307 | 13W FUJI FM Inspection EI/MECH L1C | Filler No 3 L1 | A | 0190E003 | 2021-11-12 | 2020-11-08 | PHONGGE
0190-040-026 | 566525 | 0190-COF-FNP-L01-FILLER03-CTRLPANEL01 | PM03 | 307 | 13W Fuji Filler Machine Inspctn EI/MECH | ElectricalPanel/Control Board L1F3 | A | 0190E003 | 2021-11-12 | 2021-11-12 | PHONGGE
0190-040-026 | 566525 | 0190-COF-FNP-L01-FILLER03-GEARBOXASSY01 | PM03 | 307 | 13W Fuji Filler Machine Inspctn EI/MECH | Film & Draw Down Drive Gearbox Assy L1F3 | A | 0190E003 | 2021-11-12 | 2021-11-12 | PHONGGE
0190-040-026 | 566525 | 0190-COF-FNP-L01-FILLER03-LASERPRINTER01 | PM03 | 307 | 13W Fuji Filler Machine Inspctn EI/MECH | Pouch Laser Printer Unit L1F3 | A | 0190E003 | 2021-11-12 | 2021-11-12 | PHONGGE
0190-040-026 | 566525 | 0190-COF-FNP-L01-FILLER03-UNWINDERASSY01 | PM03 | 307 | 13W Fuji Filler Machine Inspctn EI/MECH | Film Reel Unwinder Assembly L1F3 | A | 0190E003 | 2021-11-12 | 2021-11-12 | PHONGGE
0190-040-026 | 566525 | 0190-COF-FNP-L01-FILLER04 | PM03 | 307 | 13W FUJI FM Inspection EI/MECH L1D | Filler No 4 L1 | A | 0190E003 | 2021-11-12 | 2020-11-08 | PHONGGE
0190-040-026 | 566525 | 0190-COF-FNP-L01-FILLER04-CTRLPANEL01 | PM03 | 307 | 13W Fuji Filler Machine Inspctn EI/MECH | ElectricalPanel/Control Board L1F4 | A | 0190E003 | 2021-11-12 | 2021-11-12 | PHONGGE
0190-040-026 | 566525 | 0190-COF-FNP-L01-FILLER04-GEARBOXASSY01 | PM03 | 307 | 13W Fuji Filler Machine Inspctn EI/MECH | Film & Draw Down Drive Gearbox Assy L1F4 | A | 0190E003 | 2021-11-12 | 2021-11-12 | PHONGGE
0190-040-026 | 566525 | 0190-COF-FNP-L01-FILLER04-LASERPRINTER01 | PM03 | 307 | 13W Fuji Filler Machine Inspctn EI/MECH | Pouch Laser Printer Unit L1F4 | A | 0190E003 | 2021-11-12 | 2021-11-12 | PHONGGE
0190-040-026 | 566525 | 0190-COF-FNP-L01-FILLER04-UNWINDERASSY01 | PM03 | 307 | 13W Fuji Filler Machine Inspctn EI/MECH | Film Reel Unwinder Assembly L1F4 | A | 0190E003 | 2021-11-12 | 2021-11-10 | PHONGGE
0190-040-025 | 34197 | 0190-COF-FNP-AIR-AIRCOM09 | PM03 | 302 | 2M ZT30 Air Comp 01 vibration analysis | Air Compressor No 9 (AC #1) | A | 0190E018 | 2021-01-13 | 2008-09-07 | PHILAGANAN
0190-040-025 | 34197 | 0190-COF-FNP-AIR-AIRCOM11 | PM03 | 302 | 2M ZT30 Air Comp 02 vibration analysis | Air Compressor No 11 (AC #2) | A | 0190E018 | 2021-01-13 | 2012-03-16 | PHILAGANAN
0190-040-024 | 56157 | 0190-COF-FNP-AUX-COMMON01 | PM03 | 305 | 1Y AIR COMP, DRYER, & LINE FILTER SERV'G | Coffee Filling Packing Common | C | 0190E003 | 2015-06-04 | 2008-09-04 | PHCABIOPE
0190-040-023 | 34242 | 0190-COF-FNP-L01-AILSYS01 | PM03 | 303 | 1Y L1 Lubrication Aroma Geared Motor | AIL System Line-1 | A | 0190E003 | 2017-12-19 | 2008-09-04 | PHOROSCOFE
0190-040-023 | 34242 | 0190-COF-FNP-L03-AILSYS01 | PM03 | 303 | 1Y L3 Lubrication Aroma Geared Motor | AIL System Line-3 | C | 0190E003 | 2017-12-19 | 2008-09-04 | PHOROSCOFE
0190-040-023 | 34242 | 0190-COF-FNP-L04-AILSYS01 | PM03 | 303 | 1Y L4 Lubrication Aroma Geared Motor | AIL System Line-4 | A | 0190E003 | 2017-12-19 | 2008-09-04 | PHOROSCOFE
0190-040-023 | 34242 | 0190-COF-FNP-L07-AILSYS01 | PM03 | 303 | 1Y L7 Lubrication Aroma Geared Motor | AIL System Line-7 | C | 0190E003 | 2017-12-19 | 2008-09-04 | PHOROSCOFE
0190-040-023 | 34242 | 0190-COF-FNP-L09-AILSYS01 | PM03 | 303 | 1Y L9 Lubrication Aroma Geared Motor | AIL System Line-9 | A | 0190E003 | 2017-12-19 | 2008-09-04 | PHOROSCOFE
0190-040-023 | 34242 | 0190-COF-FNP-L11-AILSYS01 | PM03 | 303 | 1Y L11 Lubrication Aroma Geared Motor | AIL System Line-11 | C | 0190E003 | 2017-12-19 | 2008-09-04 | PHOROSCOFE
0190-040-023 | 34242 | 0190-COF-FNP-L12-AILSYS01 | PM03 | 303 | 1Y L12 Lubrication Aroma Geared Motor | AIL System Line-12 | A | 0190E004 | 2017-12-19 | 2008-09-04 | PHOROSCOFE
0190-040-022 | 34114 | 0190-WST-FNP-L12-METDET01COF | PM03 | 302 | 4W L12 Screw Feeder Oil Seal Replacement | Metal Detector L12 | A | 0190E003 | 2018-05-24 | 2008-08-24 | PHOROSCOFE
0190-040-021 | 34112 | 0190-COF-FNP-L01-FILLER01 | PM03 | 302 | 1W L1F1 Hazard Inspection Auger Assembly | Filler No 1 L1 | A | 0190E003 | 2014-05-09 | 2008-08-24 | PHCABIOPE
0190-040-021 | 34112 | 0190-COF-FNP-L01-FILLER02 | PM03 | 302 | 1W L1F2 Hazard Inspection Auger Assembly | Filler No 2 L1 | A | 0190E003 | 2014-05-09 | 2008-08-24 | PHCABIOPE
0190-040-021 | 34112 | 0190-COF-FNP-L01-FILLER03 | PM03 | 302 | 1W L1F3 Hazard Inspection Auger Assembly | Filler No 3 L1 | A | 0190E003 | 2014-05-09 | 2008-08-24 | PHCABIOPE
0190-040-021 | 34112 | 0190-COF-FNP-L01-FILLER04 | PM03 | 302 | 1W L1F4 Hazard Inspection Auger Assembly | Filler No 4 L1 | A | 0190E003 | 2014-05-09 | 2008-08-24 | PHCABIOPE
0190-040-020 | 33913 | 0190-COF-FNP-L01-XRAY01 | PM03 | 304 | 6M L1 (4A1-XRAY-01.12) OPRP Calbt'n | X-Ray Machine Line-01 | A | 0190E004 | 2021-02-11 | 2008-07-28 | PHOROSCOFE
0190-040-020 | 33913 | 0190-COF-FNP-L03-XRAY01 | PM03 | 304 | 6M L3 (4A3-XRAY-03.10) OPRP Calbt'n | X-Ray Machine Line-03 | A | 0190E004 | 2021-02-11 | 2008-07-28 | PHOROSCOFE
0190-040-020 | 33913 | 0190-COF-FNP-L04-XRAY01 | PM03 | 304 | 6M L4 (4A4-XRAY-04.10) OPRP Calbt'n | X-Ray Machine Line-04 | A | 0190E004 | 2021-02-11 | 2008-07-28 | PHOROSCOFE
0190-040-020 | 33913 | 0190-COF-FNP-L07-XRAY01 | PM03 | 304 | 6M L7 (4A7-XRAY-07.04) OPRP Calbt'n | X-Ray Machine Line-07 | A | 0190E004 | 2021-02-11 | 2008-09-02 | PHOROSCOFE
0190-040-020 | 33913 | 0190-COF-FNP-L09-XRAYMA01 | PM03 | 304 | 6M L9 (4A7-XRAY-07.04) OPRP Calbt'n | X-ray Machine Line 9 | A | 0190E003 | 2021-02-11 | 2017-01-13 | PHOROSCOFE
0190-040-020 | 33913 | 0190-COF-FNP-L11-XRAYMA01 | PM03 | 304 | 6M L11 (4A7-XRAY-07.04) OPRP Calbt'n | X-ray Machine Line 11 | A | 0190E004 | 2021-02-11 | 2017-01-13 | PHOROSCOFE
0190-040-020 | 33913 | 0190-COF-FNP-L12-XRAYMA01 | PM03 | 304 | 6M L12 (4A7-XRAY-07.04) OPRP Calbt'n | X-ray Machine Line 12 | A | 0190E003 | 2021-02-11 | 2017-01-13 | PHOROSCOFE
0190-040-019 | 406939 | 0190-COF-FNP-L03-PCHWGH01 | PM03 | 301 | 52W PCW L3F1 Calibration (4A3-CHW-03.21) | Pouch Checkweigher No 9 L3 | C | 0190E004 | 2017-12-19 | 2008-07-28 | PHOROSCOFE
0190-040-019 | 406939 | 0190-COF-FNP-L03-PCHWGH02 | PM03 | 301 | 52W PCW L3F2 Calibration (4A3-CHW-03.22) | Pouch Checkweigher No 10 L3 | C | 0190E004 | 2017-12-19 | 2008-07-28 | PHOROSCOFE
0190-040-019 | 406939 | 0190-COF-FNP-L03-PCHWGH03 | PM03 | 301 | 52W PCW L3F3 Calibration (4A3-CHW-03.23) | Pouch Checkweigher No 11 L3 | C | 0190E004 | 2017-12-19 | 2008-07-28 | PHOROSCOFE
0190-040-019 | 406939 | 0190-COF-FNP-L03-PCHWGH04 | PM03 | 301 | 52W PCW L3F4 Calibration (4A3-CHW-03.24) | Pouch Checkweigher No 12 L3 | C | 0190E004 | 2017-12-19 | 2008-07-28 | PHOROSCOFE
0190-040-018 | 8466 | 0190-COF-FNP-L07-FILLER02 | PM03 | 305 | 52W L7F19 FUJI PulseSensor Replacement | Filler No 19 L7 Fuji Fw 7t | B | 0190E004 | 2017-12-19 | 2005-11-15 | PHOROSCOFE
0190-040-018 | 8466 | 0190-COF-FNP-L07-FILLER03 | PM03 | 305 | 52W L7F20 FUJI PulseSensor Replacement | Filler No 20 L7 Fuji Fw 7t | B | 0190E004 | 2017-12-19 | 2005-11-15 | PHOROSCOFE
0190-040-018 | 8466 | 0190-COF-FNP-L07-FILLER05 | PM03 | 305 | 52W L7F21 FUJI PulseSensor Replacement | Filler No 21 L7 Fuji Fw 7t | B | 0190E004 | 2017-12-19 | 2008-09-08 | PHOROSCOFE
0190-040-018 | 8466 | 0190-COF-FNP-L07-FILLER06 | PM03 | 305 | 52W L7F22 FUJI PulseSensor Replacement | Filler No 22 L7 Fuji Fw 7t | B | 0190E004 | 2017-12-19 | 2008-09-08 | PHOROSCOFE
0190-040-017 | 8465 | 0190-COF-FNP-L01-FILLER01-FILMDRIVE01 | PM03 | 303 | 52W FUJI Filler Gearbox Lubrication | Film Drive Assembly L1F1 | A | 0190E003 | 2019-04-14 | 2005-11-14 | PHONGGE
0190-040-017 | 8465 | 0190-COF-FNP-L01-FILLER02-FILMDRIVE01 | PM03 | 303 | 52W FUJI Filler Gearbox Lubrication | Film Drive Assembly L1F2 | A | 0190E003 | 2019-04-14 | 2005-11-14 | PHONGGE
0190-040-017 | 8465 | 0190-COF-FNP-L01-FILLER03-FILMDRIVE01 | PM03 | 303 | 52W FUJI Filler Gearbox Lubrication | Film Drive Assembly L1F3 | A | 0190E003 | 2019-04-14 | 2009-10-27 | PHONGGE
0190-040-017 | 8465 | 0190-COF-FNP-L01-FILLER04-FILMDRIVE01 | PM03 | 303 | 52W FUJI Filler Gearbox Lubrication | Film Drive Assembly L1F4 | A | 0190E003 | 2019-04-14 | 2009-10-27 | PHONGGE
0190-040-016 | 60169 | 0190-COF-FNP-L01-AILSYS01 | PM03 | 301 | 6M KS FNP L01 AIL System Validation | AIL System Line-1 | A | 0190E004 | 2014-10-20 | 2005-09-19 | PHCABIOPE
0190-040-016 | 60169 | 0190-COF-FNP-L02-AILSYS01 | PM03 | 301 | 6M KS FNP L02 AIL System Validation | AIL System Line-2 | C | 0190E004 | 2014-10-20 | 2011-10-25 | PHCABIOPE
0190-040-016 | 60169 | 0190-COF-FNP-L03-AILSYS01 | PM03 | 301 | 6M KS FNP L03 AIL System Validation | AIL System Line-3 | C | 0190E004 | 2014-10-20 | 2011-10-25 | PHCABIOPE
0190-040-016 | 60169 | 0190-COF-FNP-L04-AILSYS01 | PM03 | 301 | 6M KS FNP L04 AIL System Validation | AIL System Line-4 | A | 0190E004 | 2014-10-20 | 2011-10-25 | PHCABIOPE
0190-040-016 | 60169 | 0190-COF-FNP-L07-AILSYS01 | PM03 | 301 | 6M KS FNP L07 AIL System Validation | AIL System Line-7 | C | 0190E004 | 2014-10-20 | 2011-10-25 | PHCABIOPE
0190-040-016 | 60169 | 0190-COF-FNP-L09-AILSYS01 | PM03 | 301 | 6M KS FNP L09 AIL System Validation | AIL System Line-9 | A | 0190E004 | 2014-10-20 | 2011-10-25 | PHCABIOPE
0190-040-016 | 60169 | 0190-COF-FNP-L11-AILSYS01 | PM03 | 301 | 6M KS FNP L11 AIL System Validation | AIL System Line-11 | C | 0190E004 | 2014-10-20 | 2011-10-25 | PHCABIOPE
0190-040-016 | 60169 | 0190-COF-FNP-L12-AILSYS01 | PM03 | 301 | 6M KS FNP L12 AIL System Validation | AIL System Line-12 | A | 0190E004 | 2014-10-20 | 2011-10-25 | PHCABIOPE
0190-040-015 | 51214 | 0190-COF-FNP-L12-FILLER01 | PM03 | 305 | 3W L12F01 Laser Prnt Functionality Check | Filler Mes Pack H-360 FET L12 | A | 0190E004 | 2013-11-22 | 2005-09-19 | PHCABIOPE
0190-040-014 | 51214 | 0190-COF-FNP-L11-FILLER01 | PM03 | 305 | 3W L11F01 Laser Prnt Functionality Check | Filler Mes Pack H-360 FET L11 | A | 0190E004 | 2013-11-22 | 2005-09-19 | PHCABIOPE
0190-040-013 | 51214 | 0190-COF-FNP-L09-FILLER01 | PM03 | 305 | 3W L09F01 Laser Prnt Functionality Check | Filler Mes pack H-320 FED L09 | A | 0190E004 | 2013-11-22 | 2005-09-19 | PHCABIOPE
0190-040-012 | 8466 | 0190-COF-FNP-L04-FILLER01-DOSINGASSY01 | PM03 | 305 | 52W L4F13 FUJI PulseSensor Replacement | Dosing Assembly L4F1 | A | 0190E003 | 2019-08-01 | 2005-09-19 | PHONGGE
0190-040-012 | 8466 | 0190-COF-FNP-L04-FILLER02-DOSINGASSY01 | PM03 | 305 | 52W L4F14 FUJI PulseSensor Replacement | Dosing Assembly L4 F2 | A | 0190E003 | 2019-08-01 | 2011-05-07 | PHONGGE
0190-040-012 | 8466 | 0190-COF-FNP-L04-FILLER03-DOSINGASSY01 | PM03 | 305 | 52W L4F15 FUJI PulseSensor Replacement | Dosing Assembly L4 F3 | A | 0190E003 | 2019-08-01 | 2011-05-07 | PHONGGE
0190-040-012 | 8466 | 0190-COF-FNP-L04-FILLER04-DOSINGASSY01 | PM03 | 305 | 52W L4F16 FUJI PulseSensor Replacement | Dosing Assembly L4F4 | A | 0190E003 | 2019-08-01 | 2011-05-07 | PHONGGE
0190-040-011 | 8466 | 0190-COF-FNP-L03-FILLER01 | PM03 | 305 | 52W L3F9 FUJI PulseSensor Replacement | Filler No 9 L3 Fuji Fw 7t | B | 0190E004 | 2017-12-19 | 2005-09-18 | PHOROSCOFE
0190-040-011 | 8466 | 0190-COF-FNP-L03-FILLER02 | PM03 | 305 | 52W L3F10 FUJI PulseSensor Replacement | Filler No 10 L3 Fuji Fw 7t | B | 0190E004 | 2017-12-19 | 2011-05-07 | PHOROSCOFE
0190-040-011 | 8466 | 0190-COF-FNP-L03-FILLER03 | PM03 | 305 | 52W L3F11 FUJI PulseSensor Replacement | Filler No 11 L3 Fuji Fw 7t | B | 0190E004 | 2017-12-19 | 2011-05-07 | PHOROSCOFE
0190-040-011 | 8466 | 0190-COF-FNP-L03-FILLER04 | PM03 | 305 | 52W L3F12 FUJI PulseSensor Replacement | Filler No 12 L3 Fuji Fw 7t | B | 0190E004 | 2017-12-19 | 2011-05-07 | PHOROSCOFE
0190-040-010 | 8466 | 0190-COF-FNP-L02-FILLER01 | PM03 | 305 | 1Y L2F1 FUJI FM Pulse Sensor Servicing | Filler No 5 L2 | B | 0190E004 | 2015-02-24 | 2005-09-18 | PHCABIOPE
0190-040-010 | 8466 | 0190-COF-FNP-L02-FILLER02 | PM03 | 305 | 1Y L2F2 FUJI FM Pulse Sensor Servicing | Filler No 6 L2 Fuji Fw 7t | B | 0190E004 | 2015-02-24 | 2011-05-07 | PHCABIOPE
0190-040-010 | 8466 | 0190-COF-FNP-L02-FILLER03 | PM03 | 305 | 1Y L2F3 FUJI FM Pulse Sensor Servicing | Filler No 7 L2 Fuji Fw 7t | B | 0190E004 | 2015-02-24 | 2011-05-07 | PHCABIOPE
0190-040-010 | 8466 | 0190-COF-FNP-L02-FILLER04 | PM03 | 305 | 1Y L2F4 FUJI FM Pulse Sensor Servicing | Filler No 8 L2 Fuji Fw 7t | B | 0190E004 | 2015-02-24 | 2011-05-07 | PHCABIOPE
0190-040-009 | 8466 | 0190-COF-FNP-L01-FILLER01-DOSINGASSY01 | PM03 | 305 | 52W L1F1 FUJI PulseSensor Replacement | Dosing Assembly L1F1 | A | 0190E003 | 2020-02-07 | 2005-09-18 | PHONGGE
0190-040-009 | 8466 | 0190-COF-FNP-L01-FILLER02-DOSINGASSY01 | PM03 | 305 | 52W L1F2 FUJI PulseSensor Replacement | Dosing Assembly L1F2 | A | 0190E003 | 2020-02-07 | 2011-05-07 | PHONGGE
0190-040-009 | 8466 | 0190-COF-FNP-L01-FILLER03-DOSINGASSY01 | PM03 | 305 | 52W L1F3 FUJI PulseSensor Replacement | Dosing Assembly L1F3 | A | 0190E003 | 2020-02-07 | 2011-05-07 | PHONGGE
0190-040-009 | 8466 | 0190-COF-FNP-L01-FILLER04-DOSINGASSY01 | PM03 | 305 | 52W L1F4 FUJI PulseSensor Replacement | Dosing Assembly L1F4 | A | 0190E003 | 2020-02-07 | 2011-05-07 | PHONGGE
0190-040-008 | 57278 | 0190-COF-FNP-L04-WRACSR01 | PM03 | 305 | 6M MECH L4 Wrap-Around Caser Servicing | Wrap Around Caser Line No4 Fw 607 W | A | 0190E003 | 2021-11-19 | 2005-09-18 | PHONGGE
0190-040-008 | 57278 | 0190-COF-FNP-L04-WRACSR01-CASEREJECT01 | PM03 | 305 | 6M MECH L4 Wrap-Around Caser Servicing | Wrap Around Caser Case Rejector Line 4 | B | 0190E003 |  | 2021-11-19
0190-040-008 | 57278 | 0190-COF-FNP-L04-WRACSR01-DISCHARGECVY01 | PM03 | 305 | 6M MECH L4 Wrap-Around Caser Servicing | Caser Discharge Roller Conveyor to X-ray | A | 0190E003 |  | 2021-11-19
0190-040-008 | 57278 | 0190-COF-FNP-L04-WRACSR01-SHEETFEEDER01 | PM03 | 305 | 6M MECH L4 Wrap-Around Caser Servicing | Caser Sheet Feeder Assembly Line 4 | A | 0190E003 | 2021-11-19 | 2021-11-16 | PHONGGE
0190-040-007 | 57278 | 0190-COF-FNP-L03-WRACSR01 | PM03 | 305 | 6M MECH L3 Wrap-Around Caser Servicing | Wrap Around Caser Line No 3 Fw 607 W | A | 0190E003 | 2017-12-19 | 2005-09-18 | PHOROSCOFE
0190-040-006 | 57278 | 0190-COF-FNP-L02-WRACSR01 | PM03 | 305 | 6M MECH L2 Wrap-Around Caser Servicing | Wrap Around Caser Line No 2 Fw 607 W | A | 0190E003 | 2014-10-16 | 2005-09-18 | PHCABIOPE
0190-040-005 | 57278 | 0190-COF-FNP-L01-WRACSR01-MAINDRIVE01 | PM03 | 305 | 6M MECH L1 Wrap-Around Caser Servicing | Wrap Around Caser Main Drive Line 1 | B | 0190E003 | 2021-04-03 | 2005-09-18 | PHONGGE
0190-040-004 | 4431 | 0190-COF-FNP-L01-SLACVY01 | PM03 | 305 | 52W MECH L1F1 SlatChain Conveyor Servg | Slat Chain Conveyor No 1 L1 | C | 0190E003 | 2020-07-25 | 2008-08-10 | PHONGGE
0190-040-004 | 4431 | 0190-COF-FNP-L01-SLACVY02 | PM03 | 305 | 52W MECH L1F2 SlatChain Conveyor Servg | Slat Chain Conveyor No 2 L1 | C | 0190E003 | 2020-07-25 | 2008-08-10 | PHONGGE
0190-040-004 | 4431 | 0190-COF-FNP-L01-SLACVY03 | PM03 | 305 | 52W MECH L1F3 SlatChain Conveyor Servg | Slat Chain Conveyor No 3 L1 | C | 0190E003 | 2020-07-25 | 2008-08-10 | PHONGGE
0190-040-004 | 4431 | 0190-COF-FNP-L01-SLACVY04 | PM03 | 305 | 52W MECH L1F4 SlatChain Conveyor Servg | Slat Chain Conveyor No 4 L1 | C | 0190E003 | 2020-07-25 | 2005-09-18 | PHONGGE
0190-040-003 | 570442 | 0190-COF-FNP-L04-SLACVY01 | PM03 | 307 | 4W AWG/MWG KS SlatChainConveyorCleaning | Slat Chain Conveyor No 13 L4 | C | 0190E003 | 2020-11-01 | 2005-09-18 | PHOROSCOFE
0190-040-003 | 570442 | 0190-COF-FNP-L04-SLACVY02 | PM03 | 307 | 4W AWG/MWG KS SlatChainConveyorCleaning | Slat Chain Conveyor No 14 L4 | C | 0190E003 | 2020-11-01 | 2020-11-01 | PHOROSCOFE
0190-040-003 | 570442 | 0190-COF-FNP-L04-SLACVY03 | PM03 | 307 | 4W AWG/MWG KS SlatChainConveyorCleaning | Slat Chain Conveyor No 15 L4 | C | 0190E003 | 2020-11-01 | 2020-11-01 | PHOROSCOFE
0190-040-003 | 570442 | 0190-COF-FNP-L04-SLACVY04 | PM03 | 307 | 4W AWG/MWG KS SlatChainConveyorCleaning | Slat Chain Conveyor No 16 L4 | C | 0190E003 | 2020-11-01 | 2020-11-01 | PHOROSCOFE
0190-040-002 | 570442 | 0190-COF-FNP-L01-SLACVY01 | PM03 | 307 | 4W AWG/MWG KS SlatChainConveyorCleaning | Slat Chain Conveyor No 1 L1 | C | 0190E003 | 2020-11-01 | 2005-09-18 | PHOROSCOFE
0190-040-002 | 570442 | 0190-COF-FNP-L01-SLACVY02 | PM03 | 307 | 4W AWG/MWG KS SlatChainConveyorCleaning | Slat Chain Conveyor No 2 L1 | C | 0190E003 | 2020-11-01 | 2020-11-01 | PHOROSCOFE
0190-040-002 | 570442 | 0190-COF-FNP-L01-SLACVY03 | PM03 | 307 | 4W AWG/MWG KS SlatChainConveyorCleaning | Slat Chain Conveyor No 3 L1 | C | 0190E003 | 2020-11-01 | 2020-11-01 | PHOROSCOFE
0190-040-002 | 570442 | 0190-COF-FNP-L01-SLACVY04 | PM03 | 307 | 4W AWG/MWG KS SlatChainConveyorCleaning | Slat Chain Conveyor No 4 L1 | C | 0190E003 | 2020-11-01 | 2020-11-01 | PHOROSCOFE
0190-040-001 | 4431 | 0190-COF-FNP-L04-SLACVY01 | PM03 | 305 | 1Y MECH L4F1 Slat Chain Conveyor Servg | Slat Chain Conveyor No 13 L4 | C | 0190E003 | 2020-07-25 | 2005-11-14 | PHONGGE
0190-040-001 | 4431 | 0190-COF-FNP-L04-SLACVY02 | PM03 | 305 | 1Y MECH L4F2 Slat Chain Conveyor Servg | Slat Chain Conveyor No 14 L4 | C | 0190E003 | 2020-07-25 | 2005-11-14 | PHONGGE
0190-040-001 | 4431 | 0190-COF-FNP-L04-SLACVY03 | PM03 | 305 | 1Y MECH L4F3 Slat Chain Conveyor Servg | Slat Chain Conveyor No 15 L4 | C | 0190E003 | 2020-07-25 | 2005-11-14 | PHONGGE
0190-040-001 | 4431 | 0190-COF-FNP-L04-SLACVY04 | PM03 | 305 | 1Y MECH L4F4 Slat Chain Conveyor Servg | Slat Chain Conveyor No 16 L4 | C | 0190E003 | 2020-07-25 | 2005-11-14 | PHONGGE
0190-04-081 | 50781 | 0190-COF-FNP-CMN-AHU04 | PM03 | 305 | 1Y AHU FillingRM CTRL Panel Retightenin | AHU Coffee Filling Rm 1&2 Grnd Floor | A | 0190E004 | 2015-01-09 | 2015-01-09 | PHCABIOPE
0190-04-080 | 50781 | 0190-COF-FNP-CMN-AHU03 | PM03 | 305 | 1Y AHU FillingRM CTRL Panel Retightenin | AHU Coffee AIL/Tilting Station | A | 0190E004 | 2015-01-09 | 2015-01-09 | PHCABIOPE
0190-034-753 | 61179 | 0190-COF-PRO-RST-ROASTR02 | PM03 | 301 | 52W Cal of 3A2-PS-32.15/01 | Roaster No 2 | B | 0190E017 | 2021-06-03 | 2020-12-18 | PHILAGANAN
0190-034-752 | 61179 | 0190-COF-PRO-EGA-FLDLFTSYS-AHU01 | PM03 | 301 | 52W Cal of 3A14-PS-26.02 | Fluid Lift AHU | B | 0190E017 | 2021-06-03 | 2020-10-30 | PHILAGANAN
0190-034-751 | 61179 | 0190-COF-PRO-EGA-FLDLFTSYS-AHU01 | PM03 | 301 | 52W Cal of 3A14-PS-25.03 | Fluid Lift AHU | B | 0190E017 | 2021-06-03 | 2020-10-30 | PHILAGANAN
0190-034-750 | 61179 | 0190-COF-PRO-EGA-EDCTRSYS | PM03 | 301 | 52W Cal of 3A14-PS-005 | Egron Eductor System 01 | B | 0190E017 | 2021-06-03 | 2020-10-30 | PHILAGANAN
0190-034-749 | 61179 | 0190-COF-PRO-EGA-EDCTRSYS | PM03 | 301 | 52W Cal of 3A14-PS-004 | Egron Eductor System 01 | B | 0190E017 | 2021-06-03 | 2020-10-30 | PHILAGANAN
0190-034-748 | 51986 | 0190-COF-PRO-EGA-NSFLTR02 | PM03 | 301 | 52W Cal of 3A14-FIT-02.09 | Egron NAS Filter | B | 0190E017 | 2021-06-03 | 2020-10-30 | PHILAGANAN
0190-034-747 | 51984 | 0190-COF-PRO-SCE-CMMN | PM03 | 301 | 52W Cal of 3D1-TT-9453 | Spent Caustic Evap Common | B | 0190E017 | 2021-06-03 | 2020-10-30 | PHILAGANAN
0190-034-746 | 51984 | 0190-COF-PRO-SCE-CMMN | PM03 | 301 | 52W Cal of 3D1-TT-31.03 | Spent Caustic Evap Common | B | 0190E017 | 2021-06-03 | 2020-10-30 | PHILAGANAN
0190-034-745 | 51984 | 0190-COF-PRO-SCE-CMMN | PM03 | 301 | 52W Cal of 3D1-TT-29.02 | Spent Caustic Evap Common | B | 0190E017 | 2021-06-03 | 2020-10-30 | PHILAGANAN
0190-034-744 | 51985 | 0190-COF-PRO-SCE-CMMN | PM03 | 301 | 72W Cal of 3D1-TCV-9453 | Spent Caustic Evap Common | B | 0190E017 | 2021-06-03 | 2020-10-30 | PHILAGANAN
0190-034-743 | 52264 | 0190-COF-PRO-SCE-EVAPTR01 | PM03 | 301 | 52W Cal of 3D1-PRV-003 | 1st Effect Evaporator | B | 0190E017 | 2021-06-03 | 2020-10-30 | PHILAGANAN
0190-034-742 | 51982 | 0190-COF-PRO-SCE-CMMN | PM03 | 301 | 52W Cal of 3D1-PIT-29.09 | Spent Caustic Evap Common | B | 0190E017 | 2021-06-03 | 2020-10-30 | PHILAGANAN
0190-034-741 | 51982 | 0190-COF-PRO-SCE-CMMN | PM03 | 301 | 52W Cal of 3D1-PIT-29.07 | Spent Caustic Evap Common | B | 0190E017 | 2021-06-03 | 2020-10-30 | PHILAGANAN
0190-034-740 | 51982 | 0190-COF-PRO-SCE-CMMN | PM03 | 301 | 52W Cal of 3D1-PIT-010 | Spent Caustic Evap Common | B | 0190E017 | 2021-06-03 | 2020-10-30 | PHILAGANAN
0190-034-739 | 51982 | 0190-COF-PRO-SCE-RFLTR01 | PM03 | 301 | 52W Cal of 3D1-PIT-009 | Caustic Rotary Filter no. 1 | B | 0190E017 | 2021-06-03 | 2020-10-30 | PHILAGANAN
0190-034-738 | 51982 | 0190-COF-PRO-SCE-CMMN | PM03 | 301 | 52W Cal of 3D1-PIT-008 | Spent Caustic Evap Common | B | 0190E017 | 2021-06-03 | 2020-10-30 | PHILAGANAN
0190-034-737 | 51982 | 0190-COF-PRO-SCE-CMMN | PM03 | 301 | 52W Cal of 3D1-PIT-007 | Spent Caustic Evap Common | B | 0190E017 | 2021-06-03 | 2020-10-30 | PHILAGANAN
0190-034-736 | 51982 | 0190-COF-PRO-SCE-CMMN | PM03 | 301 | 52W Cal of 3D1-PIT-006 | Spent Caustic Evap Common | B | 0190E017 | 2021-06-03 | 2020-10-30 | PHILAGANAN
0190-034-735 | 51982 | 0190-COF-PRO-SCE-CMMN | PM03 | 301 | 52W Cal of 3D1-PIT-005 | Spent Caustic Evap Common | B | 0190E017 | 2021-06-03 | 2020-10-30 | PHILAGANAN
0190-034-734 | 51985 | 0190-COF-PRO-SCE-CMMN | PM03 | 301 | 72W Cal of 3D1-PCV-9454 | Spent Caustic Evap Common | B | 0190E017 | 2021-06-03 | 2020-10-30 | PHILAGANAN
0190-034-733 | 51985 | 0190-COF-PRO-SCE-CMMN | PM03 | 301 | 72W Cal of 3D1-PCV-29.06 | Spent Caustic Evap Common | B | 0190E017 | 2021-06-03 | 2020-10-30 | PHILAGANAN
0190-034-732 | 565519 | 0190-COF-PRO-SCE-CMMN | PM03 | 301 | 72W Cal of 3D1-LIT-23.05 | Spent Caustic Evap Common | B | 0190E017 | 2021-06-03 | 2020-10-30 | PHILAGANAN
0190-034-731 | 51986 | 0190-COF-PRO-SCE-CMMN | PM03 | 301 | 52W Cal of 3D1-FIT-9452 | Spent Caustic Evap Common | B | 0190E017 | 2021-06-03 | 2020-10-30 | PHILAGANAN
0190-034-730 | 51986 | 0190-COF-PRO-SCE-CMMN | PM03 | 301 | 52W Cal of 3D1-FIT-30.07 | Spent Caustic Evap Common | B | 0190E017 | 2021-06-03 | 2020-10-30 | PHILAGANAN
0190-034-729 | 51986 | 0190-COF-PRO-SCE-CMMN | PM03 | 301 | 52W Cal of 3D1-FIT-30.05 | Spent Caustic Evap Common | B | 0190E017 | 2021-06-03 | 2020-10-30 | PHILAGANAN
0190-034-728 | 51986 | 0190-COF-PRO-SCE-CMMN | PM03 | 301 | 52W Cal of 3D1-FIT-30.03 | Spent Caustic Evap Common | B | 0190E017 | 2021-06-03 | 2020-10-30 | PHILAGANAN
0190-034-727 | 51986 | 0190-COF-PRO-SCE-CMMN | PM03 | 301 | 52W Cal of 3D1-FIT-30.01 | Spent Caustic Evap Common | B | 0190E017 | 2021-06-03 | 2020-10-30 | PHILAGANAN
0190-034-726 | 51986 | 0190-COF-PRO-SCE-CMMN | PM03 | 301 | 52W Cal of 3D1-FIT-21.06 | Spent Caustic Evap Common | B | 0190E017 | 2021-06-03 | 2020-10-30 | PHILAGANAN
0190-034-725 | 51985 | 0190-COF-PRO-SCE-CMMN | PM03 | 301 | 72W Cal of 3D1-FCV-9452 | Spent Caustic Evap Common | B | 0190E017 | 2021-06-03 | 2020-10-30 | PHILAGANAN
0190-034-724 | 570303 | 0190-COF-PRO-SCE-CMMN | PM03 | 301 | 52W Cal of 3D1-CIT-30.08 | Spent Caustic Evap Common | B | 0190E017 | 2021-06-03 | 2020-10-30 | PHILAGANAN
0190-034-723 | 570303 | 0190-COF-PRO-SCE-CMMN | PM03 | 301 | 52W Cal of 3D1-CIT-30.06 | Spent Caustic Evap Common | B | 0190E017 | 2021-06-03 | 2020-10-30 | PHILAGANAN
0190-034-722 | 570303 | 0190-COF-PRO-SCE-CMMN | PM03 | 301 | 52W Cal of 3D1-CIT-30.04 | Spent Caustic Evap Common | B | 0190E017 | 2021-06-03 | 2020-10-30 | PHILAGANAN
0190-034-721 | 570303 | 0190-COF-PRO-SCE-CMMN | PM03 | 301 | 52W Cal of 3D1-CIT-30.02 | Spent Caustic Evap Common | B | 0190E017 | 2021-06-03 | 2020-10-30 | PHILAGANAN
0190-034-720 | 565519 | 0190-COF-PRO-ARC | PM03 | 301 | 52W Cal of 3A10-LIT-31.04 | ARCHIMEDES SKID | B | 0190E017 | 2021-06-03 | 2020-10-30 | PHILAGANAN
0190-034-719 | 51982 | 0190-COF-PRO-WFE-SSLRVP01 | PM03 | 301 | 52W Cal of 3A9-PIT-18.02 | WFE Liquid Ring Vacuum Pump | B | 0190E017 | 2021-06-03 | 2020-10-30 | PHILAGANAN
0190-034-718 | 51985 | 0190-COF-PRO-WFE-SSLRVP01 | PM03 | 301 | 52W Cal of 3A9-PCV-18.03 | WFE Liquid Ring Vacuum Pump | B | 0190E017 | 2021-06-03 | 2020-10-30 | PHILAGANAN
0190-034-717 | 51982 | 0190-COF-PRO-E45-STMHDR01 | PM03 | 301 | 52W Cal of 3A6-PT-001 | E45 Main Steam Supply Header | B | 0190E017 | 2021-06-03 | 2020-10-30 | PHILAGANAN
0190-034-716 | 52264 | 0190-COF-PRO-A45 | PM03 | 301 | 52W Cal of 3A6-PRV-13.06 | P-ERA 45 Coffee Process | B | 0190E017 | 2021-06-03 | 2020-10-30 | PHILAGANAN
0190-034-715 | 51982 | 0190-COF-PRO-EGA-FLDLFTSYS-M47 | PM03 | 301 | 52W Cal of 3A5-PIT-37.17 | Blower Fluidlift No 2 | B | 0190E017 | 2021-06-03 | 2020-10-30 | PHILAGANAN
0190-034-714 | 51982 | 0190-COF-PRO-EGA-SEP01 | PM03 | 301 | 52W Cal of 3A5-PIT-005 | Egron Separator No 1 | B | 0190E017 | 2021-06-03 | 2020-10-30 | PHILAGANAN
0190-034-713 | 404359 | 0190-COF-PRO-EGA-AFTRDRYR-AHU02 | PM03 | 301 | 52W Cal of 3A5-MIT-21.06/01 | After Dryer AHU | B | 0190E017 | 2021-06-03 | 2020-10-30 | PHILAGANAN
0190-034-712 | 51985 | 0190-COF-PRO-E54-RETPMP01 | PM03 | 301 | 72W Cal of 3A4-FCV-04.18 | CIP Return Pump 1 | B | 0190E017 | 2021-06-03 | 2020-10-30 | PHILAGANAN
0190-034-711 | 51986 | 0190-COF-PRO-A45-SKDASMBLY01-PWCOLR01 | PM03 | 301 | 52W Cal of 3A3-FIT-32.03 | P-ERA 45 Pre-Wet Cooler | B | 0190E017 | 2021-06-03 | 2020-10-30 | PHILAGANAN
0190-034-710 | 51986 | 0190-COF-PRO-A45-ROWTNK-ROWPMP | PM03 | 301 | 52W Cal of 3A3-FIT-15.15 | P-ERA 45 RO-Water Booster Pump | B | 0190E017 | 2021-06-03 | 2020-10-30 | PHILAGANAN
0190-034-709 | 51986 | 0190-COF-PRO-E45 | PM03 | 301 | 72W Cal of 3A3-FIT-04.19 | Extraction 45 Facilities | B | 0190E017 | 2021-06-03 | 2020-10-30 | PHILAGANAN
0190-034-708 | 51985 | 0190-COF-PRO-A45-SKDASMBLY01-PWCOLR01 | PM03 | 301 | 52W Cal of 3A3-FCV-32.02 | P-ERA 45 Pre-Wet Cooler | B | 0190E017 | 2021-06-03 | 2020-10-30 | PHILAGANAN
0190-034-707 | 51985 | 0190-COF-PRO-E45-PREHTR01 | PM03 | 301 | 52W Cal of 3A3-FCV-08.06 | IPTA Pre Heater | B | 0190E017 | 2021-06-03 | 2020-10-30 | PHILAGANAN
0190-034-706 | 61179 | 0190-COF-PRO-RST-ROASTR03 | PM03 | 301 | 52W Cal of 3A2-PSH-004 | Roaster No 3 | B | 0190E017 | 2021-06-03 | 2020-10-30 | PHILAGANAN
0190-034-705 | 52264 | 0190-COF-PRO-A45-STRCOLMN | PM03 | 301 | 52W Cal of 3A6-PRV-03.11 | P-ERA 45 Stripping Column | B | 0190E017 | 2021-06-03 | 2020-10-26 | PHILAGANAN
0190-034-704 | 51984 | 0190-COF-PRO-ARC-OILT01 | PM03 | 301 | 52W Cal of 3A10-TIT-04.08 | Oil Tank | B | 0190E017 | 2021-06-03 | 2020-10-26 | PHILAGANAN
0190-034-703 | 52264 | 0190-COF-PRO-ARC-OILT01 | PM03 | 301 | 52W Cal of 3A10-PRV-21.32 | Oil Tank | B | 0190E017 | 2021-06-03 | 2020-10-26 | PHILAGANAN
0190-034-702 | 52264 | 0190-COF-PRO-ARC-ARTANK02 | PM03 | 301 | 52W Cal of 3A10-PRV-14.10 | Aroma Outlet Tank 02 | B | 0190E017 | 2021-06-03 | 2020-10-26 | PHILAGANAN
0190-034-701 | 52264 | 0190-COF-PRO-ARC-ARTANK01 | PM03 | 301 | 52W Cal of 3A10-PRV-11.39 | Aroma Infeed Tank 01 | B | 0190E017 | 2021-06-03 | 2020-10-26 | PHILAGANAN
0190-034-700 | 51982 | 0190-COF-PRO-ARC-ARMTRT-CONTACTOR_1 | PM03 | 301 | 52W Cal of 3A10-PIT-43.28 | Membrane Contactor LEG 1 | B | 0190E017 | 2021-06-03 | 2020-10-26 | PHILAGANAN
0190-034-699 | 51985 | 0190-COF-PRO-ARC-ARTANK01 | PM03 | 301 | 52W Cal of 3A10-CV-51.15 | Aroma Infeed Tank 01 | B | 0190E017 | 2021-06-03 | 2020-10-26 | PHILAGANAN
0190-034-698 | 51985 | 0190-COF-PRO-ARC-ARTANK01 | PM03 | 301 | 52W Cal of 3A10-CV-07.09 | Aroma Infeed Tank 01 | B | 0190E017 | 2021-06-03 | 2020-10-26 | PHILAGANAN
0190-034-697 | 51985 | 0190-COF-PRO-ARC-ARTANK01 | PM03 | 301 | 52W Cal of 3A10-CV-07.06 | Aroma Infeed Tank 01 | B | 0190E017 | 2021-06-03 | 2020-10-26 | PHILAGANAN
0190-034-696 | 51985 | 0190-COF-PRO-ARC-ARTANK01 | PM03 | 301 | 52W Cal of 3A10-CV-07.05 | Aroma Infeed Tank 01 | B | 0190E017 | 2021-06-03 | 2020-10-26 | PHILAGANAN
0190-034-695 | 51843 | 0190-COF-PRO-ARC-OILT03 | PM03 | 301 | 52W Cal of 3A10-WIT-26.02 | Oil Collect Tank | B | 0190E017 | 2021-06-03 | 2020-10-22 | PHILAGANAN
0190-034-694 | 51984 | 0190-COF-PRO-ARC-PRESVT | PM03 | 301 | 52W Cal of 3A10-TIT-31.22 | Preservative Line | B | 0190E017 | 2021-06-03 | 2020-10-22 | PHILAGANAN
0190-034-693 | 51984 | 0190-COF-PRO-ARC-OILT01 | PM03 | 301 | 52W Cal of 3A10-TIT-21.50 | Oil Tank | B | 0190E017 | 2021-06-03 | 2020-10-22 | PHILAGANAN
0190-034-692 | 51984 | 0190-COF-PRO-ARC-OILT01 | PM03 | 301 | 52W Cal of 3A10-TIT-21.08 | Oil Tank | B | 0190E017 | 2021-06-03 | 2020-10-22 | PHILAGANAN
0190-034-691 | 51984 | 0190-COF-PRO-ARC-ARTANK02 | PM03 | 301 | 52W Cal of 3A10-TIT-14.40 | Aroma Outlet Tank 02 | B | 0190E017 | 2021-06-03 | 2020-10-22 | PHILAGANAN
0190-034-690 | 51984 | 0190-COF-PRO-ARC-ARTANK01 | PM03 | 301 | 52W Cal of 3A10-TIT-11.63 | Aroma Infeed Tank 01 | B | 0190E017 | 2021-06-03 | 2020-10-22 | PHILAGANAN
0190-034-689 | 51982 | 0190-COF-PRO-ARC-ARMTRT | PM03 | 301 | 52W Cal of 3A10-TIT-11.21 | Aroma Treatment Stage | B | 0190E017 | 2021-06-03 | 2020-10-22 | PHILAGANAN
0190-034-688 | 52264 | 0190-COF-PRO-ARC | PM03 | 301 | 52W Cal of 3A10-PRV-26.26 | ARCHIMEDES SKID | B | 0190E017 | 2021-06-03 | 2020-10-22 | PHILAGANAN
0190-034-687 | 52264 | 0190-COF-PRO-ARC | PM03 | 301 | 52W Cal of 3A10-PRV-26.19 | ARCHIMEDES SKID | B | 0190E017 | 2021-06-03 | 2020-10-22 | PHILAGANAN
0190-034-686 | 52264 | 0190-COF-PRO-ARC-OILT03 | PM03 | 301 | 52W Cal of 3A10-PRV-21.77 | Oil Collect Tank | B | 0190E017 | 2021-06-03 | 2020-10-22 | PHILAGANAN
0190-034-685 | 52264 | 0190-COF-PRO-ARC-OILT02 | PM03 | 301 | 52W Cal of 3A10-PRV-21.34 | Oil Feed Tank | B | 0190E017 | 2021-06-03 | 2020-10-22 | PHILAGANAN
0190-034-684 | 52264 | 0190-COF-PRO-ARC-OILT02 | PM03 | 301 | 52W Cal of 3A10-PRV-21.25 | Oil Feed Tank | B | 0190E017 | 2021-06-03 | 2020-10-22 | PHILAGANAN
0190-034-683 | 52264 | 0190-COF-PRO-ARC-ARTANK01 | PM03 | 301 | 52W Cal of 3A10-PRV-11.49 | Aroma Infeed Tank 01 | B | 0190E017 | 2021-06-03 | 2020-10-22 | PHILAGANAN
0190-034-682 | 52264 | 0190-COF-PRO-ARC-ARTANK01 | PM03 | 301 | 52W Cal of 3A10-PRV-07.13 | Aroma Infeed Tank 01 | B | 0190E017 | 2021-06-03 | 2020-10-22 | PHILAGANAN
0190-034-681 | 52264 | 0190-COF-PRO-ARC-PRESVT | PM03 | 301 | 52W Cal of 3A10-PRV-05.07 | Preservative Line | B | 0190E017 | 2021-06-03 | 2020-10-22 | PHILAGANAN
0190-034-680 | 52264 | 0190-COF-PRO-ARC-ARTANK01 | PM03 | 301 | 52W Cal of 3A10-PRV51.13 | Aroma Infeed Tank 01 | B | 0190E017 | 2021-06-03 | 2020-10-22 | PHILAGANAN
0190-034-679 | 51982 | 0190-COF-PRO-ARC-ARTANK01 | PM03 | 301 | 52W Cal of 3A10-PIT-51.10 | Aroma Infeed Tank 01 | B | 0190E017 | 2021-06-03 | 2020-10-22 | PHILAGANAN
0190-034-678 | 51982 | 0190-COF-PRO-ARC-ARMTRT-CONTACTOR_4 | PM03 | 301 | 52W Cal of 3A10-PIT-44.28 | Membrane Contactor LEG 4 | B | 0190E017 | 2021-06-03 | 2020-10-22 | PHILAGANAN
0190-034-677 | 51982 | 0190-COF-PRO-ARC-ARMTRT-CONTACTOR_4 | PM03 | 301 | 52W Cal of 3A10-PIT-44.20 | Membrane Contactor LEG 4 | B | 0190E017 | 2021-06-03 | 2020-10-22 | PHILAGANAN
0190-034-676 | 51982 | 0190-COF-PRO-ARC-ARMTRT-CONTACTOR_4 | PM03 | 301 | 52W Cal of 3A10-PIT-44.13 | Membrane Contactor LEG 4 | B | 0190E017 | 2021-06-03 | 2020-10-22 | PHILAGANAN
0190-034-675 | 51982 | 0190-COF-PRO-ARC-ARMTRT-CONTACTOR_3 | PM03 | 301 | 52W Cal of 3A10-PIT-43.20 | Membrane Contactor LEG 3 | B | 0190E017 | 2021-06-03 | 2020-10-22 | PHILAGANAN
0190-034-674 | 51982 | 0190-COF-PRO-ARC-ARMTRT-CONTACTOR_2 | PM03 | 301 | 52W Cal of 3A10-PIT-42.28 | Membrane Contactor LEG 2 | B | 0190E017 | 2021-06-03 | 2020-10-22 | PHILAGANAN
0190-034-673 | 51982 | 0190-COF-PRO-ARC-ARMTRT-CONTACTOR_2 | PM03 | 301 | 52W Cal of 3A10-PIT-42.20 | Membrane Contactor LEG 2 | B | 0190E017 | 2021-06-03 | 2020-10-22 | PHILAGANAN
0190-034-672 | 51982 | 0190-COF-PRO-ARC-ARMTRT-CONTACTOR_1 | PM03 | 301 | 52W Cal of 3A10-PIT-41.28 | Membrane Contactor LEG 1 | B | 0190E017 | 2021-06-03 | 2020-10-22 | PHILAGANAN
0190-034-671 | 51982 | 0190-COF-PRO-ARC-ARMTRT-CONTACTOR_1 | PM03 | 301 | 52W Cal of 3A10-PIT-41.20 | Membrane Contactor LEG 1 | B | 0190E017 | 2021-06-03 | 2020-10-22 | PHILAGANAN
0190-034-670 | 51982 | 0190-COF-PRO-ARC-OILT02 | PM03 | 301 | 52W Cal of 3A10-PIT-21.88 | Oil Feed Tank | B | 0190E017 | 2021-06-03 | 2020-10-22 | PHILAGANAN
0190-034-669 | 51982 | 0190-COF-PRO-ARC-ARTANK01 | PM03 | 301 | 52W Cal of 3A10-PIT-11.62 | Aroma Infeed Tank 01 | B | 0190E017 | 2021-06-03 | 2020-10-22 | PHILAGANAN
0190-034-668 | 51982 | 0190-COF-PRO-ARC-ARTANK01 | PM03 | 301 | 52W Cal of 3A10-PIT-07.07 | Aroma Infeed Tank 01 | B | 0190E017 | 2021-06-03 | 2020-10-22 | PHILAGANAN
0190-034-667 | 51982 | 0190-COF-PRO-ARC-PRESVT | PM03 | 301 | 52W Cal of 3A10-PIT-05.08 | Preservative Line | B | 0190E017 | 2021-06-03 | 2020-10-22 | PHILAGANAN
0190-034-666 | 51982 | 0190-COF-PRO-ARC-ARMTRT-CONTACTOR_4 | PM03 | 301 | 52W Cal of 3A10-PDIT-44.29 | Membrane Contactor LEG 4 | B | 0190E017 | 2021-06-03 | 2020-10-22 | PHILAGANAN
0190-034-665 | 51982 | 0190-COF-PRO-ARC-ARMTRT-CONTACTOR_4 | PM03 | 301 | 52W Cal of 3A10-PDIT-44.22 | Membrane Contactor LEG 4 | B | 0190E017 | 2021-06-03 | 2020-10-22 | PHILAGANAN
0190-034-664 | 51982 | 0190-COF-PRO-ARC-ARMTRT-CONTACTOR_3 | PM03 | 301 | 52W Cal of 3A10-PDIT-43.29 | Membrane Contactor LEG 3 | B | 0190E017 | 2021-06-03 | 2020-10-22 | PHILAGANAN
0190-034-663 | 51982 | 0190-COF-PRO-ARC-ARMTRT-CONTACTOR_3 | PM03 | 301 | 52W Cal of 3A10-PDIT-43.22 | Membrane Contactor LEG 3 | B | 0190E017 | 2021-06-03 | 2020-10-22 | PHILAGANAN
0190-034-662 | 51982 | 0190-COF-PRO-ARC-ARMTRT-CONTACTOR_2 | PM03 | 301 | 52W Cal of 3A10-PDIT-42.29 | Membrane Contactor LEG 2 | B | 0190E017 | 2021-06-03 | 2020-10-22 | PHILAGANAN
0190-034-661 | 51982 | 0190-COF-PRO-ARC-ARMTRT-CONTACTOR_2 | PM03 | 301 | 52W Cal of 3A10-PDIT-42.22 | Membrane Contactor LEG 2 | B | 0190E017 | 2021-06-03 | 2020-10-22 | PHILAGANAN
0190-034-660 | 51982 | 0190-COF-PRO-ARC-ARMTRT-CONTACTOR_1 | PM03 | 301 | 52W Cal of 3A10-PDIT-41.29 | Membrane Contactor LEG 1 | B | 0190E017 | 2021-06-03 | 2020-10-22 | PHILAGANAN
0190-034-659 | 51982 | 0190-COF-PRO-ARC-ARMTRT-CONTACTOR_1 | PM03 | 301 | 52W Cal of 3A10-PDIT-41.22 | Membrane Contactor LEG 1 | B | 0190E017 | 2021-06-03 | 2020-10-22 | PHILAGANAN
0190-034-658 | 51982 | 0190-COF-PRO-ARC-ARTANK01 | PM03 | 301 | 52W Cal of 3A10-PDIT-11.24 | Aroma Infeed Tank 01 | B | 0190E017 | 2021-06-03 | 2020-10-22 | PHILAGANAN
0190-034-657 | 565519 | 0190-COF-PRO-ARC-ARTANK01 | PM03 | 301 | 52W Cal of 3A10-LIT-51.11 | Aroma Infeed Tank 01 | B | 0190E017 | 2021-06-03 | 2020-10-22 | PHILAGANAN
0190-034-656 | 565519 | 0190-COF-PRO-ARC-PRESVT | PM03 | 301 | 52W Cal of 3A10-LIT-31.07 | Preservative Line | B | 0190E017 | 2021-06-03 | 2020-10-22 | PHILAGANAN
0190-034-655 | 565519 | 0190-COF-PRO-ARC-OILT02 | PM03 | 301 | 52W Cal of 3A10-LIT-21.27 | Oil Feed Tank | B | 0190E017 | 2021-06-03 | 2020-10-22 | PHILAGANAN
0190-034-654 | 51986 | 0190-COF-PRO-ARC-ARMTRT-CONTACTOR_4 | PM03 | 301 | 52W Cal of 3A10-FIT-44.11 | Membrane Contactor LEG 4 | B | 0190E017 | 2021-06-03 | 2020-10-22 | PHILAGANAN
0190-034-653 | 51986 | 0190-COF-PRO-ARC-ARMTRT-CONTACTOR_3 | PM03 | 301 | 52W Cal of 3A10-FIT-43.11 | Membrane Contactor LEG 3 | B | 0190E017 | 2021-06-03 | 2020-10-22 | PHILAGANAN
0190-034-652 | 51986 | 0190-COF-PRO-ARC-ARMTRT-CONTACTOR_2 | PM03 | 301 | 52W Cal of 3A10-FIT-42.11 | Membrane Contactor LEG 2 | B | 0190E017 | 2021-06-03 | 2020-10-22 | PHILAGANAN
0190-034-651 | 51986 | 0190-COF-PRO-ARC-ARMTRT-CONTACTOR_1 | PM03 | 301 | 52W Cal of 3A10-FIT-41.11 | Membrane Contactor LEG 1 | B | 0190E017 | 2021-06-03 | 2020-10-22 | PHILAGANAN
0190-034-650 | 51986 | 0190-COF-PRO-ARC-ARMTRT-CONTACTOR_4 | PM03 | 301 | 52W Cal of 3A10-FIT-21.46 | Membrane Contactor LEG 4 | B | 0190E017 | 2021-06-03 | 2020-10-22 | PHILAGANAN
0190-034-649 | 51986 | 0190-COF-PRO-ARC-OILT02 | PM03 | 301 | 52W Cal of 3A10-FIT-21.37 | Oil Feed Tank | B | 0190E017 | 2021-06-03 | 2020-10-22 | PHILAGANAN
0190-034-648 | 51986 | 0190-COF-PRO-ARC-ARMTRT-CONTACTOR_3 | PM03 | 301 | 52W Cal of 3A10-FIT-21.16 | Membrane Contactor LEG 3 | B | 0190E017 | 2021-06-03 | 2020-10-22 | PHILAGANAN
0190-034-647 | 51986 | 0190-COF-PRO-ARC-ARMTRT-CONTACTOR_2 | PM03 | 301 | 52W Cal of 3A10-FIT-21.14 | Membrane Contactor LEG 2 | B | 0190E017 | 2021-06-03 | 2020-10-22 | PHILAGANAN
0190-034-646 | 51986 | 0190-COF-PRO-ARC-ARMTRT-CONTACTOR_1 | PM03 | 301 | 52W Cal of 3A10-FIT-21.12 | Membrane Contactor LEG 1 | B | 0190E017 | 2021-06-03 | 2020-10-22 | PHILAGANAN
0190-034-645 | 51986 | 0190-COF-PRO-ARC-OILT01 | PM03 | 301 | 52W Cal of 3A10-FIT-21.03 | Oil Tank | B | 0190E017 | 2021-06-03 | 2020-10-22 | PHILAGANAN
0190-034-644 | 51986 | 0190-COF-PRO-ARC-ARTANK02 | PM03 | 301 | 52W Cal of 3A10-FIT-14.31 | Aroma Outlet Tank 02 | B | 0190E017 | 2021-06-03 | 2020-10-22 | PHILAGANAN
0190-034-643 | 51986 | 0190-COF-PRO-ARC-ARMTRT | PM03 | 301 | 52W Cal of 3A10-FIT-11.11 | Aroma Treatment Stage | B | 0190E017 | 2021-06-03 | 2020-10-22 | PHILAGANAN
0190-034-642 | 51986 | 0190-COF-PRO-ARC-ARMTRT | PM03 | 301 | 52W Cal of 3A10-FIT-001 | Aroma Treatment Stage | B | 0190E017 | 2021-06-03 | 2020-10-22 | PHILAGANAN
0190-034-641 | 51985 | 0190-COF-PRO-ARC-ARMTRT-CONTACTOR_4 | PM03 | 301 | 52W Cal of 3A10-CV-44.12 | Membrane Contactor LEG 4 | B | 0190E017 | 2021-06-03 | 2020-10-22 | PHILAGANAN
0190-034-640 | 51985 | 0190-COF-PRO-ARC-ARMTRT-CONTACTOR_3 | PM03 | 301 | 52W Cal of 3A10-CV-43.12 | Membrane Contactor LEG 3 | B | 0190E017 | 2021-06-03 | 2020-10-22 | PHILAGANAN
0190-034-639 | 51985 | 0190-COF-PRO-ARC-ARMTRT-CONTACTOR_2 | PM03 | 301 | 52W Cal of 3A10-CV-42.12 | Membrane Contactor LEG 2 | B | 0190E017 | 2021-06-03 | 2020-10-22 | PHILAGANAN
0190-034-638 | 51985 | 0190-COF-PRO-ARC-ARMTRT-CONTACTOR_1 | PM03 | 301 | 52W Cal of 3A10-CV-41.12 | Membrane Contactor LEG 1 | B | 0190E017 | 2021-06-03 | 2020-10-22 | PHILAGANAN
0190-034-637 | 51985 | 0190-COF-PRO-ARC-ARMTRT-CONTACTOR_4 | PM03 | 301 | 52W Cal of 3A10-CV-21.47 | Membrane Contactor LEG 4 | B | 0190E017 | 2021-06-03 | 2020-10-22 | PHILAGANAN
0190-034-636 | 51985 | 0190-COF-PRO-ARC-ARMTRT-CONTACTOR_3 | PM03 | 301 | 52W Cal of 3A10-CV-21.17 | Membrane Contactor LEG 3 | B | 0190E017 | 2021-06-03 | 2020-10-22 | PHILAGANAN
0190-034-635 | 51985 | 0190-COF-PRO-ARC-ARMTRT-CONTACTOR_2 | PM03 | 301 | 52W Cal of 3A10-CV-21.15 | Membrane Contactor LEG 2 | B | 0190E017 | 2021-06-03 | 2020-10-22 | PHILAGANAN
0190-034-634 | 51985 | 0190-COF-PRO-ARC-ARMTRT-CONTACTOR_1 | PM03 | 301 | 52W Cal of 3A10-CV-21.13 | Membrane Contactor LEG 1 | B | 0190E017 | 2021-06-03 | 2020-10-22 | PHILAGANAN
0190-034-633 | 51985 | 0190-COF-PRO-ARC-ARTANK02 | PM03 | 301 | 52W Cal of 3A10-CV-14.20 | Aroma Outlet Tank 02 | B | 0190E017 | 2021-06-03 | 2020-10-22 | PHILAGANAN
0190-034-632 | 51985 | 0190-COF-PRO-ARC-ARTANK01 | PM03 | 301 | 52W Cal of 3A10-CV-11.53 | Aroma Infeed Tank 01 | B | 0190E017 | 2021-06-03 | 2020-10-22 | PHILAGANAN
0190-034-631 | 51984 | 0190-COF-FNP-CMN-AHU04 | PM03 | 301 | 52W Cal of 3A14-TT-04-1847 | AHU Coffee Filling Rm 1&2 Grnd Floor | B | 0190E017 | 2021-06-03 | 2020-10-02 | PHILAGANAN
0190-034-630 | 51984 | 0190-COF-FNP-CMN-AHU02 | PM03 | 301 | 52W Cal of 3A14-TT-04-1846 | AHU Coffee Filling Rm 1&2 Grnd Floor | B | 0190E017 | 2021-06-03 | 2020-10-02 | PHILAGANAN
0190-034-629 | 51984 | 0190-COF-FNP-CMN-AHU04 | PM03 | 301 | 52W Cal of 3A14-TT-03-1847 | AHU Coffee Filling Rm 1&2 Grnd Floor | B | 0190E017 | 2021-06-03 | 2020-10-02 | PHILAGANAN
0190-034-628 | 51984 | 0190-COF-FNP-CMN-AHU02 | PM03 | 301 | 52W Cal of 3A14-TT-03-1846 | AHU Coffee Filling Rm 1&2 Grnd Floor | B | 0190E017 | 2021-06-03 | 2020-10-02 | PHILAGANAN
0190-034-627 | 51984 | 0190-COF-FNP-CMN-AHU04 | PM03 | 301 | 52W Cal of 3A14-TT-02-1847 | AHU Coffee Filling Rm 1&2 Grnd Floor | B | 0190E017 | 2021-06-03 | 2020-10-02 | PHILAGANAN
0190-034-626 | 51984 | 0190-COF-FNP-CMN-AHU02 | PM03 | 301 | 52W Cal of 3A14-TT-02-1846 | AHU Coffee Filling Rm 1&2 Grnd Floor | B | 0190E017 | 2021-06-03 | 2020-10-02 | PHILAGANAN
0190-034-625 | 51984 | 0190-COF-FNP-CMN-AHU02 | PM03 | 301 | 52W Cal of 3A14-TE-001 | AHU Coffee Filling Rm 1&2 Grnd Floor | B | 0190E017 | 2021-06-03 | 2020-10-02 | PHILAGANAN
0190-034-624 | 52264 | 0190-COF-FNP-AIR-AIRTNK03 | PM03 | 301 | 52W Cal of 3A14-PRV-08.03 | S/S Pressure Vessel (Air Receiver Tank) | B | 0190E017 | 2021-06-03 | 2020-10-02 | PHILAGANAN
0190-034-623 | 61179 | 0190-COF-FNP-CMN-AHU04 | PM03 | 301 | 52W Cal of 3A14-DPS-01-1847 | AHU Coffee Filling Rm 1&2 Grnd Floor | B | 0190E017 | 2021-06-03 | 2020-10-02 | PHILAGANAN
0190-034-622 | 51982 | 0190-COF-FNP-CMN-AHU03 | PM03 | 301 | 52W Cal of 3A14-CONTROL#206 | AHU Coffee AIL/Tilting Station | B | 0190E017 | 2021-06-03 | 2020-10-02 | PHILAGANAN
0190-034-621 | 51985 | 0190-COF-FNP-CMN-AHU03 | PM03 | 301 | 52W Cal of 3A14-CONTROL#205 | AHU Coffee AIL/Tilting Station | B | 0190E017 | 2021-06-03 | 2020-10-02 | PHILAGANAN
0190-034-620 | 61179 | 0190-COF-FNP-CMN-AHU03 | PM03 | 301 | 52W Cal of 3A14-CONTROL#201 | AHU Coffee AIL/Tilting Station | B | 0190E017 | 2021-06-03 | 2020-10-02 | PHILAGANAN
0190-034-619 | 51984 | 0190-COF-FNP-CMN-AHU03 | PM03 | 301 | 52W Cal of 3A14-CONTROL#197 | AHU Coffee AIL/Tilting Station | B | 0190E017 | 2021-06-03 | 2020-10-02 | PHILAGANAN
0190-034-618 | 51984 | 0190-COF-FNP-CMN-AHU03 | PM03 | 301 | 52W Cal of 3A14-CONTROL#195 | AHU Coffee AIL/Tilting Station | B | 0190E017 | 2021-06-03 | 2020-10-02 | PHILAGANAN
0190-034-617 | 51820 | 0190-COF-PRO-RST-TRNSPRT-SHRNKGSILO | PM03 | 301 | 52W Cal of 3A2-TS-09.29D | Roaster 1 nd 2 Shrinkage Silo | C | 0190E017 | 2021-06-03 | 2020-09-01 | PHILAGANAN
0190-034-616 | 51820 | 0190-COF-PRO-RST-TRNSPRT-SHRNKGSILO | PM03 | 301 | 52W Cal of 3A2-TS-09.29C | Roaster 1 nd 2 Shrinkage Silo | C | 0190E017 | 2021-06-03 | 2020-09-01 | PHILAGANAN
0190-034-615 | 51820 | 0190-COF-PRO-RST-TRNSPRT-SHRNKGSILO | PM03 | 301 | 52W Cal of 3A2-TS-09.29B | Roaster 1 nd 2 Shrinkage Silo | C | 0190E017 | 2021-06-03 | 2020-09-01 | PHILAGANAN
0190-034-614 | 51820 | 0190-COF-PRO-RST-TRNSPRT-SHRNKGSILO | PM03 | 301 | 52W Cal of 3A2-TS-09.29A | Roaster 1 nd 2 Shrinkage Silo | C | 0190E017 | 2021-06-03 | 2020-09-01 | PHILAGANAN
0190-034-613 | 51820 | 0190-COF-PRO-RST-TRNSPRT-RCSILO04 | PM03 | 301 | 52W Cal of 3A2-TS-06.03D | RC Silo B3 | C | 0190E017 | 2021-06-03 | 2020-09-01 | PHILAGANAN
0190-034-612 | 51820 | 0190-COF-PRO-RST-TRNSPRT-GCSILO03 | PM03 | 301 | 52W Cal of 3A2-TS-06.03C | GC Silo No 3 | C | 0190E017 | 2021-06-03 | 2020-09-01 | PHILAGANAN
0190-034-611 | 51820 | 0190-COF-PRO-RST-TRNSPRT-GCSILO02 | PM03 | 301 | 52W Cal of 3A2-TS-06.03B | GC Silo No 2 | C | 0190E017 | 2021-06-03 | 2020-09-01 | PHILAGANAN
0190-034-610 | 51820 | 0190-COF-PRO-RST-TRNSPRT-GCSILO01 | PM03 | 301 | 52W Cal of 3A2-TS-06.03A | GC Silo No 1 | C | 0190E017 | 2021-06-03 | 2020-09-01 | PHILAGANAN
0190-034-609 | 51843 | 0190-COF-PRO-E54-SLDPMP01 | PM03 | 301 | 52W Cal of 3A4-WIT-49.12 | GSE Sludge Transfer Pump | B | 0190E017 | 2021-06-03 | 2020-08-26 | PHILAGANAN
0190-034-608 | 51843 | 0190-COF-PRO-E54-EXTCEL05 | PM03 | 301 | 52W Cal of 3A4-WIT-50.02 | Extraction Cell 54 No 5 | B | 0190E017 | 2021-06-03 | 2020-08-26 | PHILAGANAN
0190-034-607 | 51982 | 0190-COF-PRO-E54-EXTCEL04 | PM03 | 301 | 52W Cal of 3A4-PT-51.32/05 | Extraction Cell 54 No 4 | B | 0190E017 | 2021-06-03 | 2020-08-26 | PHILAGANAN
0190-034-606 | 51982 | 0190-COF-PRO-E54-EXTCEL03 | PM03 | 301 | 52W Cal of 3A4-PIT-51.32/04 | Extraction Cell 54 No 3 | B | 0190E017 | 2021-06-03 | 2020-08-26 | PHILAGANAN
0190-034-605 | 51982 | 0190-COF-PRO-E54-EXTCEL02 | PM03 | 301 | 52W Cal of 3A4-PIT-51.32/02 | Extraction Cell 54 No 2 | B | 0190E017 | 2021-06-03 | 2020-08-26 | PHILAGANAN
0190-034-604 | 51982 | 0190-COF-PRO-E54-EXTCEL01 | PM03 | 301 | 52W Cal of 3A4-PIT-51.32/01 | Extraction Cell 54 No 1 | B | 0190E017 | 2021-06-03 | 2020-08-26 | PHILAGANAN
0190-034-603 | 55240 | 0190-COF-PRO-E54-HYDPMP01 | PM03 | 301 | 52W Cal of 3A4-2APG-057 | Compair Hydraulic Pump No 1 Ext 54 | B | 0190E017 | 2021-06-03 | 2020-08-26 | PHILAGANAN
0190-034-602 | 55240 | 0190-COF-PRO-E54-HMIPNL01 | PM03 | 301 | 52W Cal of 3A4-2APG-056 | E54 HMI Control Panel | B | 0190E017 | 2021-06-03 | 2020-08-26 | PHILAGANAN
0190-034-601 | 55240 | 0190-COF-PRO-E54-HMIPNL01 | PM03 | 301 | 52W Cal of 3A4-2APG-055 | E54 HMI Control Panel | B | 0190E017 | 2021-06-03 | 2020-08-26 | PHILAGANAN
0190-034-600 | 55240 | 0190-COF-PRO-E54-HMIPNL01 | PM03 | 301 | 52W Cal of 3A4-2APG-054 | E54 HMI Control Panel | B | 0190E017 | 2021-06-03 | 2020-08-26 | PHILAGANAN
0190-034-599 | 55240 | 0190-COF-PRO-E54-WTRHTRCNSYS-CONTNK01 | PM03 | 301 | 52W Cal of 3A4-2APG-053 | Water Heater Condensate Tank | B | 0190E017 | 2021-06-03 | 2020-08-26 | PHILAGANAN
0190-034-598 | 55240 | 0190-COF-PRO-E54-DISHED01 | PM03 | 301 | 52W Cal of 3A4-2APG-052 | E54 Cell Header | B | 0190E017 | 2021-06-03 | 2020-08-26 | PHILAGANAN
0190-034-597 | 55240 | 0190-COF-PRO-E54-DISHED01 | PM03 | 301 | 52W Cal of 3A4-2APG-051 | E54 Cell Header | B | 0190E017 | 2021-06-03 | 2020-08-26 | PHILAGANAN
0190-034-596 | 51820 | 0190-COF-PRO-E54-MOVHPR01 | PM03 | 301 | 52W Cal of 3A4-WIT-22.02TSD | Moving Hopper Extraction 54 | B | 0190E017 | 2021-06-03 | 2020-08-26 | PHILAGANAN
0190-034-595 | 51820 | 0190-COF-PRO-E54-MOVHPR01 | PM03 | 301 | 52W Cal of 3A4-WIT-22.02TSC | Moving Hopper Extraction 54 | B | 0190E017 | 2021-06-03 | 2020-08-26 | PHILAGANAN
0190-034-594 | 51820 | 0190-COF-PRO-E54-MOVHPR01 | PM03 | 301 | 52W Cal of 3A4-WIT-22.02TSB | Moving Hopper Extraction 54 | B | 0190E017 | 2021-06-03 | 2020-08-26 | PHILAGANAN
0190-034-593 | 51820 | 0190-COF-PRO-E54-MOVHPR01 | PM03 | 301 | 52W Cal of 3A4-WIT-22.02TSA | Moving Hopper Extraction 54 | B | 0190E017 | 2021-06-03 | 2020-08-26 | PHILAGANAN
0190-034-592 | 51843 | 0190-COF-PRO-E54-MOVHPR01 | PM03 | 301 | 52W Cal of 3A4-WIT-22.02 | Moving Hopper Extraction 54 | B | 0190E017 | 2021-06-03 | 2020-08-26 | PHILAGANAN
0190-034-591 | 51843 | 0190-COF-PRO-E54-WGHTNK02 | PM03 | 301 | 52W Cal of 3A4-WIT-20.08 | Weigh Tank No 2 | B | 0190E017 | 2021-06-03 | 2020-08-26 | PHILAGANAN
0190-034-590 | 51843 | 0190-COF-PRO-E54-WGHTNK01 | PM03 | 301 | 52W Cal of 3A4-WIT-19.09 | Weigh Tank No 1 | B | 0190E017 | 2021-06-03 | 2020-08-26 | PHILAGANAN
0190-034-589 | 51984 | 0190-COF-PRO-E54-STMHDR05 | PM03 | 301 | 52W Cal of 3A4-TT-9144 | MUCH Steam Header | B | 0190E017 | 2021-06-03 | 2020-08-26 | PHILAGANAN
0190-034-588 | 51984 | 0190-COF-PRO-E54-FLSTNK01 | PM03 | 301 | 52W Cal of 3A4-TT-17.07 | IPTA Flash Tank | B | 0190E017 | 2021-06-03 | 2020-08-26 | PHILAGANAN
0190-034-587 | 51984 | 0190-COF-PRO-E54-COOLER11 | PM03 | 301 | 72W Cal of 3A4-TT-15.32 | E54 Final Cooler-TETRA PAK | B | 0190E017 | 2021-06-03 | 2020-08-26 | PHILAGANAN
0190-034-586 | 51984 | 0190-COF-PRO-E54-HEATER03 | PM03 | 301 | 52W Cal of 3A4-TT-13.12 | IPTA Pre Heater | B | 0190E017 | 2021-06-03 | 2020-08-26 | PHILAGANAN
0190-034-585 | 51984 | 0190-COF-PRO-E54-FLSTNK01 | PM03 | 301 | 72W Cal of 3A4-TT-13.09 | IPTA Flash Tank | B | 0190E017 | 2021-06-03 | 2020-08-26 | PHILAGANAN
0190-034-584 | 51984 | 0190-COF-PRO-E54-IPTPMP01 | PM03 | 301 | 52W Cal of 3A4-TT-08.06 | IPTA Pump No 1 Extraction 54 | B | 0190E017 | 2021-06-03 | 2020-08-26 | PHILAGANAN
0190-034-583 | 51984 | 0190-COF-PRO-E54-EXTCEL08 | PM03 | 301 | 52W Cal of 3A4-TT-07.16/8 | Extraction Cell 54 No 8 | B | 0190E017 | 2021-06-03 | 2020-08-26 | PHILAGANAN
0190-034-582 | 51984 | 0190-COF-PRO-E54-EXTCEL07 | PM03 | 301 | 52W Cal of 3A4-TT-07.16/7 | Extraction Cell 54 No 7 | B | 0190E017 | 2021-06-03 | 2020-08-26 | PHILAGANAN
0190-034-581 | 51984 | 0190-COF-PRO-E54-EXTCEL06 | PM03 | 301 | 52W Cal of 3A4-TT-07.16/6 | Extraction Cell 54 No 6 | B | 0190E017 | 2021-06-03 | 2020-08-26 | PHILAGANAN
0190-034-580 | 51984 | 0190-COF-PRO-E54-EXTCEL05 | PM03 | 301 | 52W Cal of 3A4-TT-07.16/5 | Extraction Cell 54 No 5 | B | 0190E017 | 2021-06-03 | 2020-08-26 | PHILAGANAN
0190-034-579 | 51984 | 0190-COF-PRO-E54-EXTCEL04 | PM03 | 301 | 52W Cal of 3A4-TT-07.16/4 | Extraction Cell 54 No 4 | B | 0190E017 | 2021-06-03 | 2020-08-26 | PHILAGANAN
0190-034-578 | 51984 | 0190-COF-PRO-E54-EXTCEL03 | PM03 | 301 | 52W Cal of 3A4-TT-07.16/3 | Extraction Cell 54 No 3 | B | 0190E017 | 2021-06-03 | 2020-08-26 | PHILAGANAN
0190-034-577 | 51984 | 0190-COF-PRO-E54-EXTCEL02 | PM03 | 301 | 52W Cal of 3A4-TT-07.16/2 | Extraction Cell 54 No 2 | B | 0190E017 | 2021-06-03 | 2020-08-26 | PHILAGANAN
0190-034-576 | 51984 | 0190-COF-PRO-E54-EXTCEL01 | PM03 | 301 | 52W Cal of 3A4-TT-07.16/1 | Extraction Cell 54 No 1 | B | 0190E017 | 2021-06-03 | 2020-08-26 | PHILAGANAN
0190-034-575 | 51984 | 0190-COF-PRO-E54-HEATER02 | PM03 | 301 | 72W Cal of 3A4-TT-06.54 | Water Heater Low Pressure | B | 0190E017 | 2021-06-03 | 2020-08-26 | PHILAGANAN
0190-034-574 | 51984 | 0190-COF-PRO-E54-FILTER01 | PM03 | 301 | 52W Cal of 3A4-TT-002 | NAS Filter Assembly Extraction 54 | B | 0190E017 | 2021-06-03 | 2020-08-26 | PHILAGANAN
0190-034-573 | 51820 | 0190-COF-PRO-E54-WGHTNK02 | PM03 | 301 | 52W Cal of 3A4-TS-20.08/3 | Weigh Tank No 2 | B | 0190E017 | 2021-06-03 | 2020-08-26 | PHILAGANAN
0190-034-572 | 51820 | 0190-COF-PRO-E54-WGHTNK02 | PM03 | 301 | 52W Cal of 3A4-TS-20.08/2 | Weigh Tank No 2 | B | 0190E017 | 2021-06-03 | 2020-08-26 | PHILAGANAN
0190-034-571 | 51820 | 0190-COF-PRO-E54-WGHTNK02 | PM03 | 301 | 52W Cal of 3A4-TS-20.08/1 | Weigh Tank No 2 | B | 0190E017 | 2021-06-03 | 2020-08-26 | PHILAGANAN
0190-034-570 | 51820 | 0190-COF-PRO-E54-WGHTNK01 | PM03 | 301 | 52W Cal of 3A4-TS-19.09/3 | Weigh Tank No 1 | B | 0190E017 | 2021-06-03 | 2020-08-26 | PHILAGANAN
0190-034-569 | 51820 | 0190-COF-PRO-E54-WGHTNK01 | PM03 | 301 | 52W Cal of 3A4-TS-19.09/2 | Weigh Tank No 1 | B | 0190E017 | 2021-06-03 | 2020-08-26 | PHILAGANAN
0190-034-568 | 51820 | 0190-COF-PRO-E54-WGHTNK01 | PM03 | 301 | 52W Cal of 3A4-TS-19.09/1 | Weigh Tank No 1 | B | 0190E017 | 2021-06-03 | 2020-08-26 | PHILAGANAN
0190-034-567 | 51985 | 0190-COF-PRO-E54-HEATER03 | PM03 | 301 | 52W Cal of 3A4-TCV-13.18 | IPTA Pre Heater | B | 0190E017 | 2021-06-03 | 2020-08-26 | PHILAGANAN
0190-034-566 | 51985 | 0190-COF-PRO-E54-FLSTNK01 | PM03 | 301 | 72W Cal of 3A4-TCV-13.09 | IPTA Flash Tank | B | 0190E017 | 2021-06-03 | 2020-08-26 | PHILAGANAN
0190-034-565 | 51985 | 0190-COF-PRO-E54-STMHDR01 | PM03 | 301 | 52W Cal of 3A4-TCV-05.12 | E54 Main Steam Supply Header | B | 0190E017 | 2021-06-03 | 2020-08-26 | PHILAGANAN
0190-034-564 | 51985 | 0190-COF-PRO-E54-STMHDR01 | PM03 | 301 | 52W Cal of 3A4-TCV-02.05 | E54 Main Steam Supply Header | B | 0190E017 | 2021-06-03 | 2020-08-26 | PHILAGANAN
0190-034-563 | 52264 | 0190-COF-PRO-E54-COOLER11 | PM03 | 301 | 52W Cal of 3A4-PRV-14.09 | E54 Final Cooler-TETRA PAK | B | 0190E017 | 2021-06-03 | 2020-08-26 | PHILAGANAN
0190-034-562 | 52264 | 0190-COF-PRO-E54-HEATER03 | PM03 | 301 | 52W Cal of 3A4-PRV-13.04 | IPTA Pre Heater | B | 0190E017 | 2021-06-03 | 2020-08-26 | PHILAGANAN
0190-034-561 | 52264 | 0190-COF-PRO-E54-IPTPMP01 | PM03 | 301 | 52W Cal of 3A4-PRV-12.06 | IPTA Pump No 1 Extraction 54 | B | 0190E017 | 2021-06-03 | 2020-08-26 | PHILAGANAN
0190-034-560 | 52264 | 0190-COF-PRO-E54-EXTCEL08 | PM03 | 301 | 26W Cal of 3A4-PRV-07.06/08 | Extraction Cell 54 No 8 | B | 0190E017 | 2021-06-03 | 2020-08-26 | PHILAGANAN
0190-034-559 | 52264 | 0190-COF-PRO-E54-EXTCEL07 | PM03 | 301 | 26W Cal of 3A4-PRV-07.06/07 | Extraction Cell 54 No 7 | B | 0190E017 | 2021-06-03 | 2020-08-26 | PHILAGANAN
0190-034-558 | 52264 | 0190-COF-PRO-E54-EXTCEL06 | PM03 | 301 | 26W Cal of 3A4-PRV-07.06/06 | Extraction Cell 54 No 6 | B | 0190E017 | 2021-06-03 | 2020-08-26 | PHILAGANAN
0190-034-557 | 52264 | 0190-COF-PRO-E54-EXTCEL05 | PM03 | 301 | 24W Cal of 3A4-PRV-07.06/05 | Extraction Cell 54 No 5 | B | 0190E017 | 2021-06-03 | 2020-08-26 | PHILAGANAN
0190-034-556 | 52264 | 0190-COF-PRO-E54-EXTCEL04 | PM03 | 301 | 24W Cal of 3A4-PRV-07.06/04 | Extraction Cell 54 No 4 | B | 0190E017 | 2021-06-03 | 2020-08-26 | PHILAGANAN
0190-034-555 | 52264 | 0190-COF-PRO-E54-EXTCEL03 | PM03 | 301 | 26W Cal of 3A4-PRV-07.06/03 | Extraction Cell 54 No 3 | B | 0190E017 | 2021-06-03 | 2020-08-26 | PHILAGANAN
0190-034-554 | 52264 | 0190-COF-PRO-E54-EXTCEL02 | PM03 | 301 | 24W Cal of 3A4-PRV-07.06/02 | Extraction Cell 54 No 2 | B | 0190E017 | 2021-06-03 | 2020-08-26 | PHILAGANAN
0190-034-553 | 52264 | 0190-COF-PRO-E54-EXTCEL01 | PM03 | 301 | 26W Cal of 3A4-PRV-07.06/01 | Extraction Cell 54 No 1 | B | 0190E017 | 2021-06-03 | 2020-08-26 | PHILAGANAN
0190-034-552 | 52264 | 0190-COF-PRO-E54-FLSTNK01 | PM03 | 301 | 52W Cal of 3A4-PRV-06.15 | IPTA Flash Tank | B | 0190E017 | 2021-06-03 | 2020-08-26 | PHILAGANAN
0190-034-551 | 52264 | 0190-COF-PRO-E54-HPP01 | PM03 | 301 | 52W Cal of 3A4-PRV-06.03 | Extraction 54 High Pressure Pump No 1 | B | 0190E017 | 2021-06-03 | 2020-08-26 | PHILAGANAN
0190-034-550 | 52264 | 0190-COF-PRO-E54-STMHDR01 | PM03 | 301 | 52W Cal of 3A4-PRV-05.13 | E54 Main Steam Supply Header | B | 0190E017 | 2021-06-03 | 2020-08-26 | PHILAGANAN
0190-034-549 | 52264 | 0190-COF-PRO-E54-HEATER02 | PM03 | 301 | 52W Cal of 3A4-PRV-05.03 | Water Heater Low Pressure | B | 0190E017 | 2021-06-03 | 2020-11-17 | PHILAGANAN
0190-034-548 | 52264 | 0190-COF-PRO-E54-HEATER02 | PM03 | 301 | 52W Cal of 3A4-PRV-05.02 | Water Heater Low Pressure | B | 0190E017 | 2021-06-03 | 2020-08-26 | PHILAGANAN
0190-034-547 | 52264 | 0190-COF-PRO-E54-HEATER02 | PM03 | 301 | 52W Cal of 3A4-PRV-05.01 | Water Heater Low Pressure | B | 0190E017 | 2021-06-03 | 2020-08-26 | PHILAGANAN
0190-034-546 | 52264 | 0190-COF-PRO-E54-HEATER02 | PM03 | 301 | 52W Cal of 3A4-PRV-04.16 | Water Heater Low Pressure | B | 0190E017 | 2021-06-03 | 2020-08-26 | PHILAGANAN
0190-034-545 | 52264 | 0190-COF-PRO-E54-STMHDR05 | PM03 | 301 | 52W Cal of 3A4-PRV-03.17 | MUCH Steam Header | B | 0190E017 | 2021-06-03 | 2020-08-26 | PHILAGANAN
0190-034-544 | 51982 | 0190-COF-PRO-E54-EXTCEL08 | PM03 | 301 | 78W Cal of 3A4-PIT-P07.07/8 | Extraction Cell 54 No 8 | B | 0190E017 | 2021-06-03 | 2020-08-26 | PHILAGANAN
0190-034-543 | 51982 | 0190-COF-PRO-E54-EXTCEL07 | PM03 | 301 | 78W Cal of 3A4-PIT-P07.07/7 | Extraction Cell 54 No 7 | B | 0190E017 | 2021-06-03 | 2020-08-26 | PHILAGANAN
0190-034-542 | 51982 | 0190-COF-PRO-E54-EXTCEL06 | PM03 | 301 | 78W Cal of 3A4-PIT-P07.07/6 | Extraction Cell 54 No 6 | B | 0190E017 | 2021-06-03 | 2020-08-26 | PHILAGANAN
0190-034-541 | 51982 | 0190-COF-PRO-E54-EXTCEL05 | PM03 | 301 | 78W Cal of 3A4-PIT-P07.07/5 | Extraction Cell 54 No 5 | B | 0190E017 | 2021-06-03 | 2020-08-26 | PHILAGANAN
0190-034-540 | 51982 | 0190-COF-PRO-E54-EXTCEL04 | PM03 | 301 | 78W Cal of 3A4-PIT-P07.07/4 | Extraction Cell 54 No 4 | B | 0190E017 | 2021-06-03 | 2020-08-26 | PHILAGANAN
0190-034-54 | 52264 | 0190-COF-PRO-E54-HEATER02 | PM03 | 301 | 52W Cal of 3A4-PRV-05.03 | Water Heater Low Pressure | B | 0190E017 | 2021-06-03 | 2020-08-26 | PHILAGANAN
0190-034-539 | 51982 | 0190-COF-PRO-E54-EXTCEL03 | PM03 | 301 | 52W Cal of 3A4-PIT-51.32/03 | Extraction Cell 54 No 3 | B | 0190E017 | 2021-06-03 | 2020-08-26 | PHILAGANAN
0190-034-538 | 51982 | 0190-COF-PRO-E54-CNDNSR01 | PM03 | 301 | 72W Cal of 3A4-PIT-17.10 | IPTA Condenser | B | 0190E017 | 2021-06-03 | 2020-08-26 | PHILAGANAN
0190-034-537 | 51982 | 0190-COF-PRO-E54-COOLER11 | PM03 | 301 | 52W Cal of 3A4-PIT-15.30 | E54 Final Cooler-TETRA PAK | B | 0190E017 | 2021-06-03 | 2020-08-26 | PHILAGANAN
0190-034-536 | 51982 | 0190-COF-PRO-E54-HEATER02 | PM03 | 301 | 52W Cal of 3A4-PIT-10.04 | Water Heater Low Pressure | B | 0190E017 | 2021-06-03 | 2020-08-26 | PHILAGANAN
0190-034-535 | 51982 | 0190-COF-PRO-E54-IPTPMP01 | PM03 | 301 | 72W Cal of 3A4-PIT-08.05 | IPTA Pump No 1 Extraction 54 | B | 0190E017 | 2021-06-03 | 2020-08-26 | PHILAGANAN
0190-034-534 | 51982 | 0190-COF-PRO-E54-CNDNSR01 | PM03 | 301 | 52W Cal of 3A4-PIT-075 | IPTA Condenser | B | 0190E017 | 2021-06-03 | 2020-08-26 | PHILAGANAN
0190-034-533 | 51982 | 0190-COF-PRO-E54-CNDNSR01 | PM03 | 301 | 52W Cal of 3A4-PIT-074 | IPTA Condenser | B | 0190E017 | 2021-06-03 | 2020-08-26 | PHILAGANAN
0190-034-532 | 51982 | 0190-COF-PRO-E54-EXTCEL03 | PM03 | 301 | 78W Cal of 3A4-PIT-07.07/3 | Extraction Cell 54 No 3 | B | 0190E017 | 2021-06-03 | 2020-08-26 | PHILAGANAN
0190-034-531 | 51982 | 0190-COF-PRO-E54-EXTCEL02 | PM03 | 301 | 78W Cal of 3A4-PIT-07.07/2 | Extraction Cell 54 No 2 | B | 0190E017 | 2021-06-03 | 2020-08-26 | PHILAGANAN
0190-034-530 | 51982 | 0190-COF-PRO-E54-EXTCEL01 | PM03 | 301 | 78W Cal of 3A4-PIT-07.07/1 | Extraction Cell 54 No 1 | B | 0190E017 | 2021-06-03 | 2020-08-26 | PHILAGANAN
0190-034-529 | 51982 | 0190-COF-PRO-E54-HEATER02 | PM03 | 301 | 52W Cal of 3A4-PIT-06.53 | Water Heater Low Pressure | B | 0190E017 | 2021-06-03 | 2020-08-26 | PHILAGANAN
0190-034-528 | 51982 | 0190-COF-PRO-E54-STMHDR05 | PM03 | 301 | 72W Cal of 3A4-PIT-06.32* | MUCH Steam Header | B | 0190E017 | 2021-06-03 | 2020-08-26 | PHILAGANAN
0190-034-527 | 51982 | 0190-COF-PRO-E54-STMHDR05 | PM03 | 301 | 72W Cal of 3A4-PIT-06.32 | MUCH Steam Header | B | 0190E017 | 2021-06-03 | 2020-08-26 | PHILAGANAN
0190-034-526 | 51982 | 0190-COF-PRO-E54-STMHDR01 | PM03 | 301 | 52W Cal of 3A4-PIT-05.36 | E54 Main Steam Supply Header | B | 0190E017 | 2021-06-03 | 2020-08-26 | PHILAGANAN
0190-034-525 | 51982 | 0190-COF-PRO-E54-HEATER02 | PM03 | 301 | 52W Cal of 3A4-PIT-05.35 | Water Heater Low Pressure | B | 0190E017 | 2021-06-03 | 2020-08-26 | PHILAGANAN
0190-034-524 | 51982 | 0190-COF-PRO-E54-HEATER02 | PM03 | 301 | 52W Cal of 3A4-PIT-05.02 | Water Heater Low Pressure | B | 0190E017 | 2021-06-03 | 2020-08-26 | PHILAGANAN
0190-034-523 | 51982 | 0190-COF-PRO-E54-SAFTNK01 | PM03 | 301 | 52W Cal of 3A4-PIT-003 | Safety Tank | B | 0190E017 | 2021-06-03 | 2020-08-26 | PHILAGANAN
0190-034-522 | 55240 | 0190-COF-PRO-E54-EXTCEL08 | PM03 | 301 | 52W Cal of 3A4-PG-07.04/08 | Extraction Cell 54 No 8 | B | 0190E017 | 2021-06-03 | 2020-08-26 | PHILAGANAN
0190-034-521 | 55240 | 0190-COF-PRO-E54-EXTCEL07 | PM03 | 301 | 52W Cal of 3A4-PG-07.04/07 | Extraction Cell 54 No 7 | B | 0190E017 | 2021-06-03 | 2020-08-26 | PHILAGANAN
0190-034-520 | 55240 | 0190-COF-PRO-E54-EXTCEL06 | PM03 | 301 | 52W Cal of 3A4-PG-07.04/06 | Extraction Cell 54 No 6 | B | 0190E017 | 2021-06-03 | 2020-08-26 | PHILAGANAN
0190-034-519 | 55240 | 0190-COF-PRO-E54-EXTCEL05 | PM03 | 301 | 52W Cal of 3A4-PG-07.04/05 | Extraction Cell 54 No 5 | B | 0190E017 | 2021-06-03 | 2020-08-26 | PHILAGANAN
0190-034-518 | 55240 | 0190-COF-PRO-E54-EXTCEL04 | PM03 | 301 | 52W Cal of 3A4-PG-07.04/04 | Extraction Cell 54 No 4 | B | 0190E017 | 2021-06-03 | 2020-08-26 | PHILAGANAN
0190-034-517 | 55240 | 0190-COF-PRO-E54-EXTCEL03 | PM03 | 301 | 52W Cal of 3A4-PG-07.04/03 | Extraction Cell 54 No 3 | B | 0190E017 | 2021-06-03 | 2020-08-26 | PHILAGANAN
0190-034-516 | 55240 | 0190-COF-PRO-E54-EXTCEL02 | PM03 | 301 | 52W Cal of 3A4-PG-07.04/02 | Extraction Cell 54 No 2 | B | 0190E017 | 2021-06-03 | 2020-08-26 | PHILAGANAN
0190-034-515 | 55240 | 0190-COF-PRO-E54-EXTCEL01 | PM03 | 301 | 52W Cal of 3A4-PG-07.04/01 | Extraction Cell 54 No 1 | B | 0190E017 | 2021-06-03 | 2020-08-26 | PHILAGANAN
0190-034-514 | 55240 | 0190-COF-PRO-E54-EXTCEL08 | PM03 | 301 | 52W Cal of 3A4-PG-07.02/08 | Extraction Cell 54 No 8 | B | 0190E017 | 2021-06-03 | 2020-08-26 | PHILAGANAN
0190-034-513 | 55240 | 0190-COF-PRO-E54-EXTCEL07 | PM03 | 301 | 52W Cal of 3A4-PG-07.02/07 | Extraction Cell 54 No 7 | B | 0190E017 | 2021-06-03 | 2020-08-26 | PHILAGANAN
0190-034-512 | 55240 | 0190-COF-PRO-E54-EXTCEL06 | PM03 | 301 | 52W Cal of 3A4-PG-07.02/06 | Extraction Cell 54 No 6 | B | 0190E017 | 2021-06-03 | 2020-08-26 | PHILAGANAN
0190-034-511 | 55240 | 0190-COF-PRO-E54-EXTCEL05 | PM03 | 301 | 52W Cal of 3A4-PG-07.02/05 | Extraction Cell 54 No 5 | B | 0190E017 | 2021-06-03 | 2020-08-26 | PHILAGANAN
0190-034-510 | 55240 | 0190-COF-PRO-E54-EXTCEL04 | PM03 | 301 | 52W Cal of 3A4-PG-07.02/04 | Extraction Cell 54 No 4 | B | 0190E017 | 2021-06-03 | 2020-08-26 | PHILAGANAN
0190-034-509 | 55240 | 0190-COF-PRO-E54-EXTCEL03 | PM03 | 301 | 52W Cal of 3A4-PG-07.02/03 | Extraction Cell 54 No 3 | B | 0190E017 | 2021-06-03 | 2020-08-26 | PHILAGANAN
0190-034-508 | 55240 | 0190-COF-PRO-E54-EXTCEL02 | PM03 | 301 | 52W Cal of 3A4-PG-07.02/02 | Extraction Cell 54 No 2 | B | 0190E017 | 2021-06-03 | 2020-08-26 | PHILAGANAN
0190-034-507 | 55240 | 0190-COF-PRO-E54-EXTCEL01 | PM03 | 301 | 52W Cal of 3A4-PG-07.02/01 | Extraction Cell 54 No 1 | B | 0190E017 | 2021-06-03 | 2020-08-26 | PHILAGANAN
0190-034-506 | 55240 | 0190-COF-PRO-E54-STMHDR01 | PM03 | 301 | 52W Cal of 3A4-PG-05.08 | E54 Main Steam Supply Header | B | 0190E017 | 2021-06-03 | 2020-08-26 | PHILAGANAN
0190-034-505 | 55240 | 0190-COF-PRO-E54-DISHED02 | PM03 | 301 | 52W Cal of 3A4-PG-002 | E54 Hydraulic Distribution System | B | 0190E017 | 2021-06-03 | 2020-08-26 | PHILAGANAN
0190-034-504 | 55240 | 0190-COF-PRO-E54-DISHED02 | PM03 | 301 | 52W Cal of 3A4-PG-001 | E54 Hydraulic Distribution System | B | 0190E017 | 2021-06-03 | 2020-08-26 | PHILAGANAN
0190-034-503 | 51985 | 0190-COF-PRO-E54-STMHDR05 | PM03 | 301 | 52W Cal of 3A4-PCV-92010 | MUCH Steam Header | B | 0190E017 | 2021-06-03 | 2020-08-26 | PHILAGANAN
0190-034-502 | 51985 | 0190-COF-PRO-E54-STMHDR05 | PM03 | 301 | 52W Cal of 3A4-PCV-51.13/08 | MUCH Steam Header | B | 0190E017 | 2021-06-03 | 2020-08-26 | PHILAGANAN
0190-034-501 | 51985 | 0190-COF-PRO-E54-STMHDR05 | PM03 | 301 | 52W Cal of 3A4-PCV-51.13/07 | MUCH Steam Header | B | 0190E017 | 2021-06-03 | 2020-08-26 | PHILAGANAN
0190-034-500 | 51986 | 0190-COF-PRO-E54-STMHDR01 | PM03 | 301 | 52W Cal of 3A4-FIT-30.11 | E54 Main Steam Supply Header | B | 0190E017 | 2021-06-03 | 2020-08-26 | PHILAGANAN
0190-034-499 | 51985 | 0190-COF-PRO-E54-STMHDR05 | PM03 | 301 | 52W Cal of 3A4-PCV-51.13/06 | MUCH Steam Header | B | 0190E017 | 2021-06-03 | 2020-08-26 | PHILAGANAN
0190-034-498 | 51985 | 0190-COF-PRO-E54-STMHDR05 | PM03 | 301 | 52W Cal of 3A4-PCV-51.13/05 | MUCH Steam Header | B | 0190E017 | 2021-06-03 | 2020-08-26 | PHILAGANAN
0190-034-497 | 51985 | 0190-COF-PRO-E54-STMHDR05 | PM03 | 301 | 52W Cal of 3A4-PCV-51.13/04 | MUCH Steam Header | B | 0190E017 | 2021-06-03 | 2020-08-26 | PHILAGANAN
0190-034-496 | 51985 | 0190-COF-PRO-E54-STMHDR05 | PM03 | 301 | 52W Cal of 3A4-PCV-51.13/03 | MUCH Steam Header | B | 0190E017 | 2021-06-03 | 2020-08-26 | PHILAGANAN
0190-034-495 | 51985 | 0190-COF-PRO-E54-STMHDR05 | PM03 | 301 | 52W Cal of 3A4-PCV-51.13/02 | MUCH Steam Header | B | 0190E017 | 2021-06-03 | 2020-08-26 | PHILAGANAN
0190-034-494 | 51985 | 0190-COF-PRO-E54-STMHDR05 | PM03 | 301 | 52W Cal of 3A4-PCV-51.13/01 | MUCH Steam Header | B | 0190E017 | 2021-06-03 | 2020-08-26 | PHILAGANAN
0190-034-493 | 51985 | 0190-COF-PRO-E54-HEATER02 | PM03 | 301 | 52W Cal of 3A4-PCV-38.13 | Water Heater Low Pressure | B | 0190E017 | 2021-06-03 | 2020-08-26 | PHILAGANAN
0190-034-492 | 51985 | 0190-COF-PRO-E54-CNDNSR01 | PM03 | 301 | 72W Cal of 3A4-PCV-17.11 | IPTA Condenser | B | 0190E017 | 2021-06-03 | 2020-08-26 | PHILAGANAN
0190-034-491 | 51985 | 0190-COF-PRO-E54-WGHTNK01 | PM03 | 301 | 72W Cal of 3A4-PCV-15.28 | Weigh Tank No 1 | B | 0190E017 | 2021-06-03 | 2020-08-25 | PHILAGANAN
0190-034-490 | 51985 | 0190-COF-PRO-E54-STMHDR05 | PM03 | 301 | 72W Cal of 3A4-PCV-06.31 | MUCH Steam Header | B | 0190E017 | 2021-06-03 | 2020-08-25 | PHILAGANAN
0190-034-489 | 51985 | 0190-COF-PRO-E54-STMHDR05 | PM03 | 301 | 52W Cal of 3A4-PCV-06.27 | MUCH Steam Header | B | 0190E017 | 2021-06-03 | 2020-08-25 | PHILAGANAN
0190-034-488 | 565519 | 0190-COF-PRO-E54-WTRHTRCNSYS-CONTNK01 | PM03 | 301 | 72W Cal of 3A4-LIT-43.13 | Water Heater Condensate Tank | B | 0190E017 | 2021-06-03 | 2020-08-25 | PHILAGANAN
0190-034-487 | 565519 | 0190-COF-PRO-E54-IPTASYS-CONTNK02 | PM03 | 301 | 72W Cal of 3A4-LIT-42.02 | IPTA Condensate Tank | B | 0190E017 | 2021-06-03 | 2020-08-25 | PHILAGANAN
0190-034-486 | 565519 | 0190-COF-PRO-E54-BSTPMP01 | PM03 | 301 | 52W Cal of 3A4-LIT-41.19 | Clar Treated Water Supply Booster Pump | B | 0190E017 | 2021-06-03 | 2020-08-25 | PHILAGANAN
0190-034-485 | 565519 | 0190-COF-PRO-E54-SAFTNK01 | PM03 | 301 | 52W Cal of 3A4-LIT-39.11 | Safety Tank | B | 0190E017 | 2021-06-03 | 2020-08-25 | PHILAGANAN
0190-034-484 | 565519 | 0190-COF-PRO-FFE-3FXCAL | PM03 | 301 | 52W Cal of 3A4-LIT-13.08 | FFE 3rd Effect Calandria | B | 0190E017 | 2021-06-03 | 2020-08-25 | PHILAGANAN
0190-034-483 | 565519 | 0190-COF-PRO-E54-INTTNK01 | PM03 | 301 | 52W Cal of 3A4-LIT-09.02 | IPTA Intermediate Tank | B | 0190E017 | 2021-06-03 | 2020-08-25 | PHILAGANAN
0190-034-482 | 565519 | 0190-COF-PRO-E54-FLSTNK01 | PM03 | 301 | 52W Cal of 3A4-LIT-08.09 | IPTA Flash Tank | B | 0190E017 | 2021-06-03 | 2020-08-25 | PHILAGANAN
0190-034-481 | 51985 | 0190-COF-PRO-E54-WTRHTRCNSYS-CONTNK01 | PM03 | 301 | 52W Cal of 3A4-LCV-42.07 | Water Heater Condensate Tank | B | 0190E017 | 2021-06-03 | 2020-08-25 | PHILAGANAN
0190-034-480 | 51985 | 0190-COF-PRO-FFE-PRVPRCDNSTNK | PM03 | 301 | 52W Cal of 3A4-LCV-27.05 | FFE Pre Evap Vapor Condensate Tank | B | 0190E017 | 2021-06-03 | 2020-08-25 | PHILAGANAN
0190-034-479 | 51985 | 0190-COF-PRO-E54-HEATER02 | PM03 | 301 | 52W Cal of 3A4-LCV-06.06 | Water Heater Low Pressure | B | 0190E017 | 2021-06-03 | 2020-08-25 | PHILAGANAN
0190-034-478 | 51985 | 0190-COF-PRO-E54-IPTASYS-CONTNK02 | PM03 | 301 | 52W Cal of 3A4-LCV-05.05 | IPTA Condensate Tank | B | 0190E017 | 2021-06-03 | 2020-08-25 | PHILAGANAN
0190-034-477 | 51986 | 0190-COF-PRO-E54-RETPMP01 | PM03 | 301 | 52W Cal of 3A4-FIT-57.02 | CIP Return Pump 1 | B | 0190E017 | 2021-06-03 | 2020-08-25 | PHILAGANAN
0190-034-476 | 51986 | 0190-COF-PRO-E54-STMHDR05 | PM03 | 301 | 52W Cal of 3A4-FIT-51.22 | MUCH Steam Header | B | 0190E017 | 2021-06-03 | 2020-08-25 | PHILAGANAN
0190-034-475 | 51986 | 0190-COF-PRO-E54-SIRTNK01 | PM03 | 301 | 52W Cal of 3A4-FIT-50.23 | SIR Tank | B | 0190E017 | 2021-06-03 | 2020-08-25 | PHILAGANAN
0190-034-474 | 51986 | 0190-COF-PRO-E54-WTRHTRCNSYS-CONTNK01 | PM03 | 301 | 52W Cal of 3A4-FIT-43.10 | Water Heater Condensate Tank | B | 0190E017 | 2021-06-03 | 2020-08-25 | PHILAGANAN
0190-034-473 | 51986 | 0190-COF-PRO-E54-IPC01 | PM03 | 301 | 52W Cal of 3A4-FIT-32.03 | E54 Integrated Pre-Wetting And Compactor | B | 0190E017 | 2021-06-03 | 2020-08-25 | PHILAGANAN
0190-034-472 | 51986 | 0190-COF-PRO-E54-UTETNK01 | PM03 | 301 | 52W Cal of 3A4-FIT-31.23 | Unclarified Thin Extract Tank No 1 | B | 0190E017 | 2021-06-03 | 2020-08-25 | PHILAGANAN
0190-034-471 | 51986 | 0190-COF-PRO-E54-IPTASYS-CONTNK02 | PM03 | 301 | 72W Cal of 3A4-FIT-15.22 | IPTA Condensate Tank | B | 0190E017 | 2021-06-03 | 2020-08-25 | PHILAGANAN
0190-034-470 | 51986 | 0190-COF-PRO-E54-COOLER11 | PM03 | 301 | 52W Cal of 3A4-FIT-15.16 | E54 Final Cooler-TETRA PAK | B | 0190E017 | 2021-06-03 | 2020-08-25 | PHILAGANAN
0190-034-469 | 51986 | 0190-COF-PRO-E54-FLSTNK01 | PM03 | 301 | 52W Cal of 3A4-FIT-13.03 | IPTA Flash Tank | B | 0190E017 | 2021-06-03 | 2020-08-25 | PHILAGANAN
0190-034-468 | 51986 | 0190-COF-PRO-E54-FLSTNK01 | PM03 | 301 | 52W Cal of 3A4-FIT-08.03 | IPTA Flash Tank | B | 0190E017 | 2021-06-03 | 2020-08-25 | PHILAGANAN
0190-034-467 | 51986 | 0190-COF-PRO-E54-STMHDR04 | PM03 | 301 | 52W Cal of 3A4-FIT-06.52 | Steam to Expulsion Valve Header | B | 0190E017 | 2021-06-03 | 2020-08-25 | PHILAGANAN
0190-034-466 | 51986 | 0190-COF-PRO-E54-HEATER02 | PM03 | 301 | 52W Cal of 3A4-FIT-04.24 | Water Heater Low Pressure | B | 0190E017 | 2021-06-03 | 2020-08-25 | PHILAGANAN
0190-034-465 | 51986 | 0190-COF-PRO-FFE-CLARIF04 | PM03 | 301 | 52W Cal of 3A4-FIT 06.38/04 | FFE Centrifuge Clarifier No 4 | B | 0190E017 | 2021-06-03 | 2020-08-25 | PHILAGANAN
0190-034-464 | 51986 | 0190-COF-PRO-FFE-CLARIF02 | PM03 | 301 | 52W Cal of 3A4-FIT 06.38/02 | FFE Centrifuge Clarifier No 2 | B | 0190E017 | 2021-06-03 | 2020-08-25 | PHILAGANAN
0190-034-463 | 51986 | 0190-COF-PRO-FFE-CLARIF01 | PM03 | 301 | 52W Cal of 3A4-FIT 06.38/01 | FFE Centrifuge Clarifier No 1 | B | 0190E017 | 2021-06-03 | 2020-08-25 | PHILAGANAN
0190-034-462 | 51985 | 0190-COF-PRO-A54-ROWTNK-ROWPMP | PM03 | 301 | 52W Cal of 3A4-FCV-92021 | P-ERA 54 RO-Water Booster Pump | B | 0190E017 | 2021-06-03 | 2020-08-25 | PHILAGANAN
0190-034-461 | 51985 | 0190-COF-PRO-E54-STMHDR05 | PM03 | 301 | 72W Cal of 3A4-FCV-51.23 | MUCH Steam Header | B | 0190E017 | 2021-06-03 | 2020-08-25 | PHILAGANAN
0190-034-460 | 51985 | 0190-COF-PRO-E54-IPC01 | PM03 | 301 | 52W Cal of 3A4-FCV-32.02 | E54 Integrated Pre-Wetting And Compactor | B | 0190E017 | 2021-06-03 | 2020-08-25 | PHILAGANAN
0190-034-459 | 51985 | 0190-COF-PRO-FFE-CLARIF06 | PM03 | 301 | 52W Cal of 3A4-FCV-31.24 | FFE Centrifuge Clarifier No 6 | B | 0190E017 | 2021-06-03 | 2020-08-25 | PHILAGANAN
0190-034-458 | 51985 | 0190-COF-PRO-FFE-CLARIF05 | PM03 | 301 | 72W Cal of 3A4-FCV-31.18 | FFE Centrifuge Clarifier No 5 | B | 0190E017 | 2021-06-03 | 2020-08-25 | PHILAGANAN
0190-034-457 | 51985 | 0190-COF-PRO-E54-COOLER11 | PM03 | 301 | 52W Cal of 3A4-FCV-15.16 | E54 Final Cooler-TETRA PAK | B | 0190E017 | 2021-06-03 | 2020-08-25 | PHILAGANAN
0190-034-456 | 51985 | 0190-COF-PRO-E54-COOLER11 | PM03 | 301 | 52W Cal of 3A4-FCV-15.07 | E54 Final Cooler-TETRA PAK | B | 0190E017 | 2021-06-03 | 2020-08-25 | PHILAGANAN
0190-034-455 | 51985 | 0190-COF-PRO-E54-IPTPMP01 | PM03 | 301 | 72W Cal of 3A4-FCV-08.04 | IPTA Pump No 1 Extraction 54 | B | 0190E017 | 2021-06-03 | 2020-08-25 | PHILAGANAN
0190-034-454 | 51985 | 0190-COF-PRO-FFE-CLARIF01 | PM03 | 301 | 52W Cal of 3A4-FCV 31.37/01 | FFE Centrifuge Clarifier No 1 | B | 0190E017 | 2021-06-03 | 2020-08-25 | PHILAGANAN
0190-034-453 | 51985 | 0190-COF-PRO-FFE-CLARIF03 | PM03 | 301 | 72W Cal of 3A4-FCV 06.37/03 | FFE Centrifuge Clarifier No 3 | B | 0190E017 | 2021-06-03 | 2020-08-25 | PHILAGANAN
0190-034-452 | 51985 | 0190-COF-PRO-FFE-CLARIF02 | PM03 | 301 | 52W Cal of 3A4-FCV 06.37/02 | FFE Centrifuge Clarifier No 2 | B | 0190E017 | 2021-06-03 | 2020-08-25 | PHILAGANAN
0190-034-451 | 57959 | 0190-COF-PRO-A54-SKDASMBLY02-SPTRGL01 | PM03 | 301 | 13W Cal of 3A4-GD-9.5 | P-ERA 54 Gas-Liquid Separator | A | 0190E017 | 2021-06-03 | 2020-08-25 | PHILAGANAN
0190-034-450 | 57959 | 0190-COF-PRO-A54-SKDASMBLY02-SPTRGL01 | PM03 | 301 | 13W Cal of 3A4-GD-20.5 | P-ERA 54 Gas-Liquid Separator | A | 0190E017 | 2021-06-03 | 2020-08-25 | PHILAGANAN
0190-034-449 | 57959 | 0190-COF-PRO-A54-SKDASMBLY02-SPTRGL01 | PM03 | 301 | 13W Cal of 3A4-GD-15.7 | P-ERA 54 Gas-Liquid Separator | A | 0190E017 | 2021-06-03 | 2020-08-25 | PHILAGANAN
0190-034-448 | 51984 | 0190-COF-PRO-EGA-EDCTRSYS02-M24 | PM03 | 301 | 52W Cal of 3A5-4CTT-001 | EDUCTOR Blower | B | 0190E017 | 2021-06-03 | 2020-08-25 | PHILAGANAN
0190-034-447 | 51843 | 0190-COF-PRO-EGA-GRKVSL02 | PM03 | 301 | 4W Cal of 3A5-WIT-36.09 | Egron GERICKE Vessel 02 | B | 0190E017 | 2021-06-03 | 2020-08-25 | PHILAGANAN
0190-034-446 | 51843 | 0190-COF-PRO-EGA-GRKVSL01 | PM03 | 301 | 4W Cal of 3A5-WIT-36.08 | Egron GERICKE Vessel 01 | B | 0190E017 | 2021-06-03 | 2020-08-25 | PHILAGANAN
0190-034-445 | 51843 | 0190-COF-PRO-EGA-PURTNK01 | PM03 | 301 | 52W Cal of 3A5-WIT-34.04 | Egron CTI Silo Purging Air Tank | B | 0190E017 | 2021-06-03 | 2020-08-25 | PHILAGANAN
0190-034-444 | 51843 | 0190-COF-PRO-EGA-BGHOUSESYS-BHFLTR01 | PM03 | 301 | 52W Cal of 3A5-WIT-29.02 | Bag House Filter | B | 0190E017 | 2021-06-03 | 2020-08-25 | PHILAGANAN
0190-034-443 | 51984 | 0190-COF-PRO-EGA-SIFTER01 | PM03 | 301 | 52W Cal of 3A5-TT-48.04 | Egron Vibra Sifter | B | 0190E017 | 2021-06-03 | 2020-08-25 | PHILAGANAN
0190-034-442 | 51984 | 0190-COF-PRO-EGA-EGRTWR01 | PM03 | 301 | 72W Cal of 3A5-TT-48.03 | Egron Tower | B | 0190E017 | 2021-06-03 | 2020-08-25 | PHILAGANAN
0190-034-441 | 51984 | 0190-COF-PRO-EGA-SIFTER01 | PM03 | 301 | 72W Cal of 3A5-TT-42.06 | Egron Vibra Sifter | B | 0190E017 | 2021-06-03 | 2020-08-25 | PHILAGANAN
0190-034-440 | 51984 | 0190-COF-PRO-EGA-SIFTER01 | PM03 | 301 | 72W Cal of 3A5-TT-42.05 | Egron Vibra Sifter | B | 0190E017 | 2021-06-03 | 2020-08-25 | PHILAGANAN
0190-034-439 | 51984 | 0190-COF-PRO-EGA-CTIFDR-CTIFDR01 | PM03 | 301 | 72W Cal of 3A5-TT-37.06 | CTI Screwfeeder 01 | B | 0190E017 | 2021-06-03 | 2020-08-25 | PHILAGANAN
0190-034-438 | 51984 | 0190-COF-PRO-EGA-BGHOUSESYS-BHFLTR01 | PM03 | 301 | 52W Cal of 3A5-TT-30.02 | Bag House Filter | B | 0190E017 | 2021-06-03 | 2020-08-25 | PHILAGANAN
0190-034-437 | 51984 | 0190-COF-PRO-EGA-M61 | PM03 | 301 | 52W Cal of 3A5-TT-28.04 | Egron Exhaust Air Fan No 1 | B | 0190E017 | 2021-06-03 | 2020-08-25 | PHILAGANAN
0190-034-436 | 51984 | 0190-COF-PRO-EGA-FLDLFTSYS-M47 | PM03 | 301 | 72W Cal of 3A5-TT-27.12 | Blower Fluidlift No 2 | B | 0190E017 | 2021-06-03 | 2020-08-25 | PHILAGANAN
0190-034-435 | 51984 | 0190-COF-PRO-EGA-FLDLFTSYS-M46 | PM03 | 301 | 72W Cal of 3A5-TT-27.11 | Blower Fluidlift No 1 | B | 0190E017 | 2021-06-03 | 2020-08-25 | PHILAGANAN
0190-034-434 | 51984 | 0190-COF-PRO-EGA-M62 | PM03 | 301 | 52W Cal of 3A5-TT-22.03 | Egron Exhaust Air Fan No 2 | B | 0190E017 | 2021-06-03 | 2020-08-25 | PHILAGANAN
0190-034-433 | 51984 | 0190-COF-PRO-EGA-M61 | PM03 | 301 | 52W Cal of 3A5-TT-21.02 | Egron Exhaust Air Fan No 1 | B | 0190E017 | 2021-06-03 | 2020-08-25 | PHILAGANAN
0190-034-432 | 51984 | 0190-COF-PRO-EGA-EGRTWR01 | PM03 | 301 | 52W Cal of 3A5-TT-17.07 | Egron Tower | B | 0190E017 | 2021-06-03 | 2020-08-25 | PHILAGANAN
0190-034-431 | 51984 | 0190-COF-PRO-EGA-EGRTWR01 | PM03 | 301 | 52W Cal of 3A5-TT-17.06 | Egron Tower | B | 0190E017 | 2021-06-03 | 2020-08-25 | PHILAGANAN
0190-034-430 | 51984 | 0190-COF-PRO-EGA-EGRTWR01 | PM03 | 301 | 52W Cal of 3A5-TT-17.05 | Egron Tower | B | 0190E017 | 2021-06-03 | 2020-08-25 | PHILAGANAN
0190-034-429 | 51984 | 0190-COF-PRO-EGA-EGRTWR01 | PM03 | 301 | 52W Cal of 3A5-TT-17.04 | Egron Tower | B | 0190E017 | 2021-06-03 | 2020-08-25 | PHILAGANAN
0190-034-428 | 51984 | 0190-COF-PRO-EGA-EGRTWR01 | PM03 | 301 | 52W Cal of 3A5-TT-16.07 | Egron Tower | B | 0190E017 | 2021-06-03 | 2020-08-25 | PHILAGANAN
0190-034-427 | 51984 | 0190-COF-PRO-EGA-EGRTWR01 | PM03 | 301 | 52W Cal of 3A5-TT-16.06 | Egron Tower | B | 0190E017 | 2021-06-03 | 2020-08-25 | PHILAGANAN
0190-034-426 | 51984 | 0190-COF-PRO-EGA-EGRTWR01 | PM03 | 301 | 52W Cal of 3A5-TT-16.05 | Egron Tower | B | 0190E017 | 2021-06-03 | 2020-08-25 | PHILAGANAN
0190-034-425 | 51984 | 0190-COF-PRO-EGA-EGRTWR01 | PM03 | 301 | 52W Cal of 3A5-TT-16.04 | Egron Tower | B | 0190E017 | 2021-06-03 | 2020-08-25 | PHILAGANAN
0190-034-424 | 51984 | 0190-COF-PRO-EGA-AFTRDRYR-AHU02 | PM03 | 301 | 52W Cal of 3A5-TT-15.11 | After Dryer AHU | B | 0190E017 | 2021-06-03 | 2020-08-25 | PHILAGANAN
0190-034-423 | 51984 | 0190-COF-PRO-EGA-AFTRDRYR-AHU02 | PM03 | 301 | 52W Cal of 3A5-TT-13.04 | After Dryer AHU | B | 0190E017 | 2021-06-03 | 2020-08-25 | PHILAGANAN
0190-034-422 | 51984 | 0190-COF-PRO-EGA-FLDLFTSYS-FLFDR01 | PM03 | 301 | 52W Cal of 3A5-TT-12.05 | Fluid Lift Screwfeeder 01 | B | 0190E017 | 2021-06-03 | 2020-08-25 | PHILAGANAN
0190-034-421 | 51984 | 0190-COF-PRO-EGA-M61 | PM03 | 301 | 52W Cal of 3A5-TT-01.31 | Egron Exhaust Air Fan No 1 | B | 0190E017 | 2021-06-03 | 2020-08-25 | PHILAGANAN
0190-034-420 | 51984 | 0190-COF-PRO-SCE-CIPPNL01 | PM03 | 301 | 52W Cal of 3A5-TT-005 | ERA CIP Electrical Panel | B | 0190E017 | 2021-06-03 | 2020-08-25 | PHILAGANAN
0190-034-419 | 51984 | 0190-COF-PRO-SCE-CRTTNK01 | PM03 | 301 | 52W Cal of 3A5-TT-004 | CIP Return Tank | B | 0190E017 | 2021-06-03 | 2020-08-25 | PHILAGANAN
0190-034-418 | 51820 | 0190-COF-PRO-EGA-GRKVSL02 | PM03 | 301 | 52W Cal of 3A5-TS-36.09/02 | Egron GERICKE Vessel 02 | B | 0190E017 | 2021-06-03 | 2020-08-25 | PHILAGANAN
0190-034-417 | 51820 | 0190-COF-PRO-EGA-GRKVSL02 | PM03 | 301 | 52W Cal of 3A5-TS-36.09/01 | Egron GERICKE Vessel 02 | B | 0190E017 | 2021-06-03 | 2020-08-25 | PHILAGANAN
0190-034-416 | 51820 | 0190-COF-PRO-EGA-GRKVSL01 | PM03 | 301 | 52W Cal of 3A5-TS-36.08/02 | Egron GERICKE Vessel 01 | B | 0190E017 | 2021-06-03 | 2020-08-25 | PHILAGANAN
0190-034-415 | 51820 | 0190-COF-PRO-EGA-GRKVSL01 | PM03 | 301 | 52W Cal of 3A5-TS-36.08/01 | Egron GERICKE Vessel 01 | B | 0190E017 | 2021-06-03 | 2020-08-25 | PHILAGANAN
0190-034-414 | 51985 | 0190-COF-PRO-EGA-AHU04 | PM03 | 301 | 52W Cal of 3A5-TCV-37.26 | Egron A After Cooler AHU | B | 0190E017 | 2021-06-03 | 2020-08-25 | PHILAGANAN
0190-034-413 | 51985 | 0190-COF-PRO-EGA-AHU04 | PM03 | 301 | 52W Cal of 3A5-TCV-15.06 | Egron A After Cooler AHU | B | 0190E017 | 2021-06-03 | 2020-08-25 | PHILAGANAN
0190-034-412 | 51985 | 0190-COF-PRO-EGA-AHU04 | PM03 | 301 | 52W Cal of 3A5-TCV-15.03 | Egron A After Cooler AHU | B | 0190E017 | 2021-06-03 | 2020-08-25 | PHILAGANAN
0190-034-411 | 51985 | 0190-COF-PRO-EGA-FLDLFTSYS-FLFDR01 | PM03 | 301 | 72W Cal of 3A5-TCV-11.02 | Fluid Lift Screwfeeder 01 | B | 0190E017 | 2021-06-03 | 2020-08-25 | PHILAGANAN
0190-034-410 | 51982 | 0190-COF-PRO-EGA-WTRSYS01 | PM03 | 301 | 72W Cal of 3A5-PT-33.25 | Egron A Cleaning Water System (GF-5F) | B | 0190E017 | 2021-06-03 | 2020-08-25 | PHILAGANAN
0190-034-409 | 61179 | 0190-COF-PRO-EGA-GRKVSL02 | PM03 | 301 | 52W Cal of 3A5-PS-30.05/01 | Egron GERICKE Vessel 02 | B | 0190E017 | 2021-06-03 | 2020-08-25 | PHILAGANAN
0190-034-408 | 61179 | 0190-COF-PRO-EGA-BGHOUSESYS-BHFLTR01 | PM03 | 301 | 52W Cal of 3A5-PS-28.06 | Bag House Filter | B | 0190E017 | 2021-06-03 | 2020-08-25 | PHILAGANAN
0190-034-407 | 52264 | 0190-COF-PRO-EGA-EGRTWR01 | PM03 | 301 | 52W Cal of 3A5-PRV-33.03 | Egron Tower | B | 0190E017 | 2021-06-03 | 2020-08-25 | PHILAGANAN
0190-034-406 | 52264 | 0190-COF-PRO-EGA-EGRTWR01 | PM03 | 301 | 52W Cal of 3A5-PRV-006 | Egron Tower | B | 0190E017 | 2021-06-03 | 2020-08-25 | PHILAGANAN
0190-034-405 | 52264 | 0190-COF-PRO-EGA-GRKVSL02 | PM03 | 301 | 52W Cal of 3A5-PRV-005 | Egron GERICKE Vessel 02 | B | 0190E017 | 2021-06-03 | 2020-08-25 | PHILAGANAN
0190-034-404 | 52264 | 0190-COF-PRO-SCE-CHTR01 | PM03 | 301 | 52W Cal of 3A5-PRV-003 | ERA CIP Heater | B | 0190E017 | 2021-06-03 | 2020-08-25 | PHILAGANAN
0190-034-403 | 52264 | 0190-COF-PRO-EGA-GRKVSL01 | PM03 | 301 | 52W Cal of 3A5-PRV-001 | Egron GERICKE Vessel 01 | B | 0190E017 | 2021-06-03 | 2020-08-25 | PHILAGANAN
0190-034-402 | 51982 | 0190-COF-PRO-EGA-AHU04 | PM03 | 301 | 52W Cal of 3A5-PIT-9061 | Egron A After Cooler AHU | B | 0190E017 | 2021-06-03 | 2020-08-25 | PHILAGANAN
0190-034-401 | 51982 | 0190-COF-PRO-EGA-AHU04 | PM03 | 301 | 52W Cal of 3A5-PIT-9059 | Egron A After Cooler AHU | B | 0190E017 | 2021-06-03 | 2020-08-25 | PHILAGANAN
0190-034-400 | 51982 | 0190-COF-PRO-EGA-EGRTWR01 | PM03 | 301 | 52W Cal of 3A5-PIT-48.06 | Egron Tower | B | 0190E017 | 2021-06-03 | 2020-08-25 | PHILAGANAN
0190-034-399 | 51982 | 0190-COF-PRO-EGA-EGRTWR01 | PM03 | 301 | 52W Cal of 3A5-PIT-48.05 | Egron Tower | B | 0190E017 | 2021-06-03 | 2020-08-25 | PHILAGANAN
0190-034-398 | 51982 | 0190-COF-PRO-EGA-EGRTWR01 | PM03 | 301 | 24W Cal of 3A5-PIT-48.02 | Egron Tower | B | 0190E017 | 2021-06-03 | 2020-08-25 | PHILAGANAN
0190-034-397 | 51982 | 0190-COF-PRO-EGA-WTSCRBR-M63 | PM03 | 301 | 52W Cal of 3A5-PIT-38.14 | Wet Scrubber Recirculation Pump | B | 0190E017 | 2021-06-03 | 2020-08-25 | PHILAGANAN
0190-034-396 | 51982 | 0190-COF-PRO-EGA-CTIFDR-CTIFDR01 | PM03 | 301 | 52W Cal of 3A5-PIT-37.25 | CTI Screwfeeder 01 | B | 0190E017 | 2021-06-03 | 2020-08-25 | PHILAGANAN
0190-034-395 | 51982 | 0190-COF-PRO-EGA-EGRTWR01 | PM03 | 301 | 52W Cal of 3A5-PIT-36.07 | Egron Tower | B | 0190E017 | 2021-06-03 | 2020-08-25 | PHILAGANAN
0190-034-394 | 51982 | 0190-COF-PRO-EGA-EGRTWR01 | PM03 | 301 | 52W Cal of 3A5-PIT-3533 | Egron Tower | B | 0190E017 | 2021-06-03 | 2020-08-25 | PHILAGANAN
0190-034-393 | 51982 | 0190-COF-PRO-EGA-M61 | PM03 | 301 | 72W Cal of 3A5-PIT-35.62 | Egron Exhaust Air Fan No 1 | B | 0190E017 | 2021-06-03 | 2020-08-25 | PHILAGANAN
0190-034-392 | 51982 | 0190-COF-PRO-EGA-BGHOUSESYS-BHFLTR01 | PM03 | 301 | 52W Cal of 3A5-PIT-28.04 | Bag House Filter | B | 0190E017 | 2021-06-03 | 2020-08-25 | PHILAGANAN
0190-034-391 | 51982 | 0190-COF-PRO-EGA-BGHOUSESYS-BHFLTR01 | PM03 | 301 | 72W Cal of 3A5-PIT-28.01 | Bag House Filter | B | 0190E017 | 2021-06-03 | 2020-08-25 | PHILAGANAN
0190-034-390 | 51982 | 0190-COF-PRO-EGA-CLRHTR01 | PM03 | 301 | 52W Cal of 3A5-PIT-21.02/03 | Egron Extract Cooler/Heater | B | 0190E017 | 2021-06-03 | 2020-08-25 | PHILAGANAN
0190-034-389 | 51982 | 0190-COF-PRO-EGA-CLRHTR01 | PM03 | 301 | 52W Cal of 3A5-PIT-21.02/02 | Egron Extract Cooler/Heater | B | 0190E017 | 2021-06-03 | 2020-08-25 | PHILAGANAN
0190-034-388 | 51982 | 0190-COF-PRO-EGA-SEP02 | PM03 | 301 | 72W Cal of 3A5-PIT-17.02 | Egron Separator No 2 | B | 0190E017 | 2021-06-03 | 2020-08-25 | PHILAGANAN
0190-034-387 | 51982 | 0190-COF-PRO-EGA-SEP01 | PM03 | 301 | 72W Cal of 3A5-PIT-16.02 | Egron Separator No 1 | B | 0190E017 | 2021-06-03 | 2020-08-25 | PHILAGANAN
0190-034-386 | 51982 | 0190-COF-PRO-EGA-CLRHTR01 | PM03 | 301 | 52W Cal of 3A5-PIT-04.05 | Egron Extract Cooler/Heater | B | 0190E017 | 2021-06-03 | 2020-08-25 | PHILAGANAN
0190-034-385 | 51982 | 0190-COF-PRO-EGA-SEP01 | PM03 | 301 | 52W Cal of 3A5-PIT-011 | Egron Separator No 1 | B | 0190E017 | 2021-06-03 | 2020-08-25 | PHILAGANAN
0190-034-384 | 51982 | 0190-COF-PRO-EGA-CLRHTR01 | PM03 | 301 | 52W Cal of 3A5-PIT-01.32 | Egron Extract Cooler/Heater | B | 0190E017 | 2021-06-03 | 2020-08-25 | PHILAGANAN
0190-034-383 | 55240 | 0190-COF-PRO-EGA-CTIFDR-CTIFDR01 | PM03 | 301 | 52W Cal of 3A5-PG-37.27 | CTI Screwfeeder 01 | B | 0190E017 | 2021-06-03 | 2020-08-25 | PHILAGANAN
0190-034-382 | 51985 | 0190-COF-PRO-EGA-CTISYSTM-BGHSLO01 | PM03 | 301 | 52W Cal of 3A5-PCV-37.16 | Egron CTI Bag House | B | 0190E017 | 2021-06-03 | 2020-08-25 | PHILAGANAN
0190-034-381 | 51985 | 0190-COF-PRO-EGA-CTISYSTM-BGHSLO01 | PM03 | 301 | 52W Cal of 3A5-PCV-37.07 | Egron CTI Bag House | B | 0190E017 | 2021-06-03 | 2020-08-25 | PHILAGANAN
0190-034-380 | 565519 | 0190-COF-PRO-EGA-WTSCRBR-SCRTNK | PM03 | 301 | 52W Cal of 3A5-LIT-38.10 | Wet Scrubber Tank | B | 0190E017 | 2021-06-03 | 2020-08-25 | PHILAGANAN
0190-034-379 | 565519 | 0190-COF-PRO-E54-INTTNK01 | PM03 | 301 | 72W Cal of 3A5-LIT-23.05 | IPTA Intermediate Tank | B | 0190E017 | 2021-06-03 | 2020-08-25 | PHILAGANAN
0190-034-378 | 565519 | 0190-COF-PRO-E54-SAFTNK01 | PM03 | 301 | 52W Cal of 3A5-LIT-09.05 | Safety Tank | B | 0190E017 | 2021-06-03 | 2020-08-25 | PHILAGANAN
0190-034-377 | 565519 | 0190-COF-PRO-E54-IPTASYS-CONTNK02 | PM03 | 301 | 52W Cal of 3A5-LIT-05.03 | IPTA Condensate Tank | B | 0190E017 | 2021-06-03 | 2020-08-25 | PHILAGANAN
0190-034-376 | 565519 | 0190-COF-PRO-EGA-TRWTNK01 | PM03 | 301 | 52W Cal of 3A5-LIT-01.02 | Treated Water Tank To Egron | B | 0190E017 | 2021-06-03 | 2020-08-25 | PHILAGANAN
0190-034-375 | 51986 | 0190-COF-PRO-EGA-EGRTWR01 | PM03 | 301 | 52W Cal of 3A5-FIT-90080 | Egron Tower | B | 0190E017 | 2021-06-03 | 2020-08-25 | PHILAGANAN
0190-034-374 | 51986 | 0190-COF-PRO-EGA-TRWTNK01 | PM03 | 301 | 52W Cal of 3A5-FIT-90079 | Treated Water Tank To Egron | B | 0190E017 | 2021-06-03 | 2020-08-25 | PHILAGANAN
0190-034-373 | 51986 | 0190-COF-PRO-EGA-EGRTWR01 | PM03 | 301 | 52W Cal of 3A5-FIT-21.04 | Egron Tower | B | 0190E017 | 2021-06-03 | 2020-08-25 | PHILAGANAN
0190-034-372 | 51986 | 0190-COF-PRO-EGA-FEDTNK01 | PM03 | 301 | 52W Cal of 3A5-FIT-04.04 | Egron Feed Tank | B | 0190E017 | 2021-06-03 | 2020-08-25 | PHILAGANAN
0190-034-371 | 51986 | 0190-COF-PRO-EGA-EGRTWR01 | PM03 | 301 | 52W Cal of 3A5-FIT-03.06 | Egron Tower | B | 0190E017 | 2021-06-03 | 2020-08-25 | PHILAGANAN
0190-034-370 | 51843 | 0190-COF-PRO-EGA-EGRTWR01 | PM03 | 301 | 52W Cal of 3A5_WIT-001 | Egron Tower | B | 0190E017 | 2021-06-03 | 2020-08-25 | PHILAGANAN
0190-034-369 | 61179 | 0190-COF-PRO-EGA-GRKVSL01 | PM03 | 301 | 52W Cal of 3A5-PS-90024 | Egron GERICKE Vessel 01 | B | 0190E017 | 2021-06-03 | 2020-08-25 | PHILAGANAN
0190-034-368 | 51984 | 0190-COF-PRO-WFE-WFEVAP01 | PM03 | 301 | 52W Cal of 3A9-TT-15.03 | Wipe Film Evaporator | B | 0190E017 | 2021-06-03 | 2020-08-25 | PHILAGANAN
0190-034-367 | 51984 | 0190-COF-PRO-WFE-WFEVAP01 | PM03 | 301 | 52W Cal of 3A9-TT-15.02 | Wipe Film Evaporator | B | 0190E017 | 2021-06-03 | 2020-08-25 | PHILAGANAN
0190-034-366 | 51984 | 0190-COF-PRO-WFE-WFEVAP01 | PM03 | 301 | 72W Cal of 3A9-TT-06.18 | Wipe Film Evaporator | B | 0190E017 | 2021-06-03 | 2020-08-25 | PHILAGANAN
0190-034-365 | 52264 | 0190-COF-PRO-E45-HPWHTR01 | PM03 | 301 | 52W Cal of 3A9-PRV-31.05 | Water Heater High Pressure | B | 0190E017 | 2021-06-03 | 2020-08-25 | PHILAGANAN
0190-034-364 | 52264 | 0190-COF-PRO-WFE-HEATER01 | PM03 | 301 | 52W Cal of 3A9-PRV-14.03 | WFE Pre Heater | B | 0190E017 | 2021-06-03 | 2020-08-25 | PHILAGANAN
0190-034-363 | 51982 | 0190-COF-PRO-WFE-STMCON-M07 | PM03 | 301 | 72W Cal of 3A9-PIT-15.11 | WFE Steam Condensate Pump | B | 0190E017 | 2021-06-03 | 2020-08-25 | PHILAGANAN
0190-034-362 | 51982 | 0190-COF-PRO-WFE-STMCON-M07 | PM03 | 301 | 72W Cal of 3A9-PIT-15.07 | WFE Steam Condensate Pump | B | 0190E017 | 2021-06-03 | 2020-08-25 | PHILAGANAN
0190-034-361 | 51982 | 0190-COF-PRO-WFE-STMCON-M07 | PM03 | 301 | 52W Cal of 3A9-PIT-12.08 | WFE Steam Condensate Pump | B | 0190E017 | 2021-06-03 | 2020-08-25 | PHILAGANAN
0190-034-360 | 55240 | 0190-COF-PRO-WFE-STMCON-M07 | PM03 | 301 | 52W Cal of 3A9-PG-12.07 | WFE Steam Condensate Pump | B | 0190E017 | 2021-06-03 | 2020-08-25 | PHILAGANAN
0190-034-359 | 55240 | 0190-COF-PRO-WFE-STMCON-M07 | PM03 | 301 | 52W Cal of 3A9-PG-12.05 | WFE Steam Condensate Pump | B | 0190E017 | 2021-06-03 | 2020-08-25 | PHILAGANAN
0190-034-358 | 51985 | 0190-COF-PRO-WFE-STMCON-M07 | PM03 | 301 | 52W Cal of 3A9-PCV-15.12 | WFE Steam Condensate Pump | B | 0190E017 | 2021-06-03 | 2020-08-25 | PHILAGANAN
0190-034-357 | 51985 | 0190-COF-PRO-WFE-STMCON-M07 | PM03 | 301 | 52W Cal of 3A9-PCV-15.08 | WFE Steam Condensate Pump | B | 0190E017 | 2021-06-03 | 2020-08-25 | PHILAGANAN
0190-034-356 | 51985 | 0190-COF-PRO-WFE-XTRCTNLT-INTPMP01 | PM03 | 301 | 52W Cal of 3A9-PCV-12.14 | WFE Inlet Pump 01 | B | 0190E017 | 2021-06-03 | 2020-08-25 | PHILAGANAN
0190-034-355 | 51985 | 0190-COF-PRO-WFE-STMCON-M07 | PM03 | 301 | 52W Cal of 3A9-PCV-12.06 | WFE Steam Condensate Pump | B | 0190E017 | 2021-06-03 | 2020-08-25 | PHILAGANAN
0190-034-354 | 565519 | 0190-COF-PRO-WFE-EXTTNK03 | PM03 | 301 | 52W Cal of 3A9-LIT-15.21 | WFE Extract Feed Tank No 3 | B | 0190E017 | 2021-06-03 | 2020-08-25 | PHILAGANAN
0190-034-353 | 51986 | 0190-COF-PRO-WFE-XTRCTNLT-INTPMP01 | PM03 | 301 | 52W Cal of 3A9-FIT-13.08 | WFE Inlet Pump 01 | B | 0190E017 | 2021-06-03 | 2020-08-25 | PHILAGANAN
0190-034-352 | 51984 | 0190-COF-PRO-FFE-FINISHER | PM03 | 301 | 52W Cal of 3A8-TT-23.04/2 | Finisher Calandria | B | 0190E017 | 2021-06-03 | 2020-08-25 | PHILAGANAN
0190-034-351 | 51984 | 0190-COF-PRO-FFE-FINISHER | PM03 | 301 | 72W Cal of 3A8-TT-23.04 | Finisher Calandria | B | 0190E017 | 2021-06-03 | 2020-08-25 | PHILAGANAN
0190-034-350 | 51984 | 0190-COF-PRO-FFE-FINCOND | PM03 | 301 | 72W Cal of 3A8-TT-20.21 | FFE Finisher Condenser | B | 0190E017 | 2021-06-03 | 2020-08-25 | PHILAGANAN
0190-034-349 | 51984 | 0190-COF-PRO-FFE-PRVCNDNSR | PM03 | 301 | 52W Cal of 3A8-TT-20.04 | FFE Pre Evap Condenser | B | 0190E017 | 2021-06-03 | 2020-08-25 | PHILAGANAN
0190-034-348 | 51984 | 0190-COF-PRO-FFE-2AFXSPTR | PM03 | 301 | 72W Cal of 3A8-TT-08.03 | FFE 2nd Effect 2A Separator | B | 0190E017 | 2021-11-26 | 2020-08-25 | PHSONUGAHA1
0190-034-347 | 51984 | 0190-COF-PRO-FFE-1FXCAL | PM03 | 301 | 52W Cal of 3A8-TT-02.08 | FFE 1st Effect Calandria | B | 0190E017 | 2021-06-03 | 2020-08-25 | PHILAGANAN
0190-034-346 | 51984 | 0190-COF-PRO-FFE-1FXCAL | PM03 | 301 | 72W Cal of 3A8-TT-01.13 | FFE 1st Effect Calandria | B | 0190E017 | 2021-06-03 | 2020-08-25 | PHILAGANAN
0190-034-345 | 51985 | 0190-COF-PRO-FFE-FINCOND | PM03 | 301 | 72W Cal of 3A8-TCV-29.12 | FFE Finisher Condenser | B | 0190E017 | 2021-06-03 | 2020-08-25 | PHILAGANAN
0190-034-344 | 51985 | 0190-COF-PRO-FFE-PRVCNDNSR | PM03 | 301 | 52W Cal of 3A8-TCV-20.13 | FFE Pre Evap Condenser | B | 0190E017 | 2021-06-03 | 2020-08-25 | PHILAGANAN
0190-034-343 | 52264 | 0190-COF-PRO-FFE-FINISHER | PM03 | 301 | 52W Cal of 3A8-PRV-23.09 | Finisher Calandria | B | 0190E017 | 2021-06-03 | 2020-08-25 | PHILAGANAN
0190-034-342 | 52264 | 0190-COF-PRO-FFE-1FXCAL | PM03 | 301 | 52W Cal of 3A8-PRV-01.06 | FFE 1st Effect Calandria | B | 0190E017 | 2021-06-03 | 2020-08-25 | PHILAGANAN
0190-034-341 | 51982 | 0190-COF-PRO-FFE-1FXCAL | PM03 | 301 | 52W Cal of 3A8-PIT-32.19 | FFE 1st Effect Calandria | B | 0190E017 | 2021-06-03 | 2020-08-25 | PHILAGANAN
0190-034-340 | 51982 | 0190-COF-PRO-FFE-HPSTMSPPLY | PM03 | 301 | 52W Cal of 3A8-PIT-32.15 | FFE High Pressure Steam Supply | B | 0190E017 | 2021-06-03 | 2020-08-25 | PHILAGANAN
0190-034-339 | 51982 | 0190-COF-PRO-FFE-LPSTMSPPLY | PM03 | 301 | 52W Cal of 3A8-PIT-32.04 | FFE Low Pressure Steam Supply | B | 0190E017 | 2021-06-03 | 2020-08-25 | PHILAGANAN
0190-034-338 | 51982 | 0190-COF-PRO-FFE-FINISHER | PM03 | 301 | 52W Cal of 3A8-PIT-23.14 | Finisher Calandria | B | 0190E017 | 2021-06-03 | 2020-08-25 | PHILAGANAN
0190-034-337 | 55240 | 0190-COF-PRO-FFE-HPSTMSPPLY | PM03 | 301 | 52W Cal of 3A8-PG-32.13 | FFE High Pressure Steam Supply | B | 0190E017 | 2021-06-03 | 2020-08-25 | PHILAGANAN
0190-034-336 | 55240 | 0190-COF-PRO-FFE-HPSTMSPPLY | PM03 | 301 | 52W Cal of 3A8-PG-32.11 | FFE High Pressure Steam Supply | B | 0190E017 | 2021-06-03 | 2020-08-25 | PHILAGANAN
0190-034-335 | 51985 | 0190-COF-PRO-FFE-1FXCAL | PM03 | 301 | 72W Cal of 3A8-PCV-32.18 | FFE 1st Effect Calandria | B | 0190E017 | 2021-06-03 | 2020-08-25 | PHILAGANAN
0190-034-334 | 51985 | 0190-COF-PRO-FFE-HPSTMSPPLY | PM03 | 301 | 52W Cal of 3A8-PCV-32.12 | FFE High Pressure Steam Supply | B | 0190E017 | 2021-06-03 | 2020-08-25 | PHILAGANAN
0190-034-333 | 51985 | 0190-COF-PRO-FFE-FINISHER | PM03 | 301 | 72W Cal of 3A8-PCV-23.11 | Finisher Calandria | B | 0190E017 | 2021-06-03 | 2020-08-25 | PHILAGANAN
0190-034-332 | 565519 | 0190-COF-PRO-FFE-CTLTNK-CTLTNK03 | PM03 | 301 | 52W Cal of 3A8-LIT-46.05 | Clarified Thin Liqour Rare Tank | B | 0190E017 | 2021-11-26 | 2020-08-25 | PHSONUGAHA1
0190-034-331 | 565519 | 0190-COF-PRO-FFE-F2WPMP02 | PM03 | 301 | 52W Cal of 3A8-LIT-45.02 | Thick Liqour Transfer Pump to WFE 2 | B | 0190E017 | 2021-12-14 | 2020-08-25 | PHSONUGAHA1
0190-034-330 | 565519 | 0190-COF-PRO-FFE-FNSHRCLNDR | PM03 | 301 | 52W Cal of 3A8-LIT-23.13 | FFE Finisher CALANDRIA | B | 0190E017 | 2021-06-03 | 2020-08-25 | PHILAGANAN
0190-034-329 | 565519 | 0190-COF-PRO-FFE-4AFXCLNDR-M55 | PM03 | 301 | 52W Cal of 3A8-LIT-16.08 | FFE 4th Effect A Outlet Pump M55 | B | 0190E017 | 2021-06-03 | 2020-08-25 | PHILAGANAN
0190-034-328 | 565519 | 0190-COF-PRO-FFE-4BFXCLNDR-M56 | PM03 | 301 | 52W Cal of 3A8-LIT-16.07 | FFE 4th Effect B Outlet Pump M56 | B | 0190E017 | 2021-06-03 | 2020-08-25 | PHILAGANAN
0190-034-327 | 565519 | 0190-COF-PRO-FFE-2BFXCAL | PM03 | 301 | 52W Cal of 3A8-LIT-10.07 | FFE 2nd Effect 2B Calandria | B | 0190E017 | 2021-06-03 | 2020-08-25 | PHILAGANAN
0190-034-326 | 565519 | 0190-COF-PRO-FFE-1FXCAL | PM03 | 301 | 52W Cal of 3A8-LIT-07.09 | FFE 1st Effect Calandria | B | 0190E017 | 2021-06-03 | 2020-08-25 | PHILAGANAN
0190-034-325 | 565519 | 0190-COF-PRO-FFE-2AFXCAL | PM03 | 301 | 52W Cal of 3A8-LIT-07.08 | FFE 2nd Effect 2A Calandria | B | 0190E017 | 2021-06-03 | 2020-08-25 | PHILAGANAN
0190-034-324 | 565519 | 0190-COF-PRO-FFE-FSTCDNSTNK | PM03 | 301 | 72W Cal of 3A8-LIT-06.05 | FFE Finisher Steam Condensate Tank | B | 0190E017 | 2021-06-03 | 2020-08-25 | PHILAGANAN
0190-034-323 | 565519 | 0190-COF-PRO-FFE-FSTCDNSTNK | PM03 | 301 | 52W Cal of 3A8-LIT-05.05 | FFE Finisher Steam Condensate Tank | B | 0190E017 | 2021-06-03 | 2020-08-25 | PHILAGANAN
0190-034-322 | 51986 | 0190-COF-PRO-FFE-CLARIF05 | PM03 | 301 | 52W Cal of 3A8-FIT-31.21 | FFE Centrifuge Clarifier No 5 | B | 0190E017 | 2021-06-03 | 2020-08-25 | PHILAGANAN
0190-034-321 | 51986 | 0190-COF-PRO-FFE-FNSHRCLNDR | PM03 | 301 | 52W Cal of 3A8-FIT-27.06 | FFE Finisher CALANDRIA | B | 0190E017 | 2021-06-03 | 2020-08-25 | PHILAGANAN
0190-034-320 | 51986 | 0190-COF-PRO-FFE-4AFXCLNDR | PM03 | 301 | 52W Cal of 3A8-FIT-17.04 | FFE 4th Effect 4A Calandria | B | 0190E017 | 2021-06-03 | 2020-08-25 | PHILAGANAN
0190-034-319 | 51843 | 0190-COF-PRO-A54 | PM03 | 301 | 52W Cal of 3A7-WIT-11.16 | P-ERA 54 Coffee Process | B | 0190E017 | 2021-06-03 | 2020-11-17 | PHILAGANAN
0190-034-318 | 51843 | 0190-COF-PRO-A54-INVHPR01 | PM03 | 301 | 52W Cal of 3A7-WIT-01.02 | P-ERA 54 Inventory Hopper | B | 0190E017 | 2021-06-03 | 2020-08-24 | PHILAGANAN
0190-034-317 | 51984 | 0190-COF-PRO-A54 | PM03 | 301 | 72W Cal of 3A7-TT-13.03 | P-ERA 54 Coffee Process | B | 0190E017 | 2021-06-03 | 2020-08-24 | PHILAGANAN
0190-034-316 | 51984 | 0190-COF-PRO-A54-STRCOLMN | PM03 | 301 | 72W Cal of 3A7-TT-11.12 | P-ERA 54 Stripping Column | B | 0190E017 | 2021-06-03 | 2020-08-24 | PHILAGANAN
0190-034-315 | 51984 | 0190-COF-PRO-A54 | PM03 | 301 | 72W Cal of 3A7-TT-07.06 | P-ERA 54 Coffee Process | B | 0190E017 | 2021-06-03 | 2020-08-24 | PHILAGANAN
0190-034-314 | 51984 | 0190-COF-PRO-A54-SKDASMBLY01-PWCOLR01 | PM03 | 301 | 72W Cal of 3A7-TT-05.02 | P-ERA 54 Pre-Wet Cooler | B | 0190E017 | 2021-06-03 | 2020-08-24 | PHILAGANAN
0190-034-313 | 51984 | 0190-COF-PRO-A54 | PM03 | 301 | 52W Cal of 3A7-TT-001 | P-ERA 54 Coffee Process | B | 0190E017 | 2021-06-03 | 2020-08-24 | PHILAGANAN
0190-034-312 | 51982 | 0190-COF-PRO-A54 | PM03 | 301 | 52W Cal of 3A7-PT-001 | P-ERA 54 Coffee Process | B | 0190E017 | 2021-06-03 | 2020-08-24 | PHILAGANAN
0190-034-311 | 51982 | 0190-COF-PRO-A54 | PM03 | 301 | 72W Cal of 3A7-PIT-32.19 | P-ERA 54 Coffee Process | B | 0190E017 | 2021-06-03 | 2020-08-24 | PHILAGANAN
0190-034-310 | 51982 | 0190-COF-PRO-A54-STRCOLMN | PM03 | 301 | 72W Cal of 3A7-PIT-11.07 | P-ERA 54 Stripping Column | B | 0190E017 | 2021-06-03 | 2020-08-24 | PHILAGANAN
0190-034-309 | 51982 | 0190-COF-PRO-A54 | PM03 | 301 | 52W Cal of 3A7-PIT-03.12 | P-ERA 54 Coffee Process | B | 0190E017 | 2021-06-03 | 2020-08-24 | PHILAGANAN
0190-034-308 | 51985 | 0190-COF-PRO-E54-HEATER03 | PM03 | 301 | 52W Cal of 3A7-PCV-03.19 | IPTA Pre Heater | B | 0190E017 | 2021-06-03 | 2020-08-24 | PHILAGANAN
0190-034-307 | 565519 | 0190-COF-PRO-A54-PWPMP01 | PM03 | 301 | 52W Cal of 3A7-LT-12.11 | P-ERA 54 Pre-Wet Stuffing Pump | B | 0190E017 | 2021-06-03 | 2020-08-24 | PHILAGANAN
0190-034-306 | 51985 | 0190-COF-PRO-A54-SKDASMBLY01-OILCOL01 | PM03 | 301 | 52W Cal of 3A7-LCV-12.11 | P-ERA 54 Oil Absorption Column | B | 0190E017 | 2021-06-03 | 2020-08-24 | PHILAGANAN
0190-034-305 | 51986 | 0190-COF-PRO-A54-SKDASMBLY02-DSPMP01 | PM03 | 301 | 52W Cal of 3A7-FIT-14.04 | P-ERA 54 Distillate Withdrawal Pump | B | 0190E017 | 2021-06-03 | 2020-08-24 | PHILAGANAN
0190-034-304 | 51986 | 0190-COF-PRO-A54-PWPMP01 | PM03 | 301 | 52W Cal of 3A7-FIT-13.07 | P-ERA 54 Pre-Wet Stuffing Pump | B | 0190E017 | 2021-06-03 | 2020-08-24 | PHILAGANAN
0190-034-303 | 51843 | 0190-COF-PRO-A45-DSTPNL01 | PM03 | 301 | 52W Cal of 3A6-WT-001 | P-ERA 45 Distillate Handling PLC Panel | B | 0190E017 | 2021-06-03 | 2020-08-24 | PHILAGANAN
0190-034-302 | 51843 | 0190-COF-PRO-A45-DSTPNL01 | PM03 | 301 | 72W Cal of 3A6-WIT-11.16 | P-ERA 45 Distillate Handling PLC Panel | B | 0190E017 | 2021-06-03 | 2020-08-24 | PHILAGANAN
0190-034-301 | 51984 | 0190-COF-PRO-A45-SKDASMBLY01-WTRCOL01 | PM03 | 301 | 72W Cal of 3A6-TT-13.03 | P-ERA 45 Water Absorption Column | B | 0190E017 | 2021-06-03 | 2020-08-24 | PHILAGANAN
0190-034-300 | 51984 | 0190-COF-PRO-A45-SKDASMBLY02-ACNDSR01 | PM03 | 301 | 72W Cal of 3A6-TT-07.06 | P-ERA 45 Aroma Condenser | B | 0190E017 | 2021-06-03 | 2020-08-24 | PHILAGANAN
0190-034-299 | 51984 | 0190-COF-PRO-A45-STRCOLMN | PM03 | 301 | 72W Cal of 3A6-TT-05.02 | P-ERA 45 Stripping Column | B | 0190E017 | 2021-06-03 | 2020-08-24 | PHILAGANAN
0190-034-298 | 51984 | 0190-COF-PRO-A45-STRCOLMN | PM03 | 301 | 52W Cal of 3A6-TT-001 | P-ERA 45 Stripping Column | B | 0190E017 | 2021-06-03 | 2020-08-24 | PHILAGANAN
0190-034-297 | 52264 | 0190-COF-PRO-A45-SKDASMBLY02-ACNDSR01 | PM03 | 301 | 52W Cal of 3A6-PRV-06.03 | P-ERA 45 Aroma Condenser | B | 0190E017 | 2021-06-03 | 2020-08-24 | PHILAGANAN
0190-034-296 | 51982 | 0190-COF-PRO-A45-SKDASMBLY01-OILCOL01 | PM03 | 301 | 52W Cal of 3A6-PIT-11.07 | P-ERA 45 Oil Absorption Column | B | 0190E017 | 2021-06-03 | 2020-08-24 | PHILAGANAN
0190-034-295 | 51982 | 0190-COF-PRO-A45-STRCOLMN | PM03 | 301 | 52W Cal of 3A6-PIT-03.15 | P-ERA 45 Stripping Column | B | 0190E017 | 2021-06-03 | 2020-08-24 | PHILAGANAN
0190-034-294 | 51982 | 0190-COF-PRO-A45-STRCOLMN | PM03 | 301 | 72W Cal of 3A6-PIT-03.12 | P-ERA 45 Stripping Column | B | 0190E017 | 2021-06-03 | 2020-08-24 | PHILAGANAN
0190-034-293 | 57959 | 0190-COF-PRO-A45-SKDASMBLY01-PWCOLR01 | PM03 | 301 | 52W Cal of 3A6-LT-12.11 | P-ERA 45 Pre-Wet Cooler | B | 0190E017 | 2021-06-03 | 2020-08-24 | PHILAGANAN
0190-034-292 | 51985 | 0190-COF-PRO-A45-STRCOLMN | PM03 | 301 | 72W Cal of 3A6-LCV-12.11 | P-ERA 45 Stripping Column | B | 0190E017 | 2021-06-03 | 2020-08-24 | PHILAGANAN
0190-034-291 | 51986 | 0190-COF-PRO-A45-DSTANKS-DSTNKA01 | PM03 | 301 | 72W Cal of 3A6-FIT-14.04 | P-ERA 45 Distillate Tank A | B | 0190E017 | 2021-06-03 | 2020-08-24 | PHILAGANAN
0190-034-290 | 51986 | 0190-COF-PRO-A45-STRCOLMN | PM03 | 301 | 52W Cal of 3A6-FIT-13.07 | P-ERA 45 Stripping Column | B | 0190E017 | 2021-06-03 | 2020-08-24 | PHILAGANAN
0190-034-289 | 51985 | 0190-COF-PRO-A45-STRCOLMN | PM03 | 301 | 72W Cal of 3A6-FCV-13.07 | P-ERA 45 Stripping Column | B | 0190E017 | 2021-06-03 | 2020-08-24 | PHILAGANAN
0190-034-288 | 57959 | 0190-COF-PRO-A45-SKDASMBLY02-SPTRGL01 | PM03 | 301 | 13W Cal of 3A6-GD-9.5 | P-ERA 45 Gas-Liquid Separator | A | 0190E017 | 2021-06-03 | 2020-08-24 | PHILAGANAN
0190-034-287 | 57959 | 0190-COF-PRO-A45-SKDASMBLY02-SPTRGL01 | PM03 | 301 | 13W Cal of 3A6-GD-20.5 | P-ERA 45 Gas-Liquid Separator | A | 0190E017 | 2021-06-03 | 2020-08-24 | PHILAGANAN
0190-034-286 | 57959 | 0190-COF-PRO-A45-SKDASMBLY02-SPTRGL01 | PM03 | 301 | 13W Cal of 3A6-GD-15.7 | P-ERA 45 Gas-Liquid Separator | A | 0190E017 | 2021-06-03 | 2020-08-24 | PHILAGANAN
0190-034-285 | 51843 | 0190-COF-PRO-E45-WTRWRKSYSTM-RWKTNK01 | PM03 | 301 | 52W Cal of 3A3-WIT-001 | Wet Rework Tank | C | 0190E017 | 2021-06-03 | 2020-08-24 | PHILAGANAN
0190-034-284 | 52264 | 0190-COF-PRO-E45-STMHDR01 | PM03 | 301 | 52W Cal of 3A3-2BPRV-027 | E45 Main Steam Supply Header | B | 0190E017 | 2021-06-03 | 2020-08-24 | PHILAGANAN
0190-034-283 | 52264 | 0190-COF-PRO-E45-FLSTNK01 | PM03 | 301 | 52W Cal of 3A3-PRV-08.16 | IPTA Flash Tank | B | 0190E017 | 2021-06-03 | 2020-08-24 | PHILAGANAN
0190-034-282 | 51820 | 0190-COF-PRO-E45-MOVHPR01 | PM03 | 301 | 52W Cal of 3A3-WIT-22.02 | Moving Hopper | B | 0190E017 | 2021-06-03 | 2020-08-24 | PHILAGANAN
0190-034-281 | 51820 | 0190-COF-PRO-E45-MOVHPR01 | PM03 | 301 | 52W Cal of 3A3-WIT-22.02 | Moving Hopper | B | 0190E017 | 2021-06-03 | 2020-08-24 | PHILAGANAN
0190-034-280 | 51843 | 0190-COF-PRO-E45-MOVHPR01 | PM03 | 301 | 52W Cal of 3A3-WIT-22.02 | Moving Hopper | B | 0190E017 | 2021-06-03 | 2020-08-24 | PHILAGANAN
0190-034-279 | 51843 | 0190-COF-PRO-E45-WGHSYSTM-WGHTNK02 | PM03 | 301 | 52W Cal of 3A3-WIT-20.09 | Weigh Tank No 2 | B | 0190E017 | 2021-06-03 | 2020-08-24 | PHILAGANAN
0190-034-278 | 51843 | 0190-COF-PRO-RST-TRNSPRT-SHRNKGSILO | PM03 | 301 | 52W 3A2-WIT-09.29 | Roaster 1 nd 2 Shrinkage Silo | B | 0190E017 | 2021-11-24 | 2020-08-24 | PHSONUGAHA1
0190-034-277 | 51820 | 0190-COF-PRO-E45-WGHSYSTM-WGHTNK01 | PM03 | 301 | 52W Cal of 3A3-WIT-19.10TS3 | Weigh Tank No 1 | B | 0190E017 | 2021-06-03 | 2020-08-24 | PHILAGANAN
0190-034-276 | 51820 | 0190-COF-PRO-E45-WGHSYSTM-WGHTNK01 | PM03 | 301 | 52W Cal of 3A3-WIT-19.10TS2 | Weigh Tank No 1 | B | 0190E017 | 2021-06-03 | 2020-08-24 | PHILAGANAN
0190-034-275 | 51820 | 0190-COF-PRO-E45-WGHSYSTM-WGHTNK01 | PM03 | 301 | 52W Cal of 3A3-WIT-19.10TS1 | Weigh Tank No 1 | B | 0190E017 | 2021-06-03 | 2020-08-24 | PHILAGANAN
0190-034-274 | 51843 | 0190-COF-PRO-E45-UTESYSTM-UTETNK01 | PM03 | 301 | 72W Cal of 3A3-WIT-19.10 | Unclarified Thin Extract Tank No 1 | B | 0190E017 | 2021-06-03 | 2020-08-24 | PHILAGANAN
0190-034-273 | 51843 | 0190-COF-PRO-A45-SKDASMBLY02-DSPMP01 | PM03 | 301 | 52W Cal of 3A3-WI-70.14 | P-ERA 45 Distillate Withdrawal Pump | B | 0190E017 | 2021-06-03 | 2020-08-24 | PHILAGANAN
0190-034-272 | 51984 | 0190-COF-PRO-E45-COOLER11 | PM03 | 301 | 52W Cal of 3A3-TT-31.06 | E45 Final Cooler-TETRA PAK | B | 0190E017 | 2021-06-03 | 2020-08-24 | PHILAGANAN
0190-034-271 | 51984 | 0190-COF-PRO-E45-COOLER11 | PM03 | 301 | 52W Cal of 3A3-TT-29.12 | E45 Final Cooler-TETRA PAK | B | 0190E017 | 2021-06-03 | 2020-08-24 | PHILAGANAN
0190-034-270 | 51984 | 0190-COF-PRO-A45-DSTANKS-DSTNKB01 | PM03 | 301 | 52W Cal of 3A3-TT-16.14 | P-ERA 45 Distillate Tank B | B | 0190E017 | 2021-06-03 | 2020-08-24 | PHILAGANAN
0190-034-269 | 51984 | 0190-COF-PRO-E45-IPTPMPSYSTM-IPTPMP01 | PM03 | 301 | 24W Cal of 3A3-TT-08.04 | IPTA Pump No 1 | B | 0190E017 | 2021-06-03 | 2020-08-24 | PHILAGANAN
0190-034-268 | 51985 | 0190-COF-PRO-E45-IPTPMPSYSTM-IPTPMP01 | PM03 | 301 | 72W Cal of 3A3-TCV-13.11 | IPTA Pump No 1 | B | 0190E017 | 2021-06-03 | 2020-08-24 | PHILAGANAN
0190-034-267 | 52264 | 0190-COF-PRO-E45-EXTCEL08 | PM03 | 301 | 24W Cal of 3A3-PRV-07.06/08 | Extraction 45 Cell No 8 | B | 0190E017 | 2021-06-03 | 2020-08-24 | PHILAGANAN
0190-034-266 | 52264 | 0190-COF-PRO-E45-EXTCEL07 | PM03 | 301 | 24W Cal of 3A3-PRV-07.06/07 | Extraction 45 Cell No 7 | B | 0190E017 | 2021-06-03 | 2020-08-24 | PHILAGANAN
0190-034-265 | 52264 | 0190-COF-PRO-E45-EXTCEL06 | PM03 | 301 | 24W Cal of 3A3-PRV-07.06/06 | Extraction 45 Cell No 6 | B | 0190E017 | 2021-06-03 | 2020-08-24 | PHILAGANAN
0190-034-264 | 52264 | 0190-COF-PRO-E45-EXTCEL05 | PM03 | 301 | 24W Cal of 3A3-PRV-07.06/05 | Extraction 45 Cell No 5 | B | 0190E017 | 2021-06-03 | 2020-08-24 | PHILAGANAN
0190-034-263 | 52264 | 0190-COF-PRO-E45-EXTCEL04 | PM03 | 301 | 24W Cal of 3A3-PRV-07.06/04 | Extraction 45 Cell No 4 | B | 0190E017 | 2021-06-03 | 2020-08-24 | PHILAGANAN
0190-034-262 | 52264 | 0190-COF-PRO-E45-EXTCEL03 | PM03 | 301 | 24W Cal of 3A3-PRV-07.06/03 | Extraction 45 Cell No 3 | B | 0190E017 | 2021-06-03 | 2020-08-24 | PHILAGANAN
0190-034-261 | 52264 | 0190-COF-PRO-E45-EXTCEL02 | PM03 | 301 | 24W Cal of 3A3-PRV-07.06/02 | Extraction 45 Cell No 2 | B | 0190E017 | 2021-06-03 | 2020-08-24 | PHILAGANAN
0190-034-260 | 52264 | 0190-COF-PRO-E45-EXTCEL01 | PM03 | 301 | 24W Cal of 3A3-PRV-07.06/01 | Extraction 45 Cell No 1 | B | 0190E017 | 2021-06-03 | 2020-08-24 | PHILAGANAN
0190-034-259 | 52264 | 0190-COF-PRO-E45-HPWHTR01 | PM03 | 301 | 52W Cal of 3A3-PRV-06.03 | Water Heater High Pressure | B | 0190E017 | 2021-06-03 | 2020-08-24 | PHILAGANAN
0190-034-258 | 52264 | 0190-COF-PRO-E45-HPWHTR01 | PM03 | 301 | 52W Cal of 3A3-PRV-05.31 | Water Heater High Pressure | B | 0190E017 | 2021-06-03 | 2020-08-24 | PHILAGANAN
0190-034-257 | 52264 | 0190-COF-PRO-E45-HPWHTR01 | PM03 | 301 | 52W Cal of 3A3-PRV-05.03 | Water Heater High Pressure | B | 0190E017 | 2021-06-03 | 2020-08-24 | PHILAGANAN
0190-034-256 | 52264 | 0190-COF-PRO-E45-HPWHTR01 | PM03 | 301 | 52W Cal of 3A3-PRV-04.21 | Water Heater High Pressure | B | 0190E017 | 2021-06-03 | 2020-08-24 | PHILAGANAN
0190-034-255 | 52264 | 0190-COF-PRO-A45-DSTANKS-DSTNKA01 | PM03 | 301 | 52W Cal of 3A3-PRV-001 | P-ERA 45 Distillate Tank A | B | 0190E017 | 2021-06-03 | 2020-08-24 | PHILAGANAN
0190-034-254 | 51982 | 0190-COF-PRO-E45-HPWHTR01 | PM03 | 301 | 52W Cal of 3A3-PIT-31.04 | Water Heater High Pressure | B | 0190E017 | 2021-06-03 | 2020-08-24 | PHILAGANAN
0190-034-253 | 51982 | 0190-COF-PRO-E45-IPTPMPSYSTM-IPTPMP01 | PM03 | 301 | 52W Cal of 3A3-PIT-29.11 | IPTA Pump No 1 | B | 0190E017 | 2021-06-03 | 2020-08-24 | PHILAGANAN
0190-034-252 | 51982 | 0190-COF-PRO-E45-STMEJE01 | PM03 | 301 | 72W Cal of 3A3-PIT-17.10 | Steam Ejector | B | 0190E017 | 2021-06-03 | 2020-08-24 | PHILAGANAN
0190-034-251 | 51982 | 0190-COF-PRO-E45-CONSYSTM-CONTNK | PM03 | 301 | 72W Cal of 3A3-PIT-16.08 | IPTA Condensate Tank | B | 0190E017 | 2021-06-03 | 2020-08-24 | PHILAGANAN
0190-034-250 | 51982 | 0190-COF-PRO-E45-CONSYSTM-CONTNK | PM03 | 301 | 52W Cal of 3A3-PIT-15.32 | IPTA Condensate Tank | B | 0190E017 | 2021-06-03 | 2020-08-24 | PHILAGANAN
0190-034-249 | 51982 | 0190-COF-PRO-E45-IPTPMPSYSTM-IPTPMP01 | PM03 | 301 | 52W Cal of 3A3-PIT-10.06 | IPTA Pump No 1 | B | 0190E017 | 2021-06-03 | 2020-08-24 | PHILAGANAN
0190-034-248 | 51982 | 0190-COF-PRO-E45-FLSTNK01 | PM03 | 301 | 52W Cal of 3A3-PIT-08.05 | IPTA Flash Tank | B | 0190E017 | 2021-06-03 | 2020-08-24 | PHILAGANAN
0190-034-247 | 51982 | 0190-COF-PRO-E45-LPWHTR02 | PM03 | 301 | 52W Cal of 3A3-PIT-07.10 | Water Heater Low Pressure | B | 0190E017 | 2021-06-03 | 2020-08-24 | PHILAGANAN
0190-034-246 | 51982 | 0190-COF-PRO-E45-EXTCEL08 | PM03 | 301 | 52W Cal of 3A3-PIT-07.07/8 | Extraction 45 Cell No 8 | B | 0190E017 | 2021-06-03 | 2020-08-24 | PHILAGANAN
0190-034-245 | 51982 | 0190-COF-PRO-E45-EXTCEL07 | PM03 | 301 | 52W Cal of 3A3-PIT-07.07/7 | Extraction 45 Cell No 7 | B | 0190E017 | 2021-06-03 | 2020-08-24 | PHILAGANAN
0190-034-244 | 51982 | 0190-COF-PRO-E45-EXTCEL06 | PM03 | 301 | 52W Cal of 3A3-PIT-07.07/6 | Extraction 45 Cell No 6 | B | 0190E017 | 2021-06-03 | 2020-08-24 | PHILAGANAN
0190-034-243 | 51982 | 0190-COF-PRO-E45-EXTCEL05 | PM03 | 301 | 52W Cal of 3A3-PIT-07.07/5 | Extraction 45 Cell No 5 | B | 0190E017 | 2021-06-03 | 2020-08-24 | PHILAGANAN
0190-034-242 | 51982 | 0190-COF-PRO-E45-EXTCEL04 | PM03 | 301 | 52W Cal of 3A3-PIT-07.07/4 | Extraction 45 Cell No 4 | B | 0190E017 | 2021-06-03 | 2020-08-24 | PHILAGANAN
0190-034-241 | 51982 | 0190-COF-PRO-E45-EXTCEL03 | PM03 | 301 | 52W Cal of 3A3-PIT-07.07/3 | Extraction 45 Cell No 3 | B | 0190E017 | 2021-06-03 | 2020-08-24 | PHILAGANAN
0190-034-240 | 51982 | 0190-COF-PRO-E45-EXTCEL02 | PM03 | 301 | 52W Cal of 3A3-PIT-07.07/2 | Extraction 45 Cell No 2 | B | 0190E017 | 2021-06-03 | 2020-08-24 | PHILAGANAN
0190-034-239 | 51982 | 0190-COF-PRO-E45-EXTCEL01 | PM03 | 301 | 52W Cal of 3A3-PIT-07.07/01 | Extraction 45 Cell No 1 | B | 0190E017 | 2021-06-03 | 2020-08-24 | PHILAGANAN
0190-034-238 | 51982 | 0190-COF-PRO-E45-STMHDR05 | PM03 | 301 | 72W Cal of 3A3-PIT-06.75 | E45 MUCH Steam Header | B | 0190E017 | 2021-06-03 | 2020-08-24 | PHILAGANAN
0190-034-237 | 51982 | 0190-COF-PRO-E45-STMHDR05 | PM03 | 301 | 52W Cal of 3A3-PIT-06.28 | E45 MUCH Steam Header | B | 0190E017 | 2021-06-03 | 2020-08-24 | PHILAGANAN
0190-034-236 | 51982 | 0190-COF-PRO-E45-STMHDR05 | PM03 | 301 | 72W Cal of 3A3-PIT-06.05 | E45 MUCH Steam Header | B | 0190E017 | 2021-06-03 | 2020-08-24 | PHILAGANAN
0190-034-235 | 51982 | 0190-COF-PRO-E45-HPWHTR01 | PM03 | 301 | 72W Cal of 3A3-PIT-05.04 | Water Heater High Pressure | B | 0190E017 | 2021-06-03 | 2020-08-24 | PHILAGANAN
0190-034-234 | 51982 | 0190-COF-PRO-E45-LPWHTR02 | PM03 | 301 | 52W Cal of 3A3-PIT-002 | Water Heater Low Pressure | B | 0190E017 | 2021-06-03 | 2020-08-24 | PHILAGANAN
0190-034-233 | 55240 | 0190-COF-PRO-E45-EXTCEL08 | PM03 | 301 | 52W Cal of 3A3-PG-07.04/08 | Extraction 45 Cell No 8 | B | 0190E017 | 2021-06-03 | 2020-08-24 | PHILAGANAN
0190-034-232 | 55240 | 0190-COF-PRO-E45-EXTCEL07 | PM03 | 301 | 52W Cal of 3A3-PG-07.04/07 | Extraction 45 Cell No 7 | B | 0190E017 | 2021-06-03 | 2020-08-24 | PHILAGANAN
0190-034-231 | 55240 | 0190-COF-PRO-E45-EXTCEL06 | PM03 | 301 | 52W Cal of 3A3-PG-07.04/06 | Extraction 45 Cell No 6 | B | 0190E017 | 2021-06-03 | 2020-08-24 | PHILAGANAN
0190-034-230 | 55240 | 0190-COF-PRO-E45-EXTCEL05 | PM03 | 301 | 52W Cal of 3A3-PG-07.04/05 | Extraction 45 Cell No 5 | B | 0190E017 | 2021-06-03 | 2020-08-24 | PHILAGANAN
0190-034-229 | 55240 | 0190-COF-PRO-E45-EXTCEL04 | PM03 | 301 | 52W Cal of 3A3-PG-07.04/04 | Extraction 45 Cell No 4 | B | 0190E017 | 2021-06-03 | 2020-08-24 | PHILAGANAN
0190-034-228 | 55240 | 0190-COF-PRO-E45-EXTCEL03 | PM03 | 301 | 52W Cal of 3A3-PG-07.04/03 | Extraction 45 Cell No 3 | B | 0190E017 | 2021-06-03 | 2020-08-24 | PHILAGANAN
0190-034-227 | 55240 | 0190-COF-PRO-E45-EXTCEL02 | PM03 | 301 | 52W Cal of 3A3-PG-07.04/02 | Extraction 45 Cell No 2 | B | 0190E017 | 2021-06-03 | 2020-08-24 | PHILAGANAN
0190-034-226 | 55240 | 0190-COF-PRO-E45-EXTCEL01 | PM03 | 301 | 52W Cal of 3A3-PG-07.04/01 | Extraction 45 Cell No 1 | B | 0190E017 | 2021-06-03 | 2020-08-24 | PHILAGANAN
0190-034-225 | 55240 | 0190-COF-PRO-E45-EXTCEL08 | PM03 | 301 | 52W Cal of 3A3-PG-07.02/08 | Extraction 45 Cell No 8 | B | 0190E017 | 2021-06-03 | 2020-08-24 | PHILAGANAN
0190-034-224 | 55240 | 0190-COF-PRO-E45-EXTCEL07 | PM03 | 301 | 52W Cal of 3A3-PG-07.02/07 | Extraction 45 Cell No 7 | B | 0190E017 | 2021-06-03 | 2020-08-24 | PHILAGANAN
0190-034-223 | 55240 | 0190-COF-PRO-E45-EXTCEL06 | PM03 | 301 | 52W Cal of 3A3-PG-07.02/06 | Extraction 45 Cell No 6 | B | 0190E017 | 2021-06-03 | 2020-08-24 | PHILAGANAN
0190-034-222 | 55240 | 0190-COF-PRO-E45-EXTCEL05 | PM03 | 301 | 52W Cal of 3A3-PG-07.02/05 | Extraction 45 Cell No 5 | B | 0190E017 | 2021-06-03 | 2020-08-24 | PHILAGANAN
0190-034-221 | 55240 | 0190-COF-PRO-E45-EXTCEL04 | PM03 | 301 | 52W Cal of 3A3-PG-07.02/04 | Extraction 45 Cell No 4 | B | 0190E017 | 2021-06-03 | 2020-08-24 | PHILAGANAN
0190-034-220 | 55240 | 0190-COF-PRO-E45-EXTCEL03 | PM03 | 301 | 52W Cal of 3A3-PG-07.02/03 | Extraction 45 Cell No 3 | B | 0190E017 | 2021-06-03 | 2020-08-24 | PHILAGANAN
0190-034-219 | 55240 | 0190-COF-PRO-E45-EXTCEL02 | PM03 | 301 | 52W Cal of 3A3-PG-07.02/02 | Extraction 45 Cell No 2 | B | 0190E017 | 2021-06-03 | 2020-08-24 | PHILAGANAN
0190-034-218 | 55240 | 0190-COF-PRO-E45-EXTCEL01 | PM03 | 301 | 52W Cal of 3A3-PG-07.02/01 | Extraction 45 Cell No 1 | B | 0190E017 | 2021-06-03 | 2020-08-24 | PHILAGANAN
0190-034-217 | 55240 | 0190-COF-PRO-E45-HYDSYSTM-LUBTNK01 | PM03 | 301 | 96W Cal of 3A3-PG-063 | Hydraulic Pump Oil Tank | B | 0190E017 | 2021-06-03 | 2020-08-24 | PHILAGANAN
0190-034-216 | 55240 | 0190-COF-PRO-E45-HYDSYSTM-LUBTNK01 | PM03 | 301 | 96W Cal of 3A3-PG-062 | Hydraulic Pump Oil Tank | B | 0190E017 | 2021-06-03 | 2020-08-24 | PHILAGANAN
0190-034-215 | 55240 | 0190-COF-PRO-E45-HYDSYSTM-LUBTNK01 | PM03 | 301 | 52W Cal of 3A3-PG-061 | Hydraulic Pump Oil Tank | B | 0190E017 | 2021-06-03 | 2020-08-24 | PHILAGANAN
0190-034-214 | 55240 | 0190-COF-PRO-E45-MCC-PLCPNL01 | PM03 | 301 | 52W Cal of 3A3-PG-060 | Centralized CIP MCC/PLC Panel | B | 0190E017 | 2021-06-03 | 2020-08-24 | PHILAGANAN
0190-034-213 | 55240 | 0190-COF-PRO-E45-HPWHTR01 | PM03 | 301 | 52W Cal of 3A3-PG-06.11/02 | Water Heater High Pressure | B | 0190E017 | 2021-06-03 | 2020-08-24 | PHILAGANAN
0190-034-212 | 55240 | 0190-COF-PRO-E45-LPWHTR02 | PM03 | 301 | 96W Cal of 3A3-PG-06.11/01 | Water Heater Low Pressure | B | 0190E017 | 2021-06-03 | 2020-08-24 | PHILAGANAN
0190-034-211 | 55240 | 0190-COF-PRO-E45-STMHDR05 | PM03 | 301 | 52W Cal of 3A3-PG-06.08 | E45 MUCH Steam Header | B | 0190E017 | 2021-06-03 | 2020-08-24 | PHILAGANAN
0190-034-210 | 55240 | 0190-COF-PRO-E45-FAN01 | PM03 | 301 | 52W Cal of 3A3-PG-059 | E45 Cooling Fan | B | 0190E017 | 2021-06-03 | 2020-08-24 | PHILAGANAN
0190-034-209 | 55240 | 0190-COF-PRO-E45-MCC-PLCPNL01 | PM03 | 301 | 52W Cal of 3A3-PG-058 | Centralized CIP MCC/PLC Panel | B | 0190E017 | 2021-06-03 | 2020-08-24 | PHILAGANAN
0190-034-208 | 55240 | 0190-COF-PRO-E45-HPWHTR01 | PM03 | 301 | 52W Cal of 3A3-PG-001 | Water Heater High Pressure | B | 0190E017 | 2021-06-03 | 2020-08-24 | PHILAGANAN
0190-034-207 | 51985 | 0190-COF-PRO-E45-STMHDR05 | PM03 | 301 | 52W Cal of 3A3-PCV-28.13/08 | E45 MUCH Steam Header | B | 0190E017 | 2021-06-03 | 2020-08-24 | PHILAGANAN
0190-034-206 | 51985 | 0190-COF-PRO-E45-STMHDR05 | PM03 | 301 | 52W Cal of 3A3-PCV-28.13/07 | E45 MUCH Steam Header | B | 0190E017 | 2021-06-03 | 2020-08-24 | PHILAGANAN
0190-034-205 | 51985 | 0190-COF-PRO-E45-STMHDR05 | PM03 | 301 | 52W Cal of 3A3-PCV-28.13/06 | E45 MUCH Steam Header | B | 0190E017 | 2021-06-03 | 2020-08-24 | PHILAGANAN
0190-034-204 | 51985 | 0190-COF-PRO-E45-STMHDR05 | PM03 | 301 | 52W Cal of 3A3-PCV-28.13/05 | E45 MUCH Steam Header | B | 0190E017 | 2021-06-03 | 2020-08-24 | PHILAGANAN
0190-034-203 | 51985 | 0190-COF-PRO-E45-STMHDR05 | PM03 | 301 | 52W Cal of 3A3-PCV-28.13/04 | E45 MUCH Steam Header | B | 0190E017 | 2021-06-03 | 2020-08-24 | PHILAGANAN
0190-034-202 | 51843 | 0190-COF-GCO-CND-TIPSTN01 | PM03 | 301 | 52W Cal of 3A1-WI-PW2 | GC Tipping Station | B | 0190E017 | 2021-06-03 | 2020-08-24 | PHILAGANAN
0190-034-201 | 51843 | 0190-COF-GCO-CND-TIPSTN01 | PM03 | 301 | 52W Cal of 3A1-WI-PW1 | GC Tipping Station | B | 0190E017 | 2021-06-03 | 2020-08-24 | PHILAGANAN
0190-034-200 | 51843 | 0190-COF-GCO-CND-WGHSLO01 | PM03 | 301 | 52W Cal of 3A1-WI-2 | GC Weighing Silo | B | 0190E017 | 2021-06-03 | 2020-08-24 | PHILAGANAN
0190-034-199 | 51843 | 0190-COF-GCO-CND-WGHSLO01 | PM03 | 301 | 52W Cal of 3A1-WI-1 | GC Weighing Silo | B | 0190E017 | 2021-06-03 | 2020-08-24 | PHILAGANAN
0190-034-198 | 51843 | 0190-COF-PRO-EGA-PURTNK01 | PM03 | 301 | 52W 3A2-WIT-06.03 | Egron CTI Silo Purging Air Tank | B | 0190E017 | 2021-06-03 | 2020-08-24 | PHILAGANAN
0190-034-197 | 52264 | 0190-COF-GCO-CND-BLOWER01 | PM03 | 301 | 52W Cal of 3A1-PRV-002 | GC Blower Transport to Roasting | B | 0190E017 | 2021-06-03 | 2020-08-21 | PHILAGANAN
0190-034-196 | 51985 | 0190-COF-PRO-E45-STMHDR05 | PM03 | 301 | 52W Cal of 3A3-PCV-28.13/03 | E45 MUCH Steam Header | B | 0190E017 | 2021-06-03 | 2020-08-21 | PHILAGANAN
0190-034-195 | 51985 | 0190-COF-PRO-E45-STMHDR05 | PM03 | 301 | 52W Cal of 3A3-PCV-28.13/02 | E45 MUCH Steam Header | B | 0190E017 | 2021-06-03 | 2020-08-21 | PHILAGANAN
0190-034-194 | 51985 | 0190-COF-PRO-E45-STMHDR05 | PM03 | 301 | 52W Cal of 3A3-PCV-28.13/01 | E45 MUCH Steam Header | B | 0190E017 | 2021-06-03 | 2020-08-21 | PHILAGANAN
0190-034-193 | 51985 | 0190-COF-PRO-E45-CONSYSTM-CONPMP | PM03 | 301 | 72W Cal of 3A3-PCV-17.09 | IPTA Condensate Pump | B | 0190E017 | 2021-06-03 | 2020-08-21 | PHILAGANAN
0190-034-192 | 51985 | 0190-COF-PRO-E45-STMEJE01 | PM03 | 301 | 72W Cal of 3A3-PCV-16.09 | Steam Ejector | B | 0190E017 | 2021-06-03 | 2020-08-21 | PHILAGANAN
0190-034-191 | 51985 | 0190-COF-PRO-E45-EXTCEL08-STMHDR02 | PM03 | 301 | 52W Cal of 3A3-PCV-15.29 | Cell Steam Drainage Header (V12) | B | 0190E017 | 2021-12-08 | 2020-08-21 | PHSONUGAHA1
0190-034-190 | 51985 | 0190-COF-PRO-E45-SAFTNK01 | PM03 | 301 | 72W Cal of 3A3-PCV-06.62 | Safety Tank | B | 0190E017 | 2021-06-03 | 2020-08-21 | PHILAGANAN
0190-034-189 | 51985 | 0190-COF-PRO-E45-STMHDR05 | PM03 | 301 | 52W Cal of 3A3-PCV-06.27 | E45 MUCH Steam Header | B | 0190E017 | 2021-06-03 | 2020-08-21 | PHILAGANAN
0190-034-188 | 51985 | 0190-COF-PRO-E45-LPWHTR02 | PM03 | 301 | 24W Cal of 3A3-PCV-06.0 | Water Heater Low Pressure | B | 0190E017 | 2021-06-03 | 2020-08-21 | PHILAGANAN
0190-034-187 | 51985 | 0190-COF-PRO-E45-HPWHTR01 | PM03 | 301 | 72W Cal of 3A3-PCV-05.07 | Water Heater High Pressure | B | 0190E017 | 2021-06-03 | 2020-08-21 | PHILAGANAN
0190-034-186 | 565519 | 0190-COF-PRO-E45-UTESYSTM-UTETNK01 | PM03 | 301 | 72W Cal of 3A3-LIT-24.03 | Unclarified Thin Extract Tank No 1 | B | 0190E017 | 2021-06-03 | 2020-08-24 | PHILAGANAN
0190-034-185 | 565519 | 0190-COF-PRO-E45-UTESYSTM-UTETNK02 | PM03 | 301 | 72W Cal of 3A3-LIT-23.03 | Unclarified Thin Extract Tank No 2 | B | 0190E017 | 2021-06-03 | 2020-08-24 | PHILAGANAN
0190-034-184 | 565519 | 0190-COF-PRO-E45-CONSYSTM-CONTNK | PM03 | 301 | 52W Cal of 3A3-LIT-22.02 | IPTA Condensate Tank | B | 0190E017 | 2021-06-03 | 2020-08-24 | PHILAGANAN
0190-034-183 | 565519 | 0190-COF-PRO-E45-SAFTNK01 | PM03 | 301 | 52W Cal of 3A3-LIT-18.02 | Safety Tank | B | 0190E017 | 2021-06-03 | 2020-08-24 | PHILAGANAN
0190-034-182 | 565519 | 0190-COF-PRO-E45-INTTNK01 | PM03 | 301 | 52W Cal of 3A3-LIT-09.02 | IPTA Intermediate Tank | B | 0190E017 | 2021-06-03 | 2020-08-24 | PHILAGANAN
0190-034-181 | 565519 | 0190-COF-PRO-E45-FLSTNK01 | PM03 | 301 | 52W Cal of 3A3-LIT-08.07 | IPTA Flash Tank | B | 0190E017 | 2021-06-03 | 2020-08-24 | PHILAGANAN
0190-034-180 | 565519 | 0190-COF-PRO-EGA-FEDTNK01 | PM03 | 301 | 52W Cal of 3A3-LIT-01.24/02 | Egron Feed Tank | B | 0190E017 | 2021-06-03 | 2020-08-24 | PHILAGANAN
0190-034-179 | 51985 | 0190-COF-PRO-E45-CONSYSTM-CONTNK | PM03 | 301 | 72W Cal of 3A3-LCV-22.03 | IPTA Condensate Tank | B | 0190E017 | 2021-06-03 | 2020-08-21 | PHILAGANAN
0190-034-178 | 51986 | 0190-COF-PRO-E45-STMHDR05 | PM03 | 301 | 52W Cal of 3A3-FIT-91077 | E45 MUCH Steam Header | B | 0190E017 | 2021-06-03 | 2020-08-24 | PHILAGANAN
0190-034-177 | 51986 | 0190-COF-PRO-E45-CDSTNK01 | PM03 | 301 | 52W Cal of 3A3-FIT-15.20 | Water Heater Condensate Tank | B | 0190E017 | 2021-06-03 | 2020-08-24 | PHILAGANAN
0190-034-176 | 51986 | 0190-COF-PRO-E45-IPTPMPSYSTM-IPTPMP01 | PM03 | 301 | 52W Cal of 3A3-FIT-08.03 | IPTA Pump No 1 | B | 0190E017 | 2021-06-03 | 2020-08-24 | PHILAGANAN
0190-034-175 | 51985 | 0190-COF-PRO-E45-MCC-MCCPNL03 | PM03 | 301 | 72W Cal of 3A3-FCV-04.18 | CIP HPP MCC Panel | B | 0190E017 | 2021-06-03 | 2020-08-21 | PHILAGANAN
0190-034-174 | 51985 | 0190-COF-PRO-E45-HPWHTR01 | PM03 | 301 | 52W Cal of 3A3-CV-002 | Water Heater High Pressure | B | 0190E017 | 2021-06-03 | 2020-08-21 | PHILAGANAN
0190-034-173 | 51843 | 0190-COF-GCO-LAB-CMMN | PM03 | 301 | 52W Cal of 3A1-WI-04.06 | Green Coffee Cleaning & Drying LAB | B | 0190E017 | 2021-06-03 | 2020-08-20 | PHILAGANAN
0190-034-172 | 51820 | 0190-COF-PRO-A54-INVHPR01 | PM03 | 301 | 52W Cal of 3A7-TS-01.02/4 | P-ERA 54 Inventory Hopper | B | 0190E017 | 2021-06-03 | 2020-08-20 | PHILAGANAN
0190-034-171 | 51820 | 0190-COF-PRO-A54-INVHPR01 | PM03 | 301 | 52W Cal of 3A7-TS-01.02/3 | P-ERA 54 Inventory Hopper | B | 0190E017 | 2021-06-03 | 2020-08-20 | PHILAGANAN
0190-034-170 | 51820 | 0190-COF-PRO-A54-INVHPR01 | PM03 | 301 | 52W Cal of 3A7-TS-01.02/2 | P-ERA 54 Inventory Hopper | B | 0190E017 | 2021-06-03 | 2020-08-20 | PHILAGANAN
0190-034-169 | 51820 | 0190-COF-PRO-A54-INVHPR01 | PM03 | 301 | 52W Cal of 3A7-TS-01.02/1 | P-ERA 54 Inventory Hopper | B | 0190E017 | 2021-06-03 | 2020-08-20 | PHILAGANAN
0190-034-168 | 51820 | 0190-COF-PRO-A45-INVHPR01 | PM03 | 301 | 52W Cal of 3A6-TS-01.02TS4 | P-ERA 45 Inventory Hopper | B | 0190E017 | 2021-06-03 | 2020-08-20 | PHILAGANAN
0190-034-167 | 51820 | 0190-COF-PRO-A45-INVHPR01 | PM03 | 301 | 52W Cal of 3A6-TS-01.02TS3 | P-ERA 45 Inventory Hopper | B | 0190E017 | 2021-06-03 | 2020-08-20 | PHILAGANAN
0190-034-166 | 51820 | 0190-COF-PRO-A45-INVHPR01 | PM03 | 301 | 52W Cal of 3A6-TS-01.02TS2 | P-ERA 45 Inventory Hopper | B | 0190E017 | 2021-06-03 | 2020-08-20 | PHILAGANAN
0190-034-165 | 51820 | 0190-COF-PRO-A45-INVHPR01 | PM03 | 301 | 52W Cal of 3A6-TS-01.02TS1 | P-ERA 45 Inventory Hopper | B | 0190E017 | 2021-06-03 | 2020-08-20 | PHILAGANAN
0190-034-164 | 51820 | 0190-COF-PRO-E45-WGHSYSTM-WGHTNK02 | PM03 | 301 | 52W Cal of 3A3-TS-20.09TS3 | Weigh Tank No 2 | B | 0190E017 | 2021-06-03 | 2020-08-20 | PHILAGANAN
0190-034-163 | 51820 | 0190-COF-PRO-E45-WGHSYSTM-WGHTNK02 | PM03 | 301 | 52W Cal of 3A3-TS-20.09TS2 | Weigh Tank No 2 | B | 0190E017 | 2021-06-03 | 2020-08-20 | PHILAGANAN
0190-034-162 | 51820 | 0190-COF-PRO-E45-WGHSYSTM-WGHTNK02 | PM03 | 301 | 52W Cal of 3A3-TS-20.09TS1 | Weigh Tank No 2 | B | 0190E017 | 2021-06-03 | 2020-08-20 | PHILAGANAN
0190-034-161 | 51820 | 0190-COF-PRO-RST-TRNSPRT-M12 | PM03 | 301 | 52W Cal of 3A2-TS-20.03C | RC Transport To Silo A Blower | B | 0190E017 | 2021-06-03 | 2020-08-20 | PHILAGANAN
0190-034-160 | 51820 | 0190-COF-PRO-RST-TRNSPRT-M12 | PM03 | 301 | 52W Cal of 3A2-TS-20.03B | RC Transport To Silo A Blower | B | 0190E017 | 2021-06-03 | 2020-08-20 | PHILAGANAN
0190-034-159 | 51820 | 0190-COF-PRO-RST-TRNSPRT-M12 | PM03 | 301 | 52W Cal of 3A2-TS-20.03A | RC Transport To Silo A Blower | B | 0190E017 | 2021-06-03 | 2020-08-20 | PHILAGANAN
0190-034-158 | 51820 | 0190-COF-PRO-RST-TRNSPRT-DESTON03 | PM03 | 301 | 52W Cal of 3A2-TS-15.07C | RC Storing A & B Destoner 03 | B | 0190E017 | 2021-06-03 | 2020-08-20 | PHILAGANAN
0190-034-157 | 51820 | 0190-COF-PRO-RST-TRNSPRT-DESTON02 | PM03 | 301 | 52W Cal of 3A2-TS-15.07B | RC Storing A & B Destoner 02 | B | 0190E017 | 2021-06-03 | 2020-08-20 | PHILAGANAN
0190-034-156 | 51820 | 0190-COF-PRO-RST-TRNSPRT-DESTON01 | PM03 | 301 | 52W Cal of 3A2-TS-15.07A | RC Storing A & B Destoner | B | 0190E017 | 2021-06-03 | 2020-08-20 | PHILAGANAN
0190-034-155 | 51843 | 0190-COF-PRO-E54-UTETNK05 | PM03 | 301 | 52W Cal of 3A8-WT-26.08 | Unclarified Thin Extract Tank No 5 | B | 0190E017 | 2021-06-03 | 2020-08-19 | PHILAGANAN
0190-034-154 | 51843 | 0190-COF-PRO-E54-UTETNK04 | PM03 | 301 | 52W Cal of 3A8-WT-25.08 | Unclarified Thin Extract Tank No 4 | B | 0190E017 | 2021-06-03 | 2020-08-19 | PHILAGANAN
0190-034-153 | 51843 | 0190-COF-PRO-A54-CFRHPR01-CFSCRW01 | PM03 | 301 | 52W Cal of 3A7-WIT-02.03 | P-ERA 54 Constant Feed Rate Screwfeeder | B | 0190E017 | 2021-06-03 | 2020-08-19 | PHILAGANAN
0190-034-152 | 51843 | 0190-COF-PRO-A45-CFRHPR01 | PM03 | 301 | 52W Cal of 3A6-WIT-02.03 | P-ERA 45 Constant Feed Rate Hopper | B | 0190E017 | 2021-06-03 | 2020-08-19 | PHILAGANAN
0190-034-151 | 51843 | 0190-COF-PRO-A45-INVHPR01 | PM03 | 301 | 52W Cal of 3A6-WIT-01.02 | P-ERA 45 Inventory Hopper | B | 0190E017 | 2021-06-03 | 2020-08-19 | PHILAGANAN
0190-034-150 | 45632 | 0190-COF-PRO-RST-ROASTR04 | PM03 | 301 | 52W Cal of 3A2-FIQ-32.20/04 | Roaster No 4 | B | 0190E017 | 2021-06-03 | 2020-08-19 | PHILAGANAN
0190-034-149 | 45632 | 0190-COF-PRO-RST-ROASTR03 | PM03 | 301 | 52W Cal of 3A2-FIQ-32.20/03 | Roaster No 3 | B | 0190E017 | 2021-06-03 | 2020-08-19 | PHILAGANAN
0190-034-148 | 45632 | 0190-COF-PRO-RST-ROASTR02 | PM03 | 301 | 52W Cal of 3A2-FIQ-32.20/02 | Roaster No 2 | B | 0190E017 | 2021-06-03 | 2020-08-19 | PHILAGANAN
0190-034-147 | 45632 | 0190-COF-PRO-RST-ROASTR01 | PM03 | 301 | 52W Cal of 3A2-FIQ-32.20/01 | Roaster No 1 | B | 0190E017 | 2021-06-03 | 2020-08-19 | PHILAGANAN
0190-034-146 | 45632 | 0190-COF-PRO-RST-ROASTR04 | PM03 | 301 | 52W Cal of 3A2-FIQ-32.18/04 | Roaster No 4 | B | 0190E017 | 2021-06-03 | 2020-08-19 | PHILAGANAN
0190-034-145 | 45632 | 0190-COF-PRO-RST-ROASTR03 | PM03 | 301 | 52W Cal of 3A2-FIQ-32.18/03 | Roaster No 3 | B | 0190E017 | 2021-06-03 | 2020-08-19 | PHILAGANAN
0190-034-144 | 45632 | 0190-COF-PRO-RST-ROASTR02 | PM03 | 301 | 52W Cal of 3A2-FIQ-32.18/02 | Roaster No 2 | B | 0190E017 | 2021-06-03 | 2020-08-19 | PHILAGANAN
0190-034-143 | 45632 | 0190-COF-PRO-RST-ROASTR01 | PM03 | 301 | 52W Cal of 3A2-FIQ-32.18/01 | Roaster No 1 | B | 0190E017 | 2021-06-03 | 2020-08-19 | PHILAGANAN
0190-034-142 | 51984 | 0190-COF-PRO-WFE-HEATER01 | PM03 | 301 | 52W Cal of 3A9-TT-12.10 | WFE Pre Heater | B | 0190E017 | 2021-06-03 | 2020-08-14 | PHILAGANAN
0190-034-141 | 52264 | 0190-COF-PRO-WFE | PM03 | 301 | 52W Cal of 3A9-PRV-15.13 | Wiped Film Evaporator | B | 0190E017 | 2021-06-03 | 2020-08-14 | PHILAGANAN
0190-034-140 | 52264 | 0190-COF-PRO-WFE | PM03 | 301 | 52W Cal of 3A9-PRV-15.09 | Wiped Film Evaporator | B | 0190E017 | 2021-06-03 | 2020-08-14 | PHILAGANAN
0190-034-139 | 52264 | 0190-COF-PRO-WFE-HEATER01 | PM03 | 301 | 52W Cal of 3A9-PRV-13.04 | WFE Pre Heater | B | 0190E017 | 2021-06-03 | 2020-08-14 | PHILAGANAN
0190-034-138 | 51982 | 0190-COF-PRO-WFE-STMEJE01 | PM03 | 301 | 52W Cal of 3A9-PIT-12.19 | Steam Ejector | B | 0190E017 | 2021-06-03 | 2020-08-14 | PHILAGANAN
0190-034-137 | 51985 | 0190-COF-PRO-WFE-STMEJE01 | PM03 | 301 | 52W Cal of 3A9-PCV-12.18 | Steam Ejector | B | 0190E017 | 2021-06-03 | 2020-08-14 | PHILAGANAN
0190-034-136 | 565519 | 0190-COF-PRO-WFE-VPRCON-CONTNK02 | PM03 | 301 | 52W Cal of 3A9-LIT-17.02 | WFE Vapor Condensate Tank | B | 0190E017 | 2021-06-03 | 2020-08-14 | PHILAGANAN
0190-034-135 | 565519 | 0190-COF-PRO-WFE-STMCON-CONTNK01 | PM03 | 301 | 52W Cal of 3A9-LIT-11.02 | WFE Steam Condensate Tank | B | 0190E017 | 2021-06-03 | 2020-08-14 | PHILAGANAN
0190-034-134 | 565519 | 0190-COF-PRO-WFE-EXTTNK03 | PM03 | 301 | 72W Cal of 3A9-LIT-03.02 | WFE Extract Feed Tank No 3 | B | 0190E017 | 2021-06-03 | 2020-08-14 | PHILAGANAN
0190-034-133 | 565519 | 0190-COF-PRO-WFE-EXTTNK02 | PM03 | 301 | 72W Cal of 3A9-LIT-02.03 | WFE Extract Feed Tank No 2 | B | 0190E017 | 2021-06-03 | 2020-08-14 | PHILAGANAN
0190-034-132 | 565519 | 0190-COF-PRO-WFE-EXTTNK01 | PM03 | 301 | 52W Cal of 3A9-LIT-01.03 | WFE Extract Feed Tank No 1 | B | 0190E017 | 2021-06-03 | 2020-08-14 | PHILAGANAN
0190-034-131 | 51985 | 0190-COF-PRO-WFE-VPRCON-CONTNK02 | PM03 | 301 | 52W Cal of 3A9-LCV-17.10 | WFE Vapor Condensate Tank | B | 0190E017 | 2021-06-03 | 2020-08-14 | PHILAGANAN
0190-034-130 | 51985 | 0190-COF-PRO-WFE-STMCON-CONTNK01 | PM03 | 301 | 52W Cal of 3A9-LCV-11.08 | WFE Steam Condensate Tank | B | 0190E017 | 2021-06-03 | 2020-08-14 | PHILAGANAN
0190-034-129 | 51986 | 0190-COF-PRO-WFE-VPRCON-CONTNK02 | PM03 | 301 | 52W Cal of 3A9-FIT-17.08 | WFE Vapor Condensate Tank | B | 0190E017 | 2021-06-03 | 2020-08-14 | PHILAGANAN
0190-034-128 | 565519 | 0190-COF-PRO-FFE-FVPCDNSTNK | PM03 | 301 | 52W Cal of 3A8-LIT-30.03 | FFE Finisher Vapor Condensate Tank | B | 0190E017 | 2021-06-03 | 2020-08-14 | PHILAGANAN
0190-034-127 | 565519 | 0190-COF-PRO-FFE-FSTCDNSTNK | PM03 | 301 | 72W Cal of 3A8-LIT-25.04 | FFE Finisher Steam Condensate Tank | B | 0190E017 | 2021-06-03 | 2020-08-14 | PHILAGANAN
0190-034-126 | 51985 | 0190-COF-PRO-FFE-FVPCDNSTNK | PM03 | 301 | 52W Cal of 3A8-LCV-31.05 | FFE Finisher Vapor Condensate Tank | B | 0190E017 | 2021-06-03 | 2020-08-14 | PHILAGANAN
0190-034-125 | 51985 | 0190-COF-PRO-FFE-FSTCDNSTNK | PM03 | 301 | 52W Cal of 3A8-LCV-26.05 | FFE Finisher Steam Condensate Tank | B | 0190E017 | 2021-06-03 | 2020-08-14 | PHILAGANAN
0190-034-124 | 51986 | 0190-COF-PRO-FFE-PRSTMCNDSTNK-CNDPMP01 | PM03 | 301 | 52W Cal of 3A8-FIT-02.09 | Pre-Evap Condensate pump M57 | B | 0190E017 | 2021-06-03 | 2020-08-14 | PHILAGANAN
0190-034-123 | 51985 | 0190-COF-PRO-FFE-PRSTMCNDSTNK-CNDPMP01 | PM03 | 301 | 72W Cal of 3A8-FCV-02.10 | Pre-Evap Condensate pump M57 | B | 0190E017 | 2021-06-03 | 2020-08-14 | PHILAGANAN
0190-034-122 | 51984 | 0190-COF-PRO-A54-SKDASMBLY01-RECOLR01 | PM03 | 301 | 72W Cal of 3A7-TT-09.02 | P-ERA 54 Recycle Cooler | B | 0190E017 | 2021-06-03 | 2020-08-14 | PHILAGANAN
0190-034-121 | 51984 | 0190-COF-PRO-A54-STRCOLMN | PM03 | 301 | 52W Cal of 3A7-TT-03.01 | P-ERA 54 Stripping Column | B | 0190E017 | 2021-06-03 | 2020-08-14 | PHILAGANAN
0190-034-120 | 52264 | 0190-COF-PRO-A54-SKDASMBLY01-WTRCOL01 | PM03 | 301 | 52W Cal of 3A7-PRV-13.06 | P-ERA 54 Water Absorption Column | B | 0190E017 | 2021-06-03 | 2020-08-14 | PHILAGANAN
0190-034-119 | 52264 | 0190-COF-PRO-A54-SKDASMBLY02-SPTRGL01 | PM03 | 301 | 52W Cal of 3A7-PRV-09.08 | P-ERA 54 Gas-Liquid Separator | B | 0190E017 | 2021-06-03 | 2020-08-14 | PHILAGANAN
0190-034-118 | 52264 | 0190-COF-PRO-A54-SKDASMBLY02-ACNDSR01 | PM03 | 301 | 52W Cal of 3A7-PRV-06.05 | P-ERA 54 Aroma Condenser | B | 0190E017 | 2021-06-03 | 2020-08-14 | PHILAGANAN
0190-034-117 | 52264 | 0190-COF-PRO-A54-SKDASMBLY02-ACNDSR01 | PM03 | 301 | 52W Cal of 3A7-PRV-06.03 | P-ERA 54 Aroma Condenser | B | 0190E017 | 2021-06-03 | 2020-08-14 | PHILAGANAN
0190-034-116 | 51982 | 0190-COF-PRO-A54-SKDASMBLY02-SPTRGL01 | PM03 | 301 | 72W Cal of 3A7-PIT-10.06 | P-ERA 54 Gas-Liquid Separator | B | 0190E017 | 2021-06-03 | 2020-08-14 | PHILAGANAN
0190-034-115 | 51982 | 0190-COF-PRO-A54-STRCOLMN | PM03 | 301 | 72W Cal of 3A7-PIT-03.15 | P-ERA 54 Stripping Column | B | 0190E017 | 2021-06-03 | 2020-08-14 | PHILAGANAN
0190-034-114 | 565519 | 0190-COF-PRO-A54-SKDASMBLY01-OILTNK01 | PM03 | 301 | 52W Cal of 3A7-LIT-11.03 | P-ERA 54 Oil Tank | B | 0190E017 | 2021-06-03 | 2020-08-14 | PHILAGANAN
0190-034-113 | 565519 | 0190-COF-PRO-A54-SKDASMBLY02-SPTRGL01 | PM03 | 301 | 52W Cal of 3A7-LIT-10.03 | P-ERA 54 Gas-Liquid Separator | B | 0190E017 | 2021-06-03 | 2020-08-14 | PHILAGANAN
0190-034-112 | 565519 | 0190-COF-PRO-A54-STRCOLMN | PM03 | 301 | 52W Cal of 3A7-LIT-03.11 | P-ERA 54 Stripping Column | B | 0190E017 | 2021-06-03 | 2020-08-14 | PHILAGANAN
0190-034-111 | 51984 | 0190-COF-PRO-A45-DSTANKS-DSTNKA01 | PM03 | 301 | 72W Cal of 3A6-TT-15.14 | P-ERA 45 Distillate Tank A | B | 0190E017 | 2021-06-03 | 2020-08-14 | PHILAGANAN
0190-034-110 | 51984 | 0190-COF-PRO-A45-SKDASMBLY01-OILCOL01 | PM03 | 301 | 72W Cal of 3A6-TT-11.12 | P-ERA 45 Oil Absorption Column | B | 0190E017 | 2021-06-03 | 2020-08-14 | PHILAGANAN
0190-034-109 | 51984 | 0190-COF-PRO-A45-SKDASMBLY01-RECOL01 | PM03 | 301 | 72W Cal of 3A6-TT-09.02 | P-ERA 45 Recycle Cooler | B | 0190E017 | 2021-06-03 | 2020-08-14 | PHILAGANAN
0190-034-108 | 51984 | 0190-COF-PRO-A45-STRCOLMN | PM03 | 301 | 52W Cal of 3A6-TT-03.36 | P-ERA 45 Stripping Column | B | 0190E017 | 2021-06-03 | 2020-08-14 | PHILAGANAN
0190-034-107 | 52264 | 0190-COF-PRO-A45-DSTANKS-DSTNKA01 | PM03 | 301 | 52W Cal of 3A6-PRV-70.04 | P-ERA 45 Distillate Tank A | B | 0190E017 | 2021-06-03 | 2020-08-14 | PHILAGANAN
0190-034-106 | 52264 | 0190-COF-PRO-A45-DSTANKS-DSTNKB01 | PM03 | 301 | 52W Cal of 3A6-PRV-16.12 | P-ERA 45 Distillate Tank B | B | 0190E017 | 2021-06-03 | 2020-08-14 | PHILAGANAN
0190-034-105 | 52264 | 0190-COF-PRO-A45-DSTANKS-DSTNKB01 | PM03 | 301 | 52W Cal of 3A6-PRV-16.11 | P-ERA 45 Distillate Tank B | B | 0190E017 | 2021-06-03 | 2020-08-14 | PHILAGANAN
0190-034-104 | 52264 | 0190-COF-PRO-A45-DSTANKS-DSTNKA01 | PM03 | 301 | 52W Cal of 3A6-PRV-15.12 | P-ERA 45 Distillate Tank A | B | 0190E017 | 2021-06-03 | 2020-08-14 | PHILAGANAN
0190-034-103 | 52264 | 0190-COF-PRO-A45-SKDASMBLY02-SPTRGL01 | PM03 | 301 | 52W Cal of 3A6-PRV-10.02 | P-ERA 45 Gas-Liquid Separator | B | 0190E017 | 2021-06-03 | 2020-08-14 | PHILAGANAN
0190-034-102 | 52264 | 0190-COF-PRO-A45-SKDASMBLY02-SPTRGL01 | PM03 | 301 | 52W Cal of 3A6-PRV-09.08 | P-ERA 45 Gas-Liquid Separator | B | 0190E017 | 2021-06-03 | 2020-08-14 | PHILAGANAN
0190-034-101 | 52264 | 0190-COF-PRO-A45-SKDASMBLY02-ACNDSR01 | PM03 | 301 | 52W Cal of 3A6-PRV-07.08 | P-ERA 45 Aroma Condenser | B | 0190E017 | 2021-06-03 | 2020-08-14 | PHILAGANAN
0190-034-100 | 51982 | 0190-COF-PRO-A45-DSTANKS-DSTNKB01 | PM03 | 301 | 72W Cal of 3A6-PIT-16.10 | P-ERA 45 Distillate Tank B | B | 0190E017 | 2021-06-03 | 2020-08-14 | PHILAGANAN
0190-034-099 | 51982 | 0190-COF-PRO-A45-DSTANKS-DSTNKA01 | PM03 | 301 | 72W Cal of 3A6-PIT-15.10 | P-ERA 45 Distillate Tank A | B | 0190E017 | 2021-06-03 | 2020-08-14 | PHILAGANAN
0190-034-098 | 51982 | 0190-COF-PRO-A45-SKDASMBLY02-SPTRGL01 | PM03 | 301 | 52W Cal of 3A6-PIT-10.02 | P-ERA 45 Gas-Liquid Separator | B | 0190E017 | 2021-06-03 | 2020-08-14 | PHILAGANAN
0190-034-097 | 565519 | 0190-COF-PRO-A45-SKDASMBLY01-OILTNK01 | PM03 | 301 | 52W Cal of 3A6-LT-11.03 | P-ERA 45 Oil Tank | B | 0190E017 | 2021-06-03 | 2020-08-14 | PHILAGANAN
0190-034-096 | 565519 | 0190-COF-PRO-A45-STRCOLMN | PM03 | 301 | 52W Cal of 3A6-LT-03.11 | P-ERA 45 Stripping Column | B | 0190E017 | 2021-06-03 | 2020-08-14 | PHILAGANAN
0190-034-095 | 565519 | 0190-COF-PRO-A45-DSTANKS-DSTNKB01 | PM03 | 301 | 52W Cal of 3A6-LIT-16.04 | P-ERA 45 Distillate Tank B | B | 0190E017 | 2021-06-03 | 2020-08-14 | PHILAGANAN
0190-034-094 | 565519 | 0190-COF-PRO-A45-DSTANKS-DSTNKA01 | PM03 | 301 | 52W Cal of 3A6-LIT-15.04 | P-ERA 45 Distillate Tank A | B | 0190E017 | 2021-06-03 | 2020-08-14 | PHILAGANAN
0190-034-093 | 565519 | 0190-COF-PRO-A45-SKDASMBLY02-SPTRGL01 | PM03 | 301 | 52W Cal of 3A6-LIT-10.03 | P-ERA 45 Gas-Liquid Separator | B | 0190E017 | 2021-06-03 | 2020-08-14 | PHILAGANAN
0190-034-092 | 51984 | 0190-COF-PRO-E45-WTRWRKSYSTM-RWKTNK01 | PM03 | 301 | 52W Cal of 3A3-TT-21.08 | Wet Rework Tank | B | 0190E017 | 2021-06-03 | 2020-08-14 | PHILAGANAN
0190-034-091 | 51984 | 0190-COF-PRO-E45-COOLER11 | PM03 | 301 | 52W Cal of 3A3-TT-15.28 | E45 Final Cooler-TETRA PAK | B | 0190E017 | 2021-06-03 | 2020-08-14 | PHILAGANAN
0190-034-090 | 51984 | 0190-COF-PRO-E45 | PM03 | 301 | 52W Cal of 3A3-TT-08.15 | Extraction 45 Facilities | B | 0190E017 | 2021-06-03 | 2020-08-14 | PHILAGANAN
0190-034-089 | 51984 | 0190-COF-PRO-E45-EXTCEL08 | PM03 | 301 | 52W Cal of 3A3-TT-07.16/8 | Extraction 45 Cell No 8 | B | 0190E017 | 2021-06-03 | 2020-08-14 | PHILAGANAN
0190-034-088 | 51984 | 0190-COF-PRO-E45-EXTCEL07 | PM03 | 301 | 52W Cal of 3A3-TT-07.16/7 | Extraction 45 Cell No 7 | B | 0190E017 | 2021-06-03 | 2020-08-14 | PHILAGANAN
0190-034-087 | 51984 | 0190-COF-PRO-E45-EXTCEL06 | PM03 | 301 | 72W Cal of 3A3-TT-07.16/6 | Extraction 45 Cell No 6 | B | 0190E017 | 2021-06-03 | 2020-08-14 | PHILAGANAN
0190-034-086 | 51984 | 0190-COF-PRO-E45-EXTCEL05 | PM03 | 301 | 52W Cal of 3A3-TT-07.16/5 | Extraction 45 Cell No 5 | B | 0190E017 | 2021-06-03 | 2020-08-14 | PHILAGANAN
0190-034-085 | 51984 | 0190-COF-PRO-E45-EXTCEL04 | PM03 | 301 | 52W Cal of 3A3-TT-07.16/4 | Extraction 45 Cell No 4 | B | 0190E017 | 2021-06-03 | 2020-08-14 | PHILAGANAN
0190-034-084 | 51984 | 0190-COF-PRO-E45-EXTCEL03 | PM03 | 301 | 52W Cal of 3A3-TT-07.16/3 | Extraction 45 Cell No 3 | B | 0190E017 | 2021-06-03 | 2020-08-14 | PHILAGANAN
0190-034-083 | 51984 | 0190-COF-PRO-E45-EXTCEL02 | PM03 | 301 | 72W Cal of 3A3-TT-07.16/2 | Extraction 45 Cell No 2 | B | 0190E017 | 2021-06-03 | 2020-08-14 | PHILAGANAN
0190-034-082 | 51984 | 0190-COF-PRO-E45-EXTCEL01 | PM03 | 301 | 52W Cal of 3A3-TIT-07.16/1 | Extraction 45 Cell No 1 | B | 0190E017 | 2021-06-03 | 2020-08-14 | PHILAGANAN
0190-034-081 | 61179 | 0190-COF-PRO-E45 | PM03 | 301 | 52W Cal of 3A3-PSH-001 | Extraction 45 Facilities | B | 0190E017 | 2021-06-03 | 2020-08-14 | PHILAGANAN
0190-034-080 | 52264 | 0190-COF-PRO-E45-WGHSYSTM-WGHTNK01 | PM03 | 301 | 52W Cal of 3A3-PRV-15.11 | Weigh Tank No 1 | B | 0190E017 | 2021-06-03 | 2020-08-14 | PHILAGANAN
0190-034-079 | 52264 | 0190-COF-PRO-E45 | PM03 | 301 | 52W Cal of 3A3-PRV-14.08 | Extraction 45 Facilities | B | 0190E017 | 2021-06-03 | 2020-08-14 | PHILAGANAN
0190-034-078 | 52264 | 0190-COF-PRO-E45-PREHTR01 | PM03 | 301 | 52W Cal of 3A3-PRV-13.04 | IPTA Pre Heater | B | 0190E017 | 2021-06-03 | 2020-08-14 | PHILAGANAN
0190-034-077 | 52264 | 0190-COF-PRO-E45-IPTPMPSYSTM-IPTPMP01 | PM03 | 301 | 52W Cal of 3A3-PRV-12.07 | IPTA Pump No 1 | B | 0190E017 | 2021-06-03 | 2020-08-14 | PHILAGANAN
0190-034-076 | 51986 | 0190-COF-PRO-E45-STMHDR05 | PM03 | 301 | 52W Cal of 3A3-FIT-28.21 | E45 MUCH Steam Header | B | 0190E017 | 2021-06-03 | 2020-08-14 | PHILAGANAN
0190-034-075 | 51986 | 0190-COF-PRO-E45-RWDSYSTEM-RWDTNK01 | PM03 | 301 | 52W Cal of 3A3-FIT-21.08 | Rework Dosing Tank | B | 0190E017 | 2021-06-03 | 2020-08-14 | PHILAGANAN
0190-034-074 | 51986 | 0190-COF-PRO-E45-WTRWRKSYSTM-RWKPMP03 | PM03 | 301 | 52W Cal of 3A3-FIT-12.10 | Wet Rework Outlet Pump No 3 | B | 0190E017 | 2021-06-03 | 2020-08-14 | PHILAGANAN
0190-034-073 | 51985 | 0190-COF-PRO-E45-COOLER11 | PM03 | 301 | 52W Cal of 3A3-TCV-15.07 | E45 Final Cooler-TETRA PAK | B | 0190E017 | 2021-06-03 | 2020-08-14 | PHILAGANAN
0190-034-072 | 51985 | 0190-COF-PRO-E45-STMHDR05 | PM03 | 301 | 52W Cal of 3A3-FCV-28.22 | E45 MUCH Steam Header | B | 0190E017 | 2021-06-03 | 2020-08-14 | PHILAGANAN
0190-034-071 | 51984 | 0190-COF-PRO-RST-ROASTR01-FAN1306 | PM03 | 301 | 72W Cal of 3A2-T1514-R1 | R1 Cooler Supply Fan | B | 0190E017 | 2021-06-03 | 2020-08-13 | PHILAGANAN
0190-034-070 | 51982 | 0190-COF-PRO-RST-ROASTR04-HDRTNK04 | PM03 | 301 | 52W Cal of 3A2-PT-32.09/04 | Roaster No 4 Hydrophore Tank | B | 0190E017 | 2021-06-03 | 2020-08-13 | PHILAGANAN
0190-034-069 | 51982 | 0190-COF-PRO-RST-ROASTR03-HDRTNK03 | PM03 | 301 | 52W Cal of 3A2-PT-32.09/03 | R3 Hydrophore Tank | B | 0190E017 | 2021-06-03 | 2020-08-13 | PHILAGANAN
0190-034-068 | 51982 | 0190-COF-PRO-RST-ROASTR02-HDRTNK02 | PM03 | 301 | 52W Cal of 3A2-PT-32.09/02 | R2 Hydrophore Tank | B | 0190E017 | 2021-06-03 | 2020-08-13 | PHILAGANAN
0190-034-067 | 51982 | 0190-COF-PRO-RST-ROASTR01-HDRTNK01 | PM03 | 301 | 52W Cal of 3A2-PT-32.09/01 | R1 Hydrophore Tank | B | 0190E017 | 2021-06-03 | 2020-08-13 | PHILAGANAN
0190-034-066 | 61179 | 0190-COF-PRO-RST-ROASTR04 | PM03 | 301 | 52W Cal of 3A2-PSH-32.17/04 | Roaster No 4 | B | 0190E017 | 2021-06-03 | 2020-08-13 | PHILAGANAN
0190-034-065 | 61179 | 0190-COF-PRO-RST-ROASTR01 | PM03 | 301 | 52W Cal of 3A2-PSH-32.15/04 | Roaster No 1 | B | 0190E017 | 2021-06-03 | 2020-08-13 | PHILAGANAN
0190-034-064 | 61179 | 0190-COF-PRO-RST-ROASTR04-HDRTNK04 | PM03 | 301 | 52W Cal of 3A2-PSH-32.07/04 | Roaster No 4 Hydrophore Tank | B | 0190E017 | 2021-06-03 | 2020-08-13 | PHILAGANAN
0190-034-063 | 61179 | 0190-COF-PRO-RST-ROASTR03-HDRTNK03 | PM03 | 301 | 52W Cal of 3A2-PSH-32.04/03 | R3 Hydrophore Tank | B | 0190E017 | 2021-06-03 | 2020-08-13 | PHILAGANAN
0190-034-062 | 61179 | 0190-COF-PRO-RST-ROASTR04 | PM03 | 301 | 52W Cal of 3A2-PSH-12.27/02 | Roaster No 4 | B | 0190E017 | 2021-06-03 | 2020-08-13 | PHILAGANAN
0190-034-061 | 61179 | 0190-COF-PRO-RST-ROASTR03 | PM03 | 301 | 52W Cal of 3A2-PSH-11.26/02 | Roaster No 3 | B | 0190E017 | 2021-06-03 | 2020-08-13 | PHILAGANAN
0190-034-060 | 51984 | 0190-COF-PRO-RST-ROASTR02-FAN1510 | PM03 | 301 | 72W Cal of 3A2-T1514-R2 | R2 Cooler Supply Fan | B | 0190E017 | 2021-06-03 | 2020-08-13 | PHILAGANAN
0190-034-059 | 61179 | 0190-COF-PRO-RST-CNTRLRM-PGRNDR01 | PM03 | 301 | 52W Cal of 3A2-PSH-003 | Roasting Portable Grinder | B | 0190E017 | 2021-06-03 | 2020-08-13 | PHILAGANAN
0190-034-058 | 61179 | 0190-COF-PRO-RST-ROASTR02-HDRTNK02 | PM03 | 301 | 52W Cal of 3A2-PSH-002 | R2 Hydrophore Tank | B | 0190E017 | 2021-06-03 | 2020-08-13 | PHILAGANAN
0190-034-057 | 61179 | 0190-COF-PRO-RST-ROASTR01 | PM03 | 301 | 52W Cal of 3A2-PSH-001 | Roaster No 1 | B | 0190E017 | 2021-06-03 | 2020-08-13 | PHILAGANAN
0190-034-056 | 61179 | 0190-COF-PRO-RST-ROASTR03 | PM03 | 301 | 52W Cal of 3A2-PS-32.17/03 | Roaster No 3 | B | 0190E017 | 2021-06-03 | 2020-08-13 | PHILAGANAN
0190-034-055 | 61179 | 0190-COF-PRO-RST-ROASTR02 | PM03 | 301 | 52W Cal of 3A2-PS-32.17/02 | Roaster No 2 | B | 0190E017 | 2021-06-03 | 2020-08-13 | PHILAGANAN
0190-034-054 | 61179 | 0190-COF-PRO-RST-ROASTR03 | PM03 | 301 | 52W Cal of 3A2-PS-32.15/03 | Roaster No 3 | B | 0190E017 | 2021-06-03 | 2020-08-13 | PHILAGANAN
0190-034-053 | 61179 | 0190-COF-PRO-RST-ROASTR02 | PM03 | 301 | 52W Cal of 3A2-PS-32.15/02 | Roaster No 2 | B | 0190E017 | 2021-06-03 | 2020-08-13 | PHILAGANAN
0190-034-052 | 61179 | 0190-COF-PRO-RST-ROASTR03-HDRTNK03 | PM03 | 301 | 52W Cal of 3A2-PS-32.07/03 | R3 Hydrophore Tank | B | 0190E017 | 2021-06-03 | 2020-08-13 | PHILAGANAN
0190-034-051 | 61179 | 0190-COF-PRO-RST-ROASTR02-HDRTNK02 | PM03 | 301 | 52W Cal of 3A2-PS-32.07/02 | R2 Hydrophore Tank | B | 0190E017 | 2021-06-03 | 2020-08-13 | PHILAGANAN
0190-034-050 | 61179 | 0190-COF-PRO-RST-ROASTR01-HDRTNK01 | PM03 | 301 | 52W Cal of 3A2-PS-32.07/01 | R1 Hydrophore Tank | B | 0190E017 | 2021-06-03 | 2020-08-13 | PHILAGANAN
0190-034-049 | 61179 | 0190-COF-PRO-RST-ROASTR02-HDRTNK02 | PM03 | 301 | 52W Cal of 3A2-PS-32.04/02 | R2 Hydrophore Tank | B | 0190E017 | 2021-06-03 | 2020-08-13 | PHILAGANAN
0190-034-048 | 61179 | 0190-COF-PRO-RST-ROASTR01-HDRTNK01 | PM03 | 301 | 52W Cal of 3A2-PS-32.04/01 | R1 Hydrophore Tank | B | 0190E017 | 2021-06-03 | 2020-08-13 | PHILAGANAN
0190-034-047 | 61179 | 0190-COF-PRO-RST-ROASTR03-HDRTNK03 | PM03 | 301 | 52W Cal of 3A2-PS-31.09 | R3 Hydrophore Tank | B | 0190E017 | 2021-06-03 | 2020-08-13 | PHILAGANAN
0190-034-046 | 61179 | 0190-COF-PRO-RST-TRNSPRT-M12 | PM03 | 301 | 52W Cal of 3A2-PS-17.06 | RC Transport To Silo A Blower | B | 0190E017 | 2021-06-03 | 2020-08-13 | PHILAGANAN
0190-034-045 | 61179 | 0190-COF-PRO-RST-ROASTR04 | PM03 | 301 | 52W Cal of 3A2-PS-12.27/03 | Roaster No 4 | B | 0190E017 | 2021-06-03 | 2020-08-13 | PHILAGANAN
0190-034-044 | 61179 | 0190-COF-PRO-RST-TRNSPRT-M07 | PM03 | 301 | 52W Cal of 3A2-PS-12.25 | RC Storing Roaster No 4 Blower | B | 0190E017 | 2021-06-03 | 2020-08-13 | PHILAGANAN
0190-034-043 | 61179 | 0190-COF-PRO-RST-ROASTR03 | PM03 | 301 | 52W Cal of 3A2-PS-11.26/03 | Roaster No 3 | B | 0190E017 | 2021-06-03 | 2020-08-13 | PHILAGANAN
0190-034-042 | 61179 | 0190-COF-PRO-RST-ROASTR03 | PM03 | 301 | 52W Cal of 3A2-PS-10.22/03 | Roaster No 3 | B | 0190E017 | 2021-06-03 | 2020-08-13 | PHILAGANAN
0190-034-041 | 61179 | 0190-COF-PRO-RST-ROASTR02 | PM03 | 301 | 52W Cal of 3A2-PS-10.22/02 | Roaster No 2 | B | 0190E017 | 2021-06-03 | 2020-08-13 | PHILAGANAN
0190-034-040 | 61179 | 0190-COF-PRO-RST-ROASTR01 | PM03 | 301 | 52W Cal of 3A2-PS-09.31/03 | Roaster No 1 | B | 0190E017 | 2021-06-03 | 2020-08-13 | PHILAGANAN
0190-034-039 | 61179 | 0190-COF-PRO-RST-ROASTR01 | PM03 | 301 | 52W Cal of 3A2-PS-09.31/02 | Roaster No 1 | B | 0190E017 | 2021-06-03 | 2020-08-13 | PHILAGANAN
0190-034-038 | 61179 | 0190-COF-PRO-RST-TRNSPRT-M03 | PM03 | 301 | 52W Cal of 3A2-PS-08.10 | GC Blower To Roasters | B | 0190E017 | 2021-06-03 | 2020-08-13 | PHILAGANAN
0190-034-037 | 61179 | 0190-COF-PRO-RST-ROASTR04-HOTCTRCLN | PM03 | 301 | 52W Cal of 3A2-PS-008 | Roaster No 4 Hot Centriclone | B | 0190E017 | 2021-06-03 | 2020-08-13 | PHILAGANAN
0190-034-036 | 52264 | 0190-COF-PRO-RST-ROASTR04-HDRTNK04 | PM03 | 301 | 52W Cal of 3A2-PRV-32.08/04 | Roaster No 4 Hydrophore Tank | B | 0190E017 | 2021-06-03 | 2020-08-13 | PHILAGANAN
0190-034-035 | 52264 | 0190-COF-PRO-RST-ROASTR03-HDRTNK03 | PM03 | 301 | 52W Cal of 3A2-PRV-32.08/03 | R3 Hydrophore Tank | B | 0190E017 | 2021-06-03 | 2020-08-13 | PHILAGANAN
0190-034-034 | 52264 | 0190-COF-PRO-RST-ROASTR02-HDRTNK02 | PM03 | 301 | 52W Cal of 3A2-PRV-32.08/02 | R2 Hydrophore Tank | B | 0190E017 | 2021-06-03 | 2020-08-13 | PHILAGANAN
0190-034-033 | 52264 | 0190-COF-PRO-RST-ROASTR01-HDRTNK01 | PM03 | 301 | 52W Cal of 3A2-PRV-32.08/01 | R1 Hydrophore Tank | B | 0190E017 | 2021-06-03 | 2020-08-13 | PHILAGANAN
0190-034-032 | 52264 | 0190-COF-PRO-RST-AIRTNK03 | PM03 | 301 | 52W Cal of 3A2-PRV-002 | Air Receiver Tank R3 | B | 0190E017 | 2021-06-03 | 2020-08-13 | PHILAGANAN
0190-034-031 | 52264 | 0190-COF-PRO-RST-AIRTNK03 | PM03 | 301 | 52W Cal of 3A2-PRV-001 | Air Receiver Tank R3 | B | 0190E017 | 2021-06-03 | 2020-08-13 | PHILAGANAN
0190-034-030 | 51982 | 0190-COF-PRO-RST-ABC03-BURNER | PM03 | 301 | 52W Cal of 3A2-DPT-005 | ABC03 Burner | B | 0190E017 | 2021-06-03 | 2020-08-13 | PHILAGANAN
0190-034-029 | 51982 | 0190-COF-PRO-RST-ROASTR01-DRMBDY | PM03 | 301 | 52W Cal of 3A2-DPT-004 | R1 Drum Body | A | 0190E017 | 2021-06-03 | 2020-08-13 | PHILAGANAN
0190-034-028 | 51982 | 0190-COF-PRO-RST-ROASTR03 | PM03 | 301 | 52W Cal of 3A2-DPT-003 | Roaster No 3 | B | 0190E017 | 2021-06-03 | 2020-08-13 | PHILAGANAN
0190-034-027 | 51982 | 0190-COF-PRO-RST-ROASTR04 | PM03 | 301 | 52W Cal of 3A2-DPT-002 | Roaster No 4 | B | 0190E017 | 2021-06-03 | 2020-08-13 | PHILAGANAN
0190-034-026 | 51982 | 0190-COF-PRO-RST-ROASTR02 | PM03 | 301 | 52W Cal of 3A2-DPT-001 | Roaster No 2 | B | 0190E017 | 2021-06-03 | 2020-08-13 | PHILAGANAN
0190-034-025 | 51843 | 0190-COF-PRO-RST-TRNSPRT-M12 | PM03 | 301 | 52W Cal of 3A2-WIT-20.03 | RC Transport To Silo A Blower | B | 0190E017 | 2021-06-03 | 2020-08-13 | PHILAGANAN
0190-034-024 | 51843 | 0190-COF-PRO-RST-TRNSPRT-WGHSCL03 | PM03 | 301 | 52W Cal of 3A2-WIT-15.07 | RC Weigh Scale To Destoner | B | 0190E017 | 2021-06-03 | 2020-08-13 | PHILAGANAN
0190-034-023 | 51984 | 0190-COF-PRO-RST-ROASTR01-CYCLON01 | PM03 | 301 | 52W Cal of 3A2-TT 17.64 | R1 Cold Centriclone | B | 0190E017 | 2021-06-03 | 2020-08-13 | PHILAGANAN
0190-034-022 | 51984 | 0190-COF-PRO-RST-ROASTR01-CYCLON01 | PM03 | 301 | 52W Cal of 3A2-TT 17.01 | R1 Cold Centriclone | B | 0190E017 | 2021-06-03 | 2020-08-13 | PHILAGANAN
0190-034-021 | 51984 | 0190-COF-PRO-RST-ROASTR01 | PM03 | 301 | 52W Cal of 3A2-TI702/R1-W2.1702TT | Roaster No 1 | B | 0190E017 | 2021-06-03 | 2020-08-13 | PHILAGANAN
0190-034-020 | 51984 | 0190-COF-PRO-RST-ROASTR01-CYCLON01 | PM03 | 301 | 52W Cal of 3A2-TT 13.94 | R1 Cold Centriclone | B | 0190E017 | 2021-06-03 | 2020-08-13 | PHILAGANAN
0190-034-019 | 51984 | 0190-COF-PRO-RST-ROASTR01 | PM03 | 301 | 52W Cal of 3A2-T1316/R1-W2.1316TT | Roaster No 1 | B | 0190E017 | 2021-06-03 | 2020-08-13 | PHILAGANAN
0190-034-018 | 51984 | 0190-COF-PRO-RST-ROASTR04-FAN1510 | PM03 | 301 | 72W Cal of 3A2-TT-12.29 | Roaster No 4 Cooler Exhaust Fan | B | 0190E017 | 2021-06-03 | 2020-08-13 | PHILAGANAN
0190-034-017 | 51984 | 0190-COF-PRO-RST-ROASTR04-FAN13 | PM03 | 301 | 52W Cal of 3A2-TT-12.18 | Roaster No 4 Exhaust Fan | B | 0190E017 | 2021-06-03 | 2020-08-13 | PHILAGANAN
0190-034-016 | 51984 | 0190-COF-PRO-RST-ROASTR04-FAN13 | PM03 | 301 | 52W Cal of 3A2-TT-12.17 | Roaster No 4 Exhaust Fan | B | 0190E017 | 2021-06-03 | 2020-08-13 | PHILAGANAN
0190-034-015 | 51984 | 0190-COF-PRO-RST-ROASTR04 | PM03 | 301 | 52W Cal of 3A2-TT-12.16 | Roaster No 4 | B | 0190E017 | 2021-06-03 | 2020-08-13 | PHILAGANAN
0190-034-014 | 51984 | 0190-COF-PRO-RST-ROASTR04-HOTCTRCLN | PM03 | 301 | 52W Cal of 3A2-TT-12.15 | Roaster No 4 Hot Centriclone | B | 0190E017 | 2021-06-03 | 2020-08-13 | PHILAGANAN
0190-034-013 | 51984 | 0190-COF-PRO-RST-ROASTR03 | PM03 | 301 | 52W Cal of 3A2-TT-11.18 | Roaster No 3 | B | 0190E017 | 2021-06-03 | 2020-08-13 | PHILAGANAN
0190-034-012 | 51984 | 0190-COF-PRO-RST-ROASTR03-FAN12 | PM03 | 301 | 52W Cal of 3A2-TT-11.17 | R3 Exhaust Fan | B | 0190E017 | 2021-06-03 | 2020-08-13 | PHILAGANAN
0190-034-011 | 51984 | 0190-COF-PRO-RST-ROASTR02 | PM03 | 301 | 52W Cal of 3A2-TT-11.16 | Roaster No 2 | B | 0190E017 | 2021-06-03 | 2020-08-13 | PHILAGANAN
0190-034-010 | 51984 | 0190-COF-PRO-RST-ROASTR03-HOTCTRCLN | PM03 | 301 | 52W Cal of 3A2-TT-11.15 | R3 Hot Centriclone | B | 0190E017 | 2021-06-03 | 2020-08-13 | PHILAGANAN
0190-034-009 | 51984 | 0190-COF-PRO-RST-ROASTR02 | PM03 | 301 | 52W Cal of 3A2-TT-10.15 | Roaster No 2 | B | 0190E017 | 2021-06-03 | 2020-08-13 | PHILAGANAN
0190-034-008 | 51984 | 0190-COF-PRO-RST-ROASTR02-FAN11 | PM03 | 301 | 72W Cal of 3A2-TT-10.14 | R2 Exhaust Fan | B | 0190E017 | 2021-06-03 | 2020-08-13 | PHILAGANAN
0190-034-007 | 51984 | 0190-COF-PRO-RST-ROASTR02 | PM03 | 301 | 72W Cal of 3A2-TT-10.13 | Roaster No 2 | B | 0190E017 | 2021-06-03 | 2020-08-13 | PHILAGANAN
0190-034-006 | 51984 | 0190-COF-PRO-RST-ROASTR01-DRMBDY | PM03 | 301 | 52W Cal of 3A2-TT-09.22 | R1 Drum Body | A | 0190E017 | 2021-06-03 | 2020-08-13 | PHILAGANAN
0190-034-005 | 51984 | 0190-COF-PRO-RST-ROASTR01-FAN10 | PM03 | 301 | 52W Cal of 3A2-TT-09.21 | R1 Exhaust Fan | B | 0190E017 | 2021-06-03 | 2020-08-13 | PHILAGANAN
0190-034-004 | 51984 | 0190-COF-PRO-RST-ROASTR01 | PM03 | 301 | 52W Cal of 3A2-TT-09.20 | Roaster No 1 | B | 0190E017 | 2021-06-03 | 2020-08-13 | PHILAGANAN
0190-034-003 | 51984 | 0190-COF-PRO-RST-ROASTR01-CYCLON01 | PM03 | 301 | 52W Cal of 3A2-TT-09.19 | R1 Cold Centriclone | B | 0190E017 | 2021-06-03 | 2020-08-13 | PHILAGANAN
0190-034-002 | 51984 | 0190-COF-PRO-RST-ROASTR02-HOTCTRCLN | PM03 | 301 | 52W Cal of 3A2-TT-006 | R2 Hot Centriclone | B | 0190E017 | 2021-06-03 | 2020-08-13 | PHILAGANAN
0190-034-001 | 52264 | 0190-COF-GCO-CND-BLOWER01 | PM03 | 301 | 52W Cal of 3A1-PRV-001 | GC Blower Transport to Roasting | B | 0190E017 | 2021-06-03 | 2020-08-13 | PHILAGANAN
0190-033-999 | 33046 | 0190-COF-PRO-A45-SKDASMBLY02-DSPMP01 | PM03 | 301 | 1Y EGA FIT Calib (3A5-FIT-03.06) | P-ERA 45 Distillate Withdrawal Pump | B | 0190E017 | 2018-03-24 | 2016-06-10 | PHSANTANJO
0190-033-998 | 411274 | 0190-COF-PRO-RST-ROASTR03-GAUGE_9 | PM03 | 301 | 1Y RST TG Calib (3A2-TG-005) | Gauge 09 | B | 0190E017 | 2016-09-23 | 2016-04-28 | PHSANTANJO
0190-033-997 | 411273 | 0190-COF-PRO-EGA-EGRTWR01-GAUGE_33 | PM03 | 301 | 1Y EGA PG Calib (3A5-PG-076) | Gauge 33 | C | 0190E017 | 2018-03-24 | 2016-04-28 | PHSANTANJO
0190-033-996 | 411273 | 0190-COF-PRO-EGA-EGRTWR01-GAUGE_32 | PM03 | 301 | 1Y EGA PG Calib (3A5-PG-074) | Gauge 32 | C | 0190E017 | 2018-03-24 | 2016-04-28 | PHSANTANJO
0190-033-995 | 411273 | 0190-COF-PRO-EGA-PURTNK01 | PM03 | 301 | 1Y EGA PG Calib (3A5-PG-073) | Egron CTI Silo Purging Air Tank | B | 0190E017 | 2018-03-24 | 2016-04-28 | PHSANTANJO
0190-033-994 | 411273 | 0190-COF-PRO-EGA-EGRTWR01-GAUGE_31 | PM03 | 301 | 1Y EGA PG Calib (3A5-PG-072) | Gauge 31 | C | 0190E017 | 2018-03-24 | 2016-04-28 | PHSANTANJO
0190-033-993 | 411273 | 0190-COF-PRO-EGA-EGRTWR01-GAUGE_30 | PM03 | 301 | 1Y EGA PG Calib (3A5-PG-071) | Gauge 30 | C | 0190E017 | 2018-03-24 | 2016-04-28 | PHSANTANJO
0190-033-992 | 411274 | 0190-COF-PRO-EGA-BHFLTR01-GAUGE_4 | PM03 | 301 | 1Y EGA TG Calib (3A5-TG-006 ) | Gauge 04 | C | 0190E017 | 2018-03-24 | 2016-04-28 | PHSANTANJO
0190-033-991 | 411274 | 0190-COF-PRO-EGA-BHFLTR01-GAUGE_2 | PM03 | 301 | 1Y EGA TG Calib (3A5-TG-005 ) | Gauge 02 | C | 0190E017 | 2018-03-24 | 2016-04-28 | PHSANTANJO
0190-033-990 | 411273 | 0190-COF-PRO-FFE-CLARIF04 | PM03 | 301 | 1Y E54 PG Calib (3A4-PG-136) | FFE Centrifuge Clarifier No 4 | B | 0190E017 | 2018-03-24 | 2016-04-28 | PHSANTANJO
0190-033-989 | 411273 | 0190-COF-PRO-FFE-CLARIF04 | PM03 | 301 | 1Y E54 PG Calib (3A4-PG-135) | FFE Centrifuge Clarifier No 4 | B | 0190E017 | 2018-03-24 | 2016-04-28 | PHSANTANJO
0190-033-988 | 411273 | 0190-COF-PRO-FFE-CLARIF04 | PM03 | 301 | 1Y E54 PG Calib (3A4-PG-35.02) | FFE Centrifuge Clarifier No 4 | B | 0190E017 | 2018-03-24 | 2016-04-28 | PHSANTANJO
0190-033-987 | 411273 | 0190-COF-PRO-FFE-CLARIF03 | PM03 | 301 | 1Y E54 PG Calib (3A4-PG-125) | FFE Centrifuge Clarifier No 3 | B | 0190E017 | 2018-03-24 | 2016-04-28 | PHSANTANJO
0190-033-986 | 411273 | 0190-COF-PRO-FFE-CLARIF03 | PM03 | 301 | 1Y E54 PG Calib (3A4-PG-124) | FFE Centrifuge Clarifier No 3 | B | 0190E017 | 2018-03-24 | 2016-04-28 | PHSANTANJO
0190-033-985 | 411273 | 0190-COF-PRO-RST-ROASTR02-GAUGE_10 | PM03 | 301 | 1Y RST PG Calib (3A2-PG-038) | Gauge 10 | C | 0190E017 | 2018-03-24 | 2016-04-28 | PHSANTANJO
0190-033-984 | 411274 | 0190-COF-PRO-EGA-EDCAHU-GAUGE_18 | PM03 | 301 | 1Y EGA TG Calib (3A14-TG-013) | Gauge 18 | C | 0190E017 | 2018-03-24 | 2016-04-28 | PHSANTANJO
0190-033-983 | 411273 | 0190-COF-PRO-EGA-EDCAHU-GAUGE_17 | PM03 | 301 | 1Y EGA PG Calib (3A14-PG-032) | Gauge 17 | C | 0190E017 | 2018-03-24 | 2016-04-28 | PHSANTANJO
0190-033-982 | 411273 | 0190-COF-PRO-EGA-EDCAHU-GAUGE_16 | PM03 | 301 | 1Y EGA PG Calib (3A14-PG-018 ) | Gauge 16 | C | 0190E017 | 2018-03-24 | 2016-04-28 | PHSANTANJO
0190-033-981 | 411273 | 0190-COF-PRO-EGA-EGRTWR01-GAUGE_29 | PM03 | 301 | 1Y EGA PG Calib (3A14-PG-008 ) | Gauge 29 | C | 0190E017 | 2018-03-24 | 2016-04-28 | PHSANTANJO
0190-033-980 | 411273 | 0190-COF-PRO-EGA-EGRTWR01-GAUGE_28 | PM03 | 301 | 1Y EGA PG Calib (3A14-PG-007 ) | Gauge 28 | C | 0190E017 | 2018-03-24 | 2016-04-28 | PHSANTANJO
0190-033-979 | 411273 | 0190-COF-PRO-EGA-EDCAHU-GAUGE_15 | PM03 | 301 | 1Y EGA PG Calib (3A14-PG-003 ) | Gauge 15 | C | 0190E017 | 2016-09-20 | 2016-04-28 | PHSANTANJO
0190-033-978 | 411273 | 0190-COF-PRO-EGA-EGRTWR01-GAUGE_27 | PM03 | 301 | 1Y EGA PG Calib (3A5-PG-33.02) | Gauge 27 | C | 0190E017 | 2018-03-24 | 2016-04-28 | PHSANTANJO
0190-033-977 | 411273 | 0190-COF-PRO-EGA-FLBLWR02-GAUGE_2 | PM03 | 301 | 1Y EGA PG Calib (3A5-PG-26.04) | Gauge 02 | C | 0190E017 | 2018-04-16 | 2016-04-28 | PHSANTANJO
0190-033-976 | 411273 | 0190-COF-PRO-EGA-FLBLWR01-GAUGE_2 | PM03 | 301 | 1Y EGA PG Calib (3A5-PG-25.02) | Gauge 02 | C | 0190E017 | 2018-04-16 | 2016-04-28 | PHSANTANJO
0190-033-975 | 411273 | 0190-COF-PRO-RST-HDRTNK04-GAUGE_3 | PM03 | 301 | 1Y RST PG Calib (3A2-PG-075 ) | Gauge 03 | C | 0190E017 | 2016-09-20 | 2016-04-28 | PHSANTANJO
0190-033-974 | 411273 | 0190-COF-PRO-RST-HDRTNK04-GAUGE_2 | PM03 | 301 | 1Y RST PG Calib (3A2-PG-074 ) | Gauge 02 | C | 0190E017 | 2016-09-20 | 2016-04-28 | PHSANTANJO
0190-033-973 | 411273 | 0190-COF-PRO-WFE-OUTPMP01-GAUGE_1 | PM03 | 301 | 1Y E45 PG Calib (3A9-PG-15.28) | Gauge 01 | C | 0190E017 | 2018-04-16 | 2016-04-28 | PHSANTANJO
0190-033-972 | 411273 | 0190-COF-PRO-EGA-SPRTR1-GAUGE_1 | PM03 | 301 | 1Y EGA PG Calib (3A5-PG-17.03) | Gauge 01 | B | 0190E017 | 2018-04-16 | 2016-04-28 | PHSANTANJO
0190-033-971 | 411273 | 0190-COF-PRO-EGA-SPRTR2-GAUGE_1 | PM03 | 301 | 1Y EGA PG Calib (3A5-PG-16.03) | Gauge 01 | C | 0190E017 | 2018-04-16 | 2016-04-28 | PHSANTANJO
0190-033-970 | 411273 | 0190-COF-PRO-FFE-FSTCDNSTNK | PM03 | 301 | 1Y FFE PG Calib (3A8-PG-26.04) | FFE Finisher Steam Condensate Tank | C | 0190E017 | 2018-04-16 | 2016-04-28 | PHSANTANJO
0190-033-969 | 411274 | 0190-COF-PRO-A45-SKDASMBLY01-PWCOLR01 | PM03 | 301 | 1Y A45 TG Calib (3A6-TG-13.04) | P-ERA 45 Pre-Wet Cooler | C | 0190E017 | 2018-04-16 | 2016-04-28 | PHSANTANJO
0190-033-968 | 411273 | 0190-COF-PRO-EGA-FAN08-GAUGE_1 | PM03 | 301 | 1Y EGA PG Calib (3A5-PG-052) | Gauge 01 | C | 0190E017 | 2016-09-20 | 2016-04-28 | PHSANTANJO
0190-033-967 | 411273 | 0190-COF-PRO-E54-EXTCEL04-GAUGE_2 | PM03 | 301 | 1Y E54 PG Calib (3A4-PG-07.04/04) | Gauge 02 | C | 0190E017 | 2018-04-16 | 2016-04-28 | PHSANTANJO
0190-033-966 | 33046 | 0190-COF-PRO-EGA-EGRTWR01-TRANSMITTER_12 | PM03 | 301 | 1Y EGA FT Calib (3A5-FT-90080) | Transmitter 12 | B | 0190E017 | 2018-04-16 | 2016-04-28 | PHSANTANJO
0190-033-965 | 33046 | 0190-COF-PRO-EGA-EGRTWR01-TRANSMITTER_11 | PM03 | 301 | 1Y EGA FT Calib (3A5-FT-90079) | Transmitter 11 | B | 0190E017 | 2018-04-16 | 2016-04-28 | PHSANTANJO
0190-033-964 | 33045 | 0190-COF-PRO-EGA-EGRTWR01-TRANSMITTER_7 | PM03 | 301 | 1Y EGA PIT Calib (3A5-PIT-49.06) | Transmitter 07 | B | 0190E017 | 2018-04-16 | 2016-04-28 | PHSANTANJO
0190-033-963 | 411273 | 0190-COF-PRO-WFE-STMEJE01-GAUGE_2 | PM03 | 301 | 1Y WFE PG Calib (3A3-PG-044) | Gauge 02 | C | 0190E017 | 2018-04-16 | 2016-04-28 | PHSANTANJO
0190-033-962 | 411273 | 0190-COF-PRO-SCE-CIPHP01 | PM03 | 301 | 1Y SCE PG Calib (3A5-PG-042) | Extraction 45 High Pressure CIP Pump | C | 0190E017 | 2018-04-16 | 2016-04-28 | PHSANTANJO
0190-033-961 | 411274 | 0190-COF-PRO-SCE-CNDNSR01 | PM03 | 301 | 1Y SCE TG Calib (3D1-TG-003) | Condenser | C | 0190E017 | 2018-04-16 | 2016-04-28 | PHSANTANJO
0190-033-960 | 411273 | 0190-COF-PRO-SCE-CHTR02 | PM03 | 301 | 1Y SCE PG Calib (3A5-PG-005) | Strong Caustic Heater | B | 0190E017 | 2018-04-16 | 2016-04-28 | PHSANTANJO
0190-033-959 | 411273 | 0190-COF-PRO-E54-RETPMP01 | PM03 | 301 | 1Y E54 PG Calib (2E PG-033) | CIP Return Pump 1 | C | 0190E017 | 2018-04-16 | 2016-04-28 | PHSANTANJO
0190-033-958 | 411273 | 0190-COF-PRO-SCE-SCTNK01 | PM03 | 301 | 1Y SCE PG Calib (3D1-PG-038) | Spent Caustic Tank | C | 0190E017 | 2018-04-16 | 2016-04-28 | PHSANTANJO
0190-033-957 | 411273 | 0190-COF-PRO-SCE-SCTNK01 | PM03 | 301 | 1Y SCE PG Calib (2E PG-036) | Spent Caustic Tank | C | 0190E017 | 2018-04-16 | 2016-04-28 | PHSANTANJO
0190-033-956 | 33047 | 0190-COF-PRO-A45-INVHPR01 | PM03 | 301 | 1Y A45 WIT Calib (3A6-WIT-01.02) | P-ERA 45 Inventory Hopper | B | 0190E017 | 2018-04-16 | 2016-04-28 | PHSANTANJO
0190-033-955 | 67995 | 0190-COF-PRO-RST-TRNSPRT-GCSILO03 | PM03 | 301 | 1Y RST TS Calib (RST_TS4) | GC Silo No 3 | B | 0190E017 | 2018-04-16 | 2016-04-28 | PHSANTANJO
0190-033-954 | 67995 | 0190-COF-PRO-RST-TRNSPRT-GCSILO03 | PM03 | 301 | 1Y RST TS Calib (RST_TS3) | GC Silo No 3 | B | 0190E017 | 2018-04-16 | 2016-04-28 | PHSANTANJO
0190-033-953 | 67995 | 0190-COF-PRO-RST-TRNSPRT-GCSILO02 | PM03 | 301 | 1Y RST TS Calib (RST_TS2) | GC Silo No 2 | B | 0190E017 | 2018-04-16 | 2016-04-28 | PHSANTANJO
0190-033-952 | 67995 | 0190-COF-PRO-RST-TRNSPRT-GCSILO01 | PM03 | 301 | 1Y RST TS Calib (RST_TS1) | GC Silo No 1 | B | 0190E017 | 2018-04-16 | 2016-04-28 | PHSANTANJO
0190-033-951 | 67995 | 0190-COF-PRO-RST-TRNSPRT-RCSILO04 | PM03 | 301 | 1Y RST TS Calib (3A2-TS-15.07C) | RC Silo B3 | C | 0190E017 | 2018-04-16 | 2016-04-28 | PHSANTANJO
0190-033-950 | 67995 | 0190-COF-PRO-RST-TRNSPRT-RCSILO03 | PM03 | 301 | 1Y RST TS Calib (3A2-TS-15.07B) | RC Silo B2 | C | 0190E017 | 2018-04-16 | 2016-04-28 | PHSANTANJO
0190-033-949 | 67995 | 0190-COF-PRO-RST-TRNSPRT-RCSILO02 | PM03 | 301 | 1Y RST TS Calib (3A2-TS-15.07A) | RC Silo B1 | C | 0190E017 | 2018-04-16 | 2016-04-28 | PHSANTANJO
0190-033-948 | 67995 | 0190-COF-PRO-RST-TRNSPRT-SHRNKGSILO | PM03 | 301 | 1Y RST TS Calib (3A2-TS-09.29C) | Roaster 1 nd 2 Shrinkage Silo | B | 0190E017 | 2018-04-16 | 2016-04-28 | PHSANTANJO
0190-033-947 | 67995 | 0190-COF-PRO-RST-TRNSPRT-SHRNKGSILO | PM03 | 301 | 1Y RST TS Calib (3A2-TS-09.29B) | Roaster 1 nd 2 Shrinkage Silo | B | 0190E017 | 2018-04-16 | 2016-04-28 | PHSANTANJO
0190-033-946 | 67995 | 0190-COF-PRO-RST-TRNSPRT-SHRNKGSILO | PM03 | 301 | 1Y RST TS Calib (3A2-TS-09.29A) | Roaster 1 nd 2 Shrinkage Silo | B | 0190E017 | 2018-04-16 | 2016-04-28 | PHSANTANJO
0190-033-945 | 33043 | 0190-COF-PRO-EGA-EDCAHU-TRANSMITTER_2 | PM03 | 301 | 1Y EGA TT Calib (TT04) | Transmitter 02 | B | 0190E017 | 2018-04-16 | 2016-04-28 | PHSANTANJO
0190-033-944 | 33043 | 0190-COF-PRO-EGA-TOTFIL01 | PM03 | 301 | 1Y EGA TT Calib (3A14-TT-04-1846) | Egron Totebin Fillling Station | B | 0190E017 | 2018-04-16 | 2016-04-28 | PHSANTANJO
0190-033-943 | 33043 | 0190-COF-PRO-EGA-EDCAHU-TRANSMITTER_3 | PM03 | 301 | 1Y EGA TT Calib (TT 03-1) | Transmitter 03 | B | 0190E017 | 2018-04-16 | 2016-04-28 | PHSANTANJO
0190-033-942 | 33043 | 0190-COF-PRO-EGA-TOTFIL01 | PM03 | 301 | 1Y EGA TT Calib (3A14-TT-02-1846) | Egron Totebin Fillling Station | B | 0190E017 | 2018-04-16 | 2016-04-28 | PHSANTANJO
0190-033-941 | 33043 | 0190-COF-PRO-EGA-TOTFIL01 | PM03 | 301 | 1Y EGA TT Calib (TT 00536678) | Egron Totebin Fillling Station | B | 0190E017 | 2018-04-16 | 2016-04-28 | PHSANTANJO
0190-033-940 | 33045 | 0190-COF-PRO-E45-HPWHTR01-TRANSMITTER_2 | PM03 | 301 | 1Y E45 PT Calib (PT45_001) | Transmitter 02 | B | 0190E017 | 2018-04-16 | 2016-04-28 | PHSANTANJO
0190-033-939 | 33045 | 0190-COF-PRO-EGA-AFTCOL01-TRANSMITTER_3 | PM03 | 301 | 1Y EGA PIT Calib (3A5-PIT-9061) | Transmitter 03 | B | 0190E017 | 2018-04-16 | 2016-04-28 | PHSANTANJO
0190-033-938 | 33045 | 0190-COF-PRO-EGA-AFTCOL01-TRANSMITTER_2 | PM03 | 301 | 1Y EGA PIT Calib (3A5-PIT-21.02/02) | Transmitter 02 | B | 0190E017 | 2018-04-16 | 2016-04-28 | PHSANTANJO
0190-033-937 | 33045 | 0190-COF-PRO-EGA-AFTCOL01-TRANSMITTER_1 | PM03 | 301 | 1Y EGA PIT Calib (3A5-PIT-9059) | Transmitter 01 | B | 0190E017 | 2018-04-16 | 2016-04-28 | PHSANTANJO
0190-033-936 | 56861 | 0190-COF-PRO-FFE-1FXCAL-CNTRLVLV_1 | PM03 | 301 | 1Y FFE CV Calib (3A8-CV-32.20) | FFE 1st Efffect Control Valve 01 | B | 0190E017 | 2018-04-16 | 2016-04-28 | PHSANTANJO
0190-033-935 | 56861 | 0190-COF-PRO-E54-STMHDR01-CONTROLVALVE_1 | PM03 | 301 | 1Y E54 TCV Calib (3A4-TCV-02.05) | Control Valve 01 | B | 0190E017 | 2018-04-16 | 2016-04-28 | PHSANTANJO
0190-033-934 | 400614 | 0190-COF-PRO-E54-IPTPMP01 | PM03 | 301 | 1Y E54 PRV Calib (3A4-PRV-12.06) | IPTA Pump No 1 Extraction 54 | B | 0190E017 | 2018-04-16 | 2016-04-28 | PHSANTANJO
0190-033-933 | 400614 | 0190-COF-PRO-E45-HPWHTR01-PRESSRELVAL_3 | PM03 | 301 | 1Y E45 PRV Calib (3A4-PRV-06.03/1) | Pressure Relief Valve 03 | B | 0190E017 | 2018-04-16 | 2016-04-28 | PHSANTANJO
0190-033-932 | 400614 | 0190-COF-PRO-E45-HPWHTR01-PRESSRELVAL_1 | PM03 | 301 | 1Y E45 PRV Calib (3A4-PRV-05.03) | Pressure Relief Valve 001 | B | 0190E017 | 2018-04-16 | 2016-04-28 | PHSANTANJO
0190-033-931 | 411273 | 0190-COF-PRO-E54-HEATER02-GAUGE_1 | PM03 | 301 | 1Y E54 PG Calib (3A4-PG-05.18) | Gauge 01 | C | 0190E017 | 2018-04-16 | 2016-04-28 | PHSANTANJO
0190-033-930 | 33045 | 0190-COF-PRO-EGA-TOTFIL01 | PM03 | 301 | 1Y EGA PSL Calib (PSL 02-1846) | Egron Totebin Fillling Station | B | 0190E017 | 2018-04-16 | 2016-04-28 | PHSANTANJO
0190-033-929 | 33045 | 0190-COF-PRO-EGA-EDCAHU-SENSOR_2 | PM03 | 301 | 1Y EGA PSL Calib (PSL 02) | Sensor 02 | B | 0190E017 | 2018-04-16 | 2016-04-28 | PHSANTANJO
0190-033-928 | 33045 | 0190-COF-PRO-EGA-TOTFIL01 | PM03 | 301 | 1Y EGA DPSH Calib (DPSH 01-1846) | Egron Totebin Fillling Station | B | 0190E017 | 2018-04-16 | 2016-04-28 | PHSANTANJO
0190-033-927 | 33045 | 0190-COF-PRO-EGA-EDCAHU-SENSOR_1 | PM03 | 301 | 1Y EGA DPSH Calib (DPSH 01) | Sensor 01 | B | 0190E017 | 2018-04-16 | 2016-04-28 | PHSANTANJO
0190-033-926 | 33045 | 0190-COF-PRO-RST-ROASTR04-SENSOR_2 | PM03 | 301 | 1Y RST PSH Calib (PSH 92001) | Sensor 02 | B | 0190E017 | 2018-04-16 | 2016-04-28 | PHSANTANJO
0190-033-925 | 33045 | 0190-COF-PRO-E45-LPWHTR02-TRANSMITTER_1 | PM03 | 301 | 1Y E45 PIT Calib (3A3-PIT-07.10) | Transmitter 01 | B | 0190E017 | 2018-04-16 | 2016-04-28 | PHSANTANJO
0190-033-924 | 33045 | 0190-COF-PRO-RST-ROASTR04-SENSOR_1 | PM03 | 301 | 1Y RST PSH Calib (3A2-PSH-32.17/04) | Sensor 01 | B | 0190E017 | 2018-04-16 | 2016-04-28 | PHSANTANJO
0190-033-923 | 33045 | 0190-COF-PRO-RST-HDRTNK04-SENSOR_2 | PM03 | 301 | 1Y RST PSH Calib (3A2-PSH-32.07/04) | Sensor 02 | B | 0190E017 | 2018-04-16 | 2016-04-28 | PHSANTANJO
0190-033-922 | 33045 | 0190-COF-PRO-RST-HDRTNK04-SENSOR_1 | PM03 | 301 | 1Y RST PSH Calib (3A2-PSH-32.04/03) | Sensor 01 | B | 0190E017 | 2018-04-16 | 2016-04-28 | PHSANTANJO
0190-033-921 | 33045 | 0190-COF-PRO-RST-ROASTR03-SENSOR_2 | PM03 | 301 | 1Y RST PSH Calib (3A2-PSH-11.26/02) | Sensor 02 | B | 0190E017 | 2018-04-16 | 2016-04-28 | PHSANTANJO
0190-033-920 | 33045 | 0190-COF-PRO-RST-ROASTR03-SENSOR_7 | PM03 | 301 | 1Y RST PS Calib (3A2-PS-32.17/03) | Sensor 07 | C | 0190E017 | 2018-04-16 | 2016-04-28 | PHSANTANJO
0190-033-919 | 411273 | 0190-COF-PRO-E45-MCC-PLCPNL02 | PM03 | 301 | 1Y E45 PG Calib (3A3-PG-018) | Extraction 45 PLC Panel | B | 0190E017 | 2018-04-16 | 2016-04-25 | PHSANTANJO
0190-033-918 | 411273 | 0190-COF-PRO-SCE-CHTR01 | PM03 | 301 | 1Y SCE PG Calib (3D1-PG-90068) | ERA CIP Heater | B | 0190E017 | 2018-04-16 | 2016-04-25 | PHSANTANJO
0190-033-917 | 411274 | 0190-COF-PRO-E45-HMIPNL01 | PM03 | 301 | 1Y E45 TG Calib (3A3-TG-003) | E45 HMI Control Panel | B | 0190E017 | 2018-04-16 | 2016-04-25 | PHSANTANJO
0190-033-916 | 411273 | 0190-COF-PRO-RST-HDRTNK04-GAUGE_4 | PM03 | 301 | 1Y RST PG Calib (3A2-PG-32.09/04) | Gauge 04 | C | 0190E017 | 2018-04-16 | 2016-04-25 | PHSANTANJO
0190-033-915 | 411273 | 0190-COF-PRO-RST-TRNSPRT-M05 | PM03 | 301 | 1Y RST PG Calib (3A2-PG-063) | RC Storing Roaster No 3 Blower | B | 0190E017 | 2018-04-16 | 2016-04-25 | PHSANTANJO
0190-033-914 | 411273 | 0190-COF-PRO-RST-TRNSPRT-M05 | PM03 | 301 | 1Y RST PG Calib (3A2-PG-036) | RC Storing Roaster No 3 Blower | B | 0190E017 | 2018-04-16 | 2016-04-25 | PHSANTANJO
0190-033-913 | 411273 | 0190-COF-PRO-RST-ROASTR02-GAUGE_11 | PM03 | 301 | 1Y RST PG Calib (3A2-PG-006) | Gauge 11 | C | 0190E017 | 2018-04-16 | 2016-04-25 | PHSANTANJO
0190-033-912 | 411273 | 0190-COF-PRO-RST-TRNSPRT-M05 | PM03 | 301 | 1Y RST PG Calib (3A2-PG-003) | RC Storing Roaster No 3 Blower | B | 0190E017 | 2018-04-16 | 2016-04-25 | PHSANTANJO
0190-033-911 | 56861 | 0190-COF-PRO-E54-HEATER03-CONTROLVALVE_2 | PM03 | 301 | 52W E54 PCV Calib (3A7-PCV-03.19) | Control Valve 02 | B | 0190E017 | 2018-04-16 | 2016-04-04 | PHSANTANJO
0190-033-910 | 56861 | 0190-COF-PRO-E54-IPC01 | PM03 | 301 | 52W E54 FCV Calib (3A4-FCV-32.02) | E54 Integrated Pre-Wetting And Compactor | B | 0190E017 | 2018-04-16 | 2016-04-04 | PHSANTANJO
0190-033-909 | 56861 | 0190-COF-PRO-EGA-EGRTWR01-CONTROLVALVE_1 | PM03 | 301 | 52W EGA LCV Calib (3A5-LCV-06.08) | Control Valve 01 | B | 0190E001 | 2017-04-26 | 2016-03-19 | PHSANTANJO
0190-033-908 | 33045 | 0190-COF-PRO-EGA-BLWR06-SENSOR_1 | PM03 | 301 | 52W EGA PS Calib (3A14-PS-004) | Sensor 01 | C | 0190E001 | 2018-04-16 | 2016-03-19 | PHSANTANJO
0190-033-907 | 411274 | 0190-COF-PRO-E54-STMEJE01-GAUGE_6 | PM03 | 301 | 52W E54 TG Calib (3A4-TG 18.12) | Gauge 06 | C | 0190E001 | 2018-04-16 | 2016-03-19 | PHSANTANJO
0190-033-906 | 411273 | 0190-COF-PRO-E45-HPWHTR01-GAUGE_8 | PM03 | 301 | 52W E45 PG Calib (3A3-PG-028) | Gauge 08 | C | 0190E017 | 2018-04-16 | 2016-03-19 | PHSANTANJO
0190-033-905 | 56861 | 0190-COF-PRO-E54-HEATER01-CONTROLVALVE_2 | PM03 | 301 | 1Y E54 LCV Calib (3A4_LCV-002) | Control Valve 02 | B | 0190E017 | 2018-04-16 | 2015-02-20 | PHSANTANJO
0190-033-904 | 33047 | 0190-COF-GCO-CND-WGHSLO01 | PM03 | 301 | 1Y GCO WIT Calib (3A1-WI-2) | GC Weighing Silo | C | 0190E001 | 2018-04-16 | 2015-02-20 | PHSANTANJO
0190-033-903 | 33045 | 0190-COF-PRO-EGA-EGRTWR01-TRANSMITTER_8 | PM03 | 301 | 1Y EGA PIT Calib (3A5-PIT-48.06) | Transmitter 08 | B | 0190E017 | 2018-04-16 | 2015-02-20 | PHSANTANJO
0190-033-902 | 411273 | 0190-COF-PRO-A45-SKDASMBLY01-PWCOLR01 | PM03 | 301 | 52W E45 PG Calib (3A6-PG-13.05.1) | P-ERA 45 Pre-Wet Cooler | C | 0190E001 | 2018-04-16 | 2014-09-09 | PHSANTANJO
0190-033-902 | 411273 | 0190-COF-PRO-A45-SKDASMBLY02-ACNDSR01 | PM03 | 301 | 52W E45 PG Calib (3A6-PG-09.09.1) | P-ERA 45 Aroma Condenser | C | 0190E001 | 2018-04-16 | 2014-09-09 | PHSANTANJO
0190-033-902 | 411273 | 0190-COF-PRO-E45-CELHDR01 | PM03 | 301 | 52W E45 PG Calib (3A3-PG-074) | E45 Cell Header | B | 0190E001 | 2018-04-16 | 2014-09-09 | PHSANTANJO
0190-033-902 | 411274 | 0190-COF-PRO-E45-LPWHTR02-GAUGE_6 | PM03 | 301 | 52W E45 TG Calib (3A3-TG-018) | Gauge 06 | C | 0190E017 | 2018-04-16 | 2014-09-09 | PHSANTANJO
0190-033-902 | 411273 | 0190-COF-PRO-E54-FLSTNK01 | PM03 | 301 | 52W E54 PG Calib (3A4-PG-084) | IPTA Flash Tank | B | 0190E015 | 2018-04-16 | 2014-09-09 | PHSANTANJO
0190-033-902 | 411273 | 0190-COF-PRO-E54-HEATER02-GAUGE_5 | PM03 | 301 | 52W E54 PG Calib (3A4-PG-086) | Gauge 05 | C | 0190E017 | 2018-04-16 | 2014-09-09 | PHSANTANJO
0190-033-902 | 411273 | 0190-COF-PRO-E54-HEATER03-GAUGE_2 | PM03 | 301 | 52W E54 PG Calib (3A4-PG-089) | Gauge 02 | C | 0190E017 | 2018-04-16 | 2014-09-09 | PHSANTANJO
0190-033-902 | 411273 | 0190-COF-PRO-E54-HEATER03-GAUGE_3 | PM03 | 301 | 52W E54 PG Calib (3A4-PG-13.02) | Gauge 03 | C | 0190E017 | 2018-04-16 | 2014-09-09 | PHSANTANJO
0190-033-902 | 411273 | 0190-COF-PRO-E54-HEATER04 | PM03 | 301 | 52W E54 PG Calib (3A4-PG-91.13) | Pre Wetting Heater Assembly | B | 0190E015 | 2018-04-16 | 2014-09-09 | PHSANTANJO
0190-033-902 | 411273 | 0190-COF-PRO-E54-HPP01 | PM03 | 301 | 52W E54 PG Calib (3A5-PG-084) | Extraction 54 High Pressure Pump No 1 | B | 0190E015 | 2018-04-16 | 2014-09-09 | PHSANTANJO
0190-033-902 | 411273 | 0190-COF-PRO-E54-SLDTNK01 | PM03 | 301 | 52W E54 PG Calib (3A4-PG 49.09) | GSE Sludge Tank | B | 0190E015 | 2018-04-16 | 2014-09-09 | PHSANTANJO
0190-033-902 | 411273 | 0190-COF-PRO-E54-STMHDR01-GAUGE_5 | PM03 | 301 | 52W E54 PG Calib (3A4_PG-03.33/01) | Gauge 05 | C | 0190E017 | 2018-04-16 | 2014-09-09 | PHSANTANJO
0190-033-902 | 411273 | 0190-COF-PRO-E54-STMHDR01-GAUGE_6 | PM03 | 301 | 52W E54 PG Calib (3A4-PG-03.33/04) | Gauge 06 | C | 0190E017 | 2018-04-16 | 2014-09-09 | PHSANTANJO
0190-033-902 | 411273 | 0190-COF-PRO-E54-STMHDR02 | PM03 | 301 | 52W E54 PG Calib (3A4-PG-06.26) | Cell Steam Drainage Header (V12) | B | 0190E001 | 2018-04-16 | 2014-09-09 | PHSANTANJO
0190-033-902 | 411273 | 0190-COF-PRO-E54-STMHDR02 | PM03 | 301 | 52W E54 PG Calib (3A4-PG-06.28) | Cell Steam Drainage Header (V12) | B | 0190E001 | 2018-04-16 | 2014-09-09 | PHSANTANJO
0190-033-902 | 411274 | 0190-COF-PRO-EGA-EDCAHU-GAUGE_2 | PM03 | 301 | 52W EGA TG Calib (2D TG-001) | Gauge 02 | C | 0190E017 | 2018-04-16 | 2014-09-09 | PHSANTANJO
0190-033-902 | 411274 | 0190-COF-PRO-EGA-EDCAHU-GAUGE_3 | PM03 | 301 | 52W EGA TG Calib (2D TG-002) | Gauge 03 | C | 0190E017 | 2018-04-16 | 2014-09-09 | PHSANTANJO
0190-033-902 | 411274 | 0190-COF-PRO-EGA-EDCAHU-GAUGE_4 | PM03 | 301 | 52W EGA TG Calib (2D TG-003) | Gauge 04 | C | 0190E017 | 2018-04-16 | 2014-09-09 | PHSANTANJO
0190-033-902 | 411274 | 0190-COF-PRO-EGA-EDCAHU-GAUGE_5 | PM03 | 301 | 52W EGA TG Calib (2D TG-004) | Gauge 05 | C | 0190E017 | 2018-04-16 | 2014-09-09 | PHSANTANJO
0190-033-902 | 411273 | 0190-COF-PRO-EGA-EDCAHU-GAUGE_6 | PM03 | 301 | 52W EGA PG Calib (3A14-PG-054) | Gauge 06 | C | 0190E017 | 2018-04-16 | 2014-09-09 | PHSANTANJO
0190-033-902 | 411273 | 0190-COF-PRO-EGA-SPRTR1-GAUGE_4 | PM03 | 301 | 52W EGA PG Calib (2E-PG-049) | Gauge 04 | C | 0190E017 | 2018-04-16 | 2014-09-09 | PHSANTANJO
0190-033-902 | 411274 | 0190-COF-PRO-EGA-TOTFIL01 | PM03 | 301 | 52W EGA TG Calib (3A5-TG-019) | Egron Totebin Fillling Station | B | 0190E001 | 2018-04-16 | 2014-09-09 | PHSANTANJO
0190-033-902 | 411274 | 0190-COF-PRO-EGA-TOTFIL01 | PM03 | 301 | 52W EGA TG Calib (3A5-TG-020) | Egron Totebin Fillling Station | B | 0190E001 | 2018-04-16 | 2014-09-09 | PHSANTANJO
0190-033-902 | 411274 | 0190-COF-PRO-EGA-TOTFIL01 | PM03 | 301 | 52W EGA TG Calib (3A5-TG-021) | Egron Totebin Fillling Station | B | 0190E001 | 2018-04-16 | 2014-09-09 | PHSANTANJO
0190-033-902 | 411273 | 0190-COF-PRO-EGA-TOTFIL01 | PM03 | 301 | 52W EGA PG Calib (3A5-PG-053) | Egron Totebin Fillling Station | B | 0190E001 | 2018-04-16 | 2014-09-09 | PHSANTANJO
0190-033-902 | 411273 | 0190-COF-PRO-FFE-FNSHRCLNDR | PM03 | 301 | 52W FFE PG Calib (3A4-PG-087) | FFE Finisher CALANDRIA | C | 0190E015 | 2018-04-16 | 2014-09-09 | PHSANTANJO
0190-033-902 | 411273 | 0190-COF-PRO-WFE-HEATER01 | PM03 | 301 | 52W WFE PG Calib (3A3-PG-12.10) | WFE Pre Heater | B | 0190E015 | 2018-04-16 | 2014-09-09 | PHSANTANJO
0190-033-902 | 411273 | 0190-COF-PRO-WFE-TRWTNK01 | PM03 | 301 | 52W WFE PG Calib (3A6-PG-02.04) | Treated Water Tank | B | 0190E015 | 2018-04-16 | 2014-09-09 | PHSANTANJO
0190-033-901 | 411273 | 0190-COF-PRO-EGA-AHU02-GAUGE_2 | PM03 | 301 | 52W EGA PG Calib (3A5_PG-001) | Gauge 02 | C | 0190E017 | 2018-04-16 | 2014-09-09 | PHSANTANJO
0190-033-901 | 411273 | 0190-COF-PRO-EGA-AHU02-GAUGE_2 | PM03 | 301 | 52W EGA PG Calib (3A5-PG-001) | Gauge 02 | C | 0190E001 | 2018-04-16 | 2014-09-09 | PHSANTANJO
0190-033-900 | 411273 | 0190-COF-PRO-EGA-BLWR06-GAUGE_3 | PM03 | 301 | 52W EGA PG Calib (3A5-PG-038) | Gauge 03 | C | 0190E017 | 2018-04-16 | 2014-09-09 | PHSANTANJO
0190-033-900 | 411273 | 0190-COF-PRO-EGA-EDCAHU-GAUGE_7 | PM03 | 301 | 52W EGA PG Calib (2E PG-037 ) | Gauge 07 | C | 0190E001 | 2018-04-16 | 2014-09-09 | PHSANTANJO
0190-033-900 | 411274 | 0190-COF-PRO-EGA-EDCAHU-GAUGE_9 | PM03 | 301 | 52W EGA TG Calib (2E TG-014 ) | Gauge 09 | C | 0190E017 | 2018-04-16 | 2014-09-09 | PHSANTANJO
0190-033-900 | 33044 | 0190-COF-PRO-FFE-PRSTMCNDSTNK | PM03 | 301 | 52W FFE LIT Calib (3A8-LIT-05.05) | FFE Pre Evap Steam Condensate Tank | C | 0190E017 | 2018-04-16 | 2014-09-10 | PHSANTANJO
0190-033-900 | 33043 | 0190-COF-PRO-RST-ROASTR03-TRANSMITTER_9 | PM03 | 301 | 52W RST TT Calib (3A2-TT-11.25) | Transmitter 09 | B | 0190E017 | 2018-04-16 | 2014-09-10 | PHSANTANJO
0190-033-899 | 33046 | 0190-COF-PRO-E54-WTRHTRCNSYS-CONTNK01 | PM03 | 301 | 52W E54 FIT Calib (3A4-FIT-04.24) | Water Heater Condensate Tank | C | 0190E017 | 2018-04-16 | 2014-09-10 | PHSANTANJO
0190-033-898 | 33044 | 0190-COF-PRO-FFE-3FXCAL | PM03 | 301 | 1Y FFE LIT Calib (3A4-LIT-13.08) | FFE 3rd Effect Calandria | C | 0190E017 | 2018-04-16 | 2014-09-08 | PHSANTANJO
0190-033-897 | 411273 | 0190-COF-PRO-EGA-GRKVSL01-GAUGE_1 | PM03 | 301 | 52W EGA PG Calib (3A5-PG-36.10/01) | Gauge 01 | C | 0190E017 | 2018-04-16 | 2014-09-08 | PHSANTANJO
0190-033-896 | 411273 | 0190-COF-PRO-A45-DSTANKS-CIPRET01 | PM03 | 301 | 52W A45 PG Calib (3A5_PG-043) | P-ERA 45 CIP Return Pump | B | 0190E015 | 2018-04-16 | 2014-09-08 | PHSANTANJO
0190-033-896 | 411273 | 0190-COF-PRO-E54-TRWTNK01 | PM03 | 301 | 52W E54 PG Calib (3A4-PG-04.10) | Treated Water Tank | B | 0190E015 | 2018-04-16 | 2014-09-08 | PHSANTANJO
0190-033-896 | 33043 | 0190-COF-PRO-EGA-AHU04-TRANSMITTER_3 | PM03 | 301 | 52W EGA TT Calib (3A5-TT-15.11) | Egron AC/AD | B | 0190E017 | 2018-04-16 | 2014-09-10 | PHSANTANJO
0190-033-896 | 411273 | 0190-COF-PRO-SCE-CTNK01 | PM03 | 301 | 52W SCE PG Calib (3A5-TG-009) | Caustic Tank | B | 0190E015 | 2018-04-16 | 2014-09-08 | PHSANTANJO
0190-033-896 | 411273 | 0190-COF-PRO-SCE-DECANT01 | PM03 | 301 | 52W SCE PG Calib (3A5_PG-039) | Decanter | C | 0190E015 | 2018-04-16 | 2014-09-08 | PHSANTANJO
0190-033-896 | 33045 | 0190-COF-PRO-SCE-SCTNK01 | PM03 | 301 | 52W SCE PIT Calib (3A5_PIT-005) | Spent Caustic Tank | C | 0190E001 | 2018-04-16 | 2014-09-10 | PHSANTANJO
0190-033-896 | 33045 | 0190-COF-PRO-SCE-SCTNK01 | PM03 | 301 | 52W SCE PIT Calib (3A5_PIT-006) | Spent Caustic Tank | C | 0190E001 | 2018-04-16 | 2014-09-10 | PHSANTANJO
0190-033-896 | 33045 | 0190-COF-PRO-SCE-SCTNK01 | PM03 | 301 | 52W SCE PIT Calib (3A5_PIT-007) | Spent Caustic Tank | C | 0190E001 | 2018-04-16 | 2014-09-10 | PHSANTANJO
0190-033-896 | 33045 | 0190-COF-PRO-SCE-SCTNK01 | PM03 | 301 | 52W SCE PIT Calib (3A5_PIT-008) | Spent Caustic Tank | C | 0190E001 | 2018-04-16 | 2014-09-10 | PHSANTANJO
0190-033-896 | 33045 | 0190-COF-PRO-SCE-SCTNK01 | PM03 | 301 | 52W SCE PIT Calib (3A5_PIT-009) | Spent Caustic Tank | C | 0190E001 | 2018-04-16 | 2014-09-10 | PHSANTANJO
0190-033-896 | 33045 | 0190-COF-PRO-SCE-SCTNK01 | PM03 | 301 | 52W SCE PIT Calib (3A5_PIT-010) | Spent Caustic Tank | C | 0190E001 | 2018-04-16 | 2014-09-10 | PHSANTANJO
0190-033-896 | 33043 | 0190-COF-PRO-SCE-SCTNK01 | PM03 | 301 | 52W SCE TT Calib (3A5_TT-004) | Spent Caustic Tank | C | 0190E001 | 2018-04-16 | 2014-09-10 | PHSANTANJO
0190-033-895 | 411273 | 0190-COF-PRO-A45-ROWTNK | PM03 | 301 | 52W E45 PG Calib (3A3-PG-072) | P-ERA 45 RO-Water Booster Tank | C | 0190E001 | 2018-04-16 | 2014-09-08 | PHSANTANJO
0190-033-895 | 411273 | 0190-COF-PRO-A45-ROWTNK | PM03 | 301 | 52W E45 PG Calib (3A3-PG-075) | P-ERA 45 RO-Water Booster Tank | C | 0190E001 | 2018-04-16 | 2014-09-08 | PHSANTANJO
0190-033-895 | 411273 | 0190-COF-PRO-A45-SKDASMBLY02-ACNDSR01 | PM03 | 301 | 52W A45 PG Calib (3A6-PG-18.06) | P-ERA 45 Aroma Condenser | C | 0190E001 | 2018-04-16 | 2014-09-08 | PHSANTANJO
0190-033-895 | 411273 | 0190-COF-PRO-A54-SKDASMBLY01-PWCOLR01 | PM03 | 301 | 52W A54 PG Calib (3A7-PG-13.05) | P-ERA 54 Pre-Wet Cooler | C | 0190E015 | 2018-04-16 | 2014-09-08 | PHSANTANJO
0190-033-895 | 411273 | 0190-COF-PRO-A54-XHPR01 | PM03 | 301 | 52W A54 PG Calib (3A4-PG-088) | P-ERA 54 Discharge Hopper | B | 0190E015 | 2018-04-16 | 2014-09-08 | PHSANTANJO
0190-033-895 | 411273 | 0190-COF-PRO-E45-COOLER11-GAUGE_3 | PM03 | 301 | 52W E45 PG Calib (3A3-PG-071) | Gauge 03 | C | 0190E017 | 2018-04-16 | 2014-09-08 | PHSANTANJO
0190-033-895 | 411273 | 0190-COF-PRO-E45-COOLER11-GAUGE_4 | PM03 | 301 | 52W E45 PG Calib (3A3-PG-068) | Gauge 04 | C | 0190E017 | 2018-04-16 | 2014-09-08 | PHSANTANJO
0190-033-895 | 411273 | 0190-COF-PRO-E45-HPWHTR01-GAUGE_6 | PM03 | 301 | 52W E45 PG Calib (3A3-PG-073) | Gauge 06 | C | 0190E017 | 2018-04-16 | 2014-09-08 | PHSANTANJO
0190-033-895 | 411273 | 0190-COF-PRO-E45-HPWHTR01-GAUGE_7 | PM03 | 301 | 52W E45 PG Calib (3A3-PG-085) | Gauge 07 | C | 0190E017 | 2018-04-16 | 2014-09-08 | PHSANTANJO
0190-033-895 | 411273 | 0190-COF-PRO-E45-HYDSYSTM-HYDSYS03 | PM03 | 301 | 52W E45 PG Calib (3A3-PG-067) | E45 Hydraulic Distribution System | B | 0190E015 | 2018-04-16 | 2014-09-08 | PHSANTANJO
0190-033-895 | 411273 | 0190-COF-PRO-E45-HYDSYSTM-HYDSYS03 | PM03 | 301 | 52W E45 PG Calib (3A3-PG-070) | E45 Hydraulic Distribution System | B | 0190E015 | 2018-04-16 | 2014-09-08 | PHSANTANJO
0190-033-895 | 411273 | 0190-COF-PRO-E45-LPWHTR02-GAUGE_5 | PM03 | 301 | 52W E45 PG Calib (3A3-PG-066) | Gauge 05 | C | 0190E017 | 2018-04-16 | 2014-09-08 | PHSANTANJO
0190-033-895 | 411273 | 0190-COF-PRO-E45-MOVHPR01-MHKPNL01 | PM03 | 301 | 52W E45 PG Calib (3A3-PG-069) | E45 MH Knocking Device Field Panel | B | 0190E002 | 2018-04-16 | 2014-09-08 | PHSANTANJO
0190-033-895 | 411273 | 0190-COF-PRO-E54-EXTCEL07-GAUGE_2 | PM03 | 301 | 52W E54 PG Calib (3A4-PG-07.04/07) | Gauge 02 | C | 0190E017 | 2018-04-16 | 2014-09-08 | PHSANTANJO
0190-033-895 | 411273 | 0190-COF-PRO-E54-HEATER01-GAUGE_3 | PM03 | 301 | 52W E54 PG Calib (3A4_PG-068) | Gauge 03 | C | 0190E017 | 2018-04-16 | 2014-09-08 | PHSANTANJO
0190-033-895 | 411273 | 0190-COF-PRO-E54-HEATER02-GAUGE_4 | PM03 | 301 | 52W E54 PG Calib (3A8_PG-069) | Gauge 04 | C | 0190E017 | 2018-04-16 | 2014-09-08 | PHSANTANJO
0190-033-895 | 411273 | 0190-COF-PRO-E54-HEATER02-GAUGE_6 | PM03 | 301 | 52W E54 PG Calib (3A4-PG-091) | Gauge 06 | C | 0190E017 | 2018-04-16 | 2014-09-08 | PHSANTANJO
0190-033-895 | 411273 | 0190-COF-PRO-E54-HYDPMP01 | PM03 | 301 | 52W E54 PG Calib (2A-PG-070) | Compair Hydraulic Pump No 1 Ext 54 | B | 0190E001 | 2018-04-16 | 2014-09-08 | PHSANTANJO
0190-033-895 | 411273 | 0190-COF-PRO-E54-HYDPMP01 | PM03 | 301 | 52W E54 PG Calib (2A-PG-071) | Compair Hydraulic Pump No 1 Ext 54 | B | 0190E015 | 2018-04-16 | 2014-09-08 | PHSANTANJO
0190-033-895 | 411273 | 0190-COF-PRO-E54-STMHDR01-GAUGE_4 | PM03 | 301 | 52W E54 PG Calib (3A4_PG-058) | Gauge 04 | C | 0190E017 | 2018-04-16 | 2014-09-08 | PHSANTANJO
0190-033-895 | 411273 | 0190-COF-PRO-E54-STMHDR03 | PM03 | 301 | 52W E54 PG Calib (PG_02-09-13) | Steam to Extraction Cell Header (V13) | B | 0190E001 | 2018-04-16 | 2014-09-08 | PHSANTANJO
0190-033-895 | 411273 | 0190-COF-PRO-EGA-BLWR06-GAUGE_1 | PM03 | 301 | 52W EGA PG Calib (2E PG-039) | Gauge 01 | C | 0190E017 | 2018-04-16 | 2014-09-08 | PHSANTANJO
0190-033-895 | 411273 | 0190-COF-PRO-EGA-BLWR06-GAUGE_1 | PM03 | 301 | 52W EGA PG Calib (2E PG-039) | Gauge 01 | C | 0190E017 | 2018-04-16 | 2014-09-08 | PHSANTANJO
0190-033-895 | 411273 | 0190-COF-PRO-EGA-EGRTWR01-GAUGE_3 | PM03 | 301 | 52W EGA PG Calib (3A5-PG-046) | Gauge 03 | C | 0190E017 | 2018-04-16 | 2014-09-08 | PHSANTANJO
0190-033-895 | 411273 | 0190-COF-PRO-EGA-EGRTWR01-GAUGE_4 | PM03 | 301 | 52W EGA PG Calib (3A5-PG-48.07) | Gauge 04 | C | 0190E017 | 2018-04-16 | 2014-09-08 | PHSANTANJO
0190-033-895 | 411273 | 0190-COF-PRO-EGA-EGRTWR01-GAUGE_5 | PM03 | 301 | 52W EGA PG Calib (3A5-PG-34.05) | Gauge 05 | C | 0190E017 | 2018-04-16 | 2014-09-08 | PHSANTANJO
0190-033-895 | 411273 | 0190-COF-PRO-EGA-EGRTWR01-GAUGE_6 | PM03 | 301 | 52W EGA PG Calib (3A5-PG-006) | Gauge 06 | C | 0190E017 | 2018-04-16 | 2014-09-08 | PHSANTANJO
0190-033-895 | 411273 | 0190-COF-PRO-EGA-EGRTWR01-GAUGE_7 | PM03 | 301 | 52W EGA PG Calib (3A5-PG-37.27) | Gauge 07 | C | 0190E017 | 2018-04-16 | 2014-09-08 | PHSANTANJO
0190-033-895 | 411273 | 0190-COF-PRO-EGA-EGRTWR01-GAUGE_8 | PM03 | 301 | 52W EGA PG Calib (2E PG-042) | Gauge 08 | C | 0190E017 | 2018-04-16 | 2014-09-08 | PHSANTANJO
0190-033-895 | 411273 | 0190-COF-PRO-EGA-EXHFAN01-GAUGE_2 | PM03 | 301 | 52W EGA PG Calib (3A5-PG-056) | Gauge 02 | C | 0190E017 | 2018-04-16 | 2014-09-08 | PHSANTANJO
0190-033-895 | 411273 | 0190-COF-PRO-EGA-SPRTR1-GAUGE_3 | PM03 | 301 | 52W EGA PG Calib (3A5-PG-043) | Gauge 03 | B | 0190E017 | 2018-04-16 | 2014-09-08 | PHSANTANJO
0190-033-895 | 411273 | 0190-COF-PRO-EGA-SPRTR2-GAUGE_2 | PM03 | 301 | 52W EGA PG Calib (2E PG-045) | Gauge 02 | C | 0190E017 | 2018-04-16 | 2014-09-08 | PHSANTANJO
0190-033-895 | 411273 | 0190-COF-PRO-EGA-SPRTR2-GAUGE_3 | PM03 | 301 | 52W EGA PG Calib (3A5-PG-044) | Gauge 03 | C | 0190E017 | 2018-04-16 | 2014-09-08 | PHSANTANJO
0190-033-895 | 411273 | 0190-COF-PRO-EGA-XTRCTHTR-EXTHTR01 | PM03 | 301 | 52W EGA PG Calib (3A5-PG-050) | Egron Extract Heater | B | 0190E015 | 2018-04-16 | 2014-09-08 | PHSANTANJO
0190-033-895 | 411273 | 0190-COF-PRO-RST-ROASTR03-GAUGE_10 | PM03 | 301 | 52W RST PG Calib (3A2-PG-11.28) | Gauge 10 | C | 0190E017 | 2018-04-16 | 2014-09-08 | PHSANTANJO
0190-033-895 | 411273 | 0190-COF-PRO-RST-ROASTR04-GAUGE_12 | PM03 | 301 | 52W RST PG Calib (3A2-PG-12.28) | Gauge 12 | C | 0190E017 | 2018-04-16 | 2014-09-08 | PHSANTANJO
0190-033-895 | 411273 | 0190-COF-PRO-SCE-EVATNK01 | PM03 | 301 | 52W SCE PG Calib (3D1-PG-076) | Evaporator Feed Tank | C | 0190E015 | 2018-04-16 | 2014-09-08 | PHSANTANJO
0190-033-895 | 411273 | 0190-COF-PRO-WFE-WFEVAP01-GAUGE_7 | PM03 | 301 | 52W WFE PG Calib (3A9-PG-15.10) | Gauge 07 | B | 0190E017 | 2018-04-16 | 2014-09-08 | PHSANTANJO
0190-033-895 | 411273 | 0190-COF-PRO-WFE-WFEVAP01-GAUGE_8 | PM03 | 301 | 52W WFE PG Calib (3D1-PG-001) | Gauge 08 | C | 0190E017 | 2018-04-16 | 2014-09-08 | PHSANTANJO
0190-033-894 | 411274 | 0190-COF-PRO-A45-SKDASMBLY02-ACNDSR01 | PM03 | 301 | 52W A45 TG Calib (3A6_TG-003) | P-ERA 45 Aroma Condenser | C | 0190E017 | 2018-04-16 | 2014-09-08 | PHSANTANJO
0190-033-894 | 411274 | 0190-COF-PRO-A54-ROWTNK | PM03 | 301 | 52W A54 TG Calib (3A4-TG-033) | P-ERA 54 RO-Water Booster Tank | B | 0190E017 | 2018-04-16 | 2014-09-08 | PHSANTANJO
0190-033-894 | 411274 | 0190-COF-PRO-A54-SKDASMBLY02-SPTRGL01 | PM03 | 301 | 52W A54 TG Calib (3A4_TG-017) | P-ERA 54 Gas-Liquid Separator | C | 0190E017 | 2018-04-16 | 2014-09-08 | PHSANTANJO
0190-033-894 | 411274 | 0190-COF-PRO-E45-COOLER11-GAUGE_2 | PM03 | 301 | 52W E45 TG Calib (3A3-TG-15.04) | Gauge 02 | C | 0190E017 | 2018-04-16 | 2014-09-08 | PHSANTANJO
0190-033-894 | 411274 | 0190-COF-PRO-E45-WGHSYSTM-WGHTNK01 | PM03 | 301 | 52W E45 TG Calib (3A4-TG-028) | Weigh Tank No 1 | B | 0190E017 | 2018-04-16 | 2014-09-08 | PHSANTANJO
0190-033-894 | 411274 | 0190-COF-PRO-E45-WGHSYSTM-WGHTNK01 | PM03 | 301 | 52W E45 TG Calib (3A3-TG-015) | Weigh Tank No 1 | B | 0190E017 | 2018-04-16 | 2014-09-08 | PHSANTANJO
0190-033-894 | 411274 | 0190-COF-PRO-E45-WGHSYSTM-WGHTNK02 | PM03 | 301 | 52W E45 TG Calib (3A4-TG-035) | Weigh Tank No 2 | B | 0190E017 | 2018-04-16 | 2014-09-08 | PHSANTANJO
0190-033-894 | 411274 | 0190-COF-PRO-E45-WGHSYSTM-WGHTNK02 | PM03 | 301 | 52W E45 TG Calib (3A3-TG-017) | Weigh Tank No 2 | B | 0190E017 | 2018-04-16 | 2014-09-08 | PHSANTANJO
0190-033-894 | 411274 | 0190-COF-PRO-E54-COOLER11-GAUGE_1 | PM03 | 301 | 52W E54 TG Calib (3A4-TG-031) | Gauge 01 | C | 0190E017 | 2018-04-16 | 2014-09-08 | PHSANTANJO
0190-033-894 | 411274 | 0190-COF-PRO-E54-COOLER11-GAUGE_2 | PM03 | 301 | 52W E54 TG Calib (3A4-TG-032) | Gauge 02 | C | 0190E017 | 2018-04-16 | 2014-09-08 | PHSANTANJO
0190-033-894 | 411274 | 0190-COF-PRO-E54-COOLER11-GAUGE_3 | PM03 | 301 | 52W E54 TG Calib (3A4-TG-030) | Gauge 03 | C | 0190E017 | 2018-04-16 | 2014-09-08 | PHSANTANJO
0190-033-894 | 411274 | 0190-COF-PRO-E54-DISHED01 | PM03 | 301 | 52W E54 TG Calib (3A4-TG-034) | E54 Cell Header | B | 0190E017 | 2018-04-16 | 2014-09-08 | PHSANTANJO
0190-033-894 | 411274 | 0190-COF-PRO-E54-STMEJE01-GAUGE_5 | PM03 | 301 | 52W E54 TG Calib (3A4-TG-026) | Gauge 05 | C | 0190E017 | 2018-04-16 | 2014-09-08 | PHSANTANJO
0190-033-894 | 411274 | 0190-COF-PRO-E54-TLBPMP01 | PM03 | 301 | 52W E54 TG Calib (3A4-TG-54.02) | Thick Liquor Buffer Pump01 | B | 0190E001 | 2018-04-16 | 2014-09-08 | PHSANTANJO
0190-033-894 | 411274 | 0190-COF-PRO-EGA-AHU02-GAUGE_1 | PM03 | 301 | 52W EGA TG Calib (3A5-TG-015) | Gauge 01 | C | 0190E017 | 2018-04-16 | 2014-09-08 | PHSANTANJO
0190-033-894 | 411274 | 0190-COF-PRO-EGA-BHFLTR01-GAUGE_5 | PM03 | 301 | 52W EGA TG Calib (3A5-TG-016) | Gauge 05 | C | 0190E017 | 2018-04-16 | 2014-09-08 | PHSANTANJO
0190-033-894 | 411274 | 0190-COF-PRO-EGA-BHFLTR01-GAUGE_6 | PM03 | 301 | 52W EGA TG Calib (3A5-TG-004) | Gauge 06 | C | 0190E017 | 2018-04-16 | 2014-09-08 | PHSANTANJO
0190-033-894 | 411274 | 0190-COF-PRO-EGA-EGRTWR01-GAUGE_1 | PM03 | 301 | 52W EGA TG Calib (3A5-TG-017) | Gauge 01 | C | 0190E017 | 2018-04-16 | 2014-09-08 | PHSANTANJO
0190-033-894 | 411274 | 0190-COF-PRO-FFE-FNSHRCLNDR | PM03 | 301 | 52W FFE TG Calib (3A4-TG-35.02) | FFE Finisher CALANDRIA | C | 0190E017 | 2018-04-16 | 2014-09-08 | PHSANTANJO
0190-033-894 | 411274 | 0190-COF-PRO-FFE-UTC-EXTPMP01 | PM03 | 301 | 52W E54 TG Calib (3A4-TG-029) | XtractTransfer Pump01 to 35cu.m.Tank_M13 | B | 0190E001 | 2018-04-16 | 2014-09-08 | PHSANTANJO
0190-033-894 | 411274 | 0190-COF-PRO-SCE-SCTNK01 | PM03 | 301 | 52W SCE TG Calib (TG 90077) | Spent Caustic Tank | C | 0190E001 | 2018-04-16 | 2014-09-08 | PHSANTANJO
0190-033-893 | 33045 | 0190-COF-PRO-RST-HDRTNK03-SENSOR_1 | PM03 | 301 | 1Y RST PS Calib (3A2-PS-32.07/03) | Sensor 01 | B | 0190E017 | 2018-04-16 | 2014-09-04 | PHSANTANJO
0190-033-892 | 56861 | 0190-COF-PRO-FFE-CLARIF01 | PM03 | 301 | 52W E54 FCV Calib (3A4-FCV-31.37/01) | FFE Centrifuge Clarifier No 1 | B | 0190E017 | 2018-04-16 | 2014-09-03 | PHSANTANJO
0190-033-891 | 33043 | 0190-COF-PRO-EGA-EXHFAN02-TRANSMITTER_2 | PM03 | 301 | 1Y EGA TT Calib (3A5-TT-22.03) | Transmitter 02 | B | 0190E017 | 2018-04-16 | 2014-09-03 | PHSANTANJO
0190-033-890 | 33043 | 0190-COF-PRO-EGA-EXHFAN01-TRANSMITTER_1 | PM03 | 301 | 1Y EGA TT Calib (3A5-TT-21.02) | Transmitter 01 | B | 0190E017 | 2018-04-16 | 2014-09-03 | PHSANTANJO
0190-033-889 | 56861 | 0190-COF-PRO-E54-IPTASYS-CONTNK02 | PM03 | 301 | 1Y E54 LCV Calib (3A4-LCV-05.05) | IPTA Condensate Tank | B | 0190E017 | 2018-04-16 | 2016-06-10 | PHSANTANJO
0190-033-888 | 56861 | 0190-COF-PRO-FFE-CLARIF01 | PM03 | 301 | 1Y FFE FCV Calib (3A4-FCV 31.37/01) | FFE Centrifuge Clarifier No 1 | B | 0190E017 | 2018-04-16 | 2016-06-10 | PHSANTANJO
0190-033-887 | 56861 | 0190-COF-PRO-FFE-CLARIF02 | PM03 | 301 | 1Y FFE FCV Calib (3A4-FCV 06.37/02) | FFE Centrifuge Clarifier No 2 | B | 0190E017 | 2018-04-16 | 2016-06-10 | PHSANTANJO
0190-033-886 | 33046 | 0190-COF-PRO-EGA-FEDTNK01 | PM03 | 301 | 1Y EGA FIT Calib (3A5-FIT-04.04) | Egron Feed Tank | B | 0190E017 | 2018-04-16 | 2016-06-10 | PHSANTANJO
0190-033-885 | 33046 | 0190-COF-PRO-A45-SKDASMBLY02-DSPMP01 | PM03 | 301 | 78W A45 FIT Calib (3A6-FIT-14.04) | P-ERA 45 Distillate Withdrawal Pump | B | 0190E017 | 2018-04-16 | 2016-06-10 | PHSANTANJO
0190-033-884 | 411273 | 0190-COF-GCO-CND-GCSILO01 | PM03 | 301 | 1Y GCO PG Calib (3A2-PG-048) | GC Silo To Polisher | C | 0190E017 | 2018-04-16 | 2016-06-10 | PHSANTANJO
0190-033-883 | 411273 | 0190-COF-PRO-RST-FULTNK01-GAUGE_1 | PM03 | 301 | 2Y RST PG Calib (4I PG-001) | Gauge 01 | C | 0190E017 | 2018-04-16 | 2014-11-20 | PHSANTANJO
0190-033-882 | 411273 | 0190-COF-PRO-E54-SIRTNK01 | PM03 | 301 | 2Y E54 PG Calib (3A4-PG-50.10) | SIR Tank | B | 0190E002 | 2018-04-16 | 2014-11-20 | PHSANTANJO
0190-033-881 | 411273 | 0190-COF-PRO-E45-WTRWRKSYSTM-RWKTNK01 | PM03 | 301 | 2Y E45 PG Calib (3A3-PG-76.08) | Wet Rework Tank | C | 0190E001 | 2018-04-16 | 2014-11-20 | PHSANTANJO
0190-033-880 | 33045 | 0190-COF-PRO-RST-ROASTR02-TRANSMITTER_9 | PM03 | 301 | 1Y RST DPT Calib (3A2-DPT-001 ) | Transmitter 09 | B | 0190E017 | 2018-04-16 | 2014-10-11 | PHSANTANJO
0190-033-879 | 33046 | 0190-COF-PRO-FFE-CLARIF04 | PM03 | 301 | 1Y E54 PG Calib (3A4-PG-35.09) | FFE Centrifuge Clarifier No 4 | B | 0190E017 | 2018-04-16 | 2014-08-15 | PHSANTANJO
0190-033-878 | 411274 | 0190-COF-PRO-FFE-FNSHRCLNDR | PM03 | 301 | 1Y FFE TG Calib (3A4-TG-23.02) | FFE Finisher CALANDRIA | C | 0190E017 | 2018-04-16 | 2014-07-17 | PHSANTANJO
0190-033-877 | 52264 | 0190-COF-PRO-EGA-EGRTWR01-PRESSRELVAL_2 | PM03 | 301 | 1Y EGA PRV Calib (3A5-PRV-33.03) | Pressure Relief Valve 02 | C | 0190E017 | 2018-04-16 | 2014-07-17 | PHSANTANJO
0190-033-876 | 411273 | 0190-COF-PRO-SCE-SCTNK01 | PM03 | 301 | 1Y SCE PG Calib (3A5-PG-040) | Spent Caustic Tank | C | 0190E017 | 2018-04-16 | 2014-07-11 | PHSANTANJO
0190-033-875 | 33046 | 0190-COF-PRO-FFE-CLARIF01 | PM03 | 301 | 1Y FFE FIT Calib (3A4-FIT 06.38/01) | FFE Centrifuge Clarifier No 1 | B | 0190E017 | 2018-04-16 | 2014-06-13 | PHSANTANJO
0190-033-874 | 50166 | 0190-COF-PRO-EGA-GRKVSL01-TRANSMITTER_1 | PM03 | 301 | 4W EGA WIT Calib (3A5-WIT-36.08) | Transmitter 01 | B | 0190E017 | 2018-04-16 | 2014-06-13 | PHSANTANJO
0190-033-873 | 33045 | 0190-COF-PRO-RST-ROASTR03-SENSOR_6 | PM03 | 301 | 1Y RST PSH Calib (3A2-PSH-11.26/01) | Sensor 06 | B | 0190E017 | 2016-09-20 | 2014-06-12 | PHSANTANJO
0190-033-872 | 33045 | 0190-COF-PRO-RST-ROASTR03-SENSOR_5 | PM03 | 301 | 1Y RST PSH Calib (3A2-PSH-004) | Sensor 05 | B | 0190E017 | 2018-04-16 | 2014-06-12 | PHSANTANJO
0190-033-871 | 33045 | 0190-COF-PRO-RST-HDRTNK02-SENSOR_4 | PM03 | 301 | 1Y RST PSH Calib (3A2-PSH-002) | Sensor 04 | C | 0190E017 | 2018-04-16 | 2014-06-12 | PHSANTANJO
0190-033-870 | 33045 | 0190-COF-PRO-RST-ROASTR01-SENSOR_6 | PM03 | 301 | 1Y RST PSH Calib (3A2-PSH-001) | Sensor 06 | C | 0190E001 | 2018-04-16 | 2014-06-12 | PHSANTANJO
0190-033-869 | 33045 | 0190-COF-PRO-RST-ROASTR04-HOTCTRCLN | PM03 | 301 | 1Y RST PSH Calib (3A2-PS-008) | Roaster No 4 Hot Centriclone | C | 0190E017 | 2018-04-16 | 2014-06-12 | PHSANTANJO
0190-033-868 | 56861 | 0190-COF-PRO-WFE-WFEVAP01-CONTROLVALVE_3 | PM03 | 301 | 1Y E45 PCV Calib (3A9-PCV-18.03) | Control Valve 03 | B | 0190E017 | 2018-04-16 | 2014-06-12 | PHSANTANJO
0190-033-867 | 56861 | 0190-COF-PRO-WFE-WFEVAP01-CONTROLVALVE_2 | PM03 | 301 | 1Y E45 PCV Calib (3A9-PCV-15.12) | Control Valve 02 | B | 0190E017 | 2018-04-16 | 2014-06-12 | PHSANTANJO
0190-033-866 | 56861 | 0190-COF-PRO-WFE-STMEJE01-CONTROLVALVE_1 | PM03 | 301 | 1Y E45 PCV Calib (3A9-PCV-12.18) | Control Valve 01 | B | 0190E017 | 2018-04-16 | 2014-06-12 | PHSANTANJO
0190-033-865 | 56861 | 0190-COF-PRO-E45-STMHDR01-CONTROLVALVE_1 | PM03 | 301 | 1Y E45 PCV Calib (3A9-PCV-12.06) | Control Valve 01 | B | 0190E017 | 2018-04-16 | 2014-06-12 | PHSANTANJO
0190-033-864 | 56861 | 0190-COF-PRO-WFE-STMCON-CONTNK01 | PM03 | 301 | 1Y E45 LCV Calib (3A9-LCV-11.08) | WFE Steam Condensate Tank | C | 0190E017 | 2018-04-16 | 2014-06-12 | PHSANTANJO
0190-033-863 | 33044 | 0190-COF-PRO-WFE-TRWTNK01 | PM03 | 301 | 18M E45 FIT Calib (3A3-FIT-04.19) | Treated Water Tank | B | 0190E017 | 2018-04-16 | 2014-06-12 | PHSANTANJO
0190-033-862 | 33044 | 0190-COF-PRO-WFE-EXTTNK02 | PM03 | 301 | 18M E45 LIT Calib (3A9-LIT-02.03) | WFE Extract Feed Tank No 2 | B | 0190E017 | 2018-04-16 | 2014-06-12 | PHSANTANJO
0190-033-861 | 411273 | 0190-COF-PRO-EGA-FEDTNK01 | PM03 | 301 | 1Y E45 PG Calib (3A3-PG-063) | Egron Feed Tank | B | 0190E017 | 2018-04-16 | 2014-06-12 | PHSANTANJO
0190-033-860 | 33043 | 0190-COF-PRO-A45-DSTANKS-DSTNKB01 | PM03 | 301 | 1Y A45 TT Calib (3A3-TT-16.14) | P-ERA 45 Distillate Tank B | B | 0190E017 | 2018-04-16 | 2014-06-12 | PHSANTANJO
0190-033-859 | 411274 | 0190-COF-PRO-A54-ROWTNK | PM03 | 301 | 1Y E54 TG Calib (3A4-TG-005) | P-ERA 54 RO-Water Booster Tank | B | 0190E017 | 2014-09-11 | 2014-06-12 | PHSANTANJO
0190-033-858 | 33044 | 0190-COF-PRO-FFE-FVPCDNSTNK | PM03 | 301 | 1Y E54 LIT Calib (3A8-LIT-30.03) | FFE Finisher Vapor Condensate Tank | C | 0190E017 | 2014-09-11 | 2014-06-12 | PHSANTANJO
0190-033-857 | 64377 | 0190-COF-PRO-RST-ROASTR01-HDRTNK01 | PM03 | 301 | 1Y RST PRV Calib (3A2-PRV-32.08/01) | R1 Hydrophore Tank | A | 0190E017 | 2014-09-11 | 2014-06-12 | PHSANTANJO
0190-033-856 | 411273 | 0190-COF-PRO-E45-LPWHTR02 | PM03 | 301 | 1Y E45 PG Calib (3A6-PG-33.04) | Water Heater Low Pressure | A | 0190E017 | 2014-09-11 | 2014-06-12 | PHSANTANJO
0190-033-855 | 411274 | 0190-COF-PRO-A54-ROWTNK | PM03 | 301 | 1Y E54 TG Calib (3A4-TG-005) | P-ERA 54 RO-Water Booster Tank | B | 0190E001 | 2018-04-16 | 2014-05-26 | PHSANTANJO
0190-033-854 | 411273 | 0190-COF-PRO-RST-HDRTNK02-GAUGE_2 | PM03 | 301 | 1Y RST PG Calib (3A2-PG-32.13/02) | Gauge 02 | C | 0190E017 | 2018-04-16 | 2014-05-24 | PHSANTANJO
0190-033-853 | 411273 | 0190-COF-PRO-RST-HDRTNK02-GAUGE_1 | PM03 | 301 | 1Y RST PG Calib (3A2-PG-007) | Gauge 01 | C | 0190E017 | 2018-04-16 | 2014-05-24 | PHSANTANJO
0190-033-852 | 411274 | 0190-COF-PRO-RST-ROASTR03-FAN12 | PM03 | 301 | 1Y RST TG Calib (3A2-TG-09.33) | R3 Exhaust Fan | B | 0190E017 | 2014-09-11 | 2014-05-24 | PHSANTANJO
0190-033-851 | 411273 | 0190-COF-PRO-RST-TRNSPRT-M03 | PM03 | 301 | 1Y RST PG Calib (3A2-PG-021) | GC Blower To Roasters | B | 0190E017 | 2014-09-11 | 2014-05-24 | PHSANTANJO
0190-033-850 | 411273 | 0190-COF-PRO-RST-TRNSPRT-M05 | PM03 | 301 | 1Y RST PG Calib (3A2-PG-017) | RC Storing Roaster No 3 Blower | B | 0190E017 | 2017-10-16 | 2014-05-24 | PHSANTANJO
0190-033-849 | 411273 | 0190-COF-PRO-RST-TRNSPRT-M12 | PM03 | 301 | 1Y RST PG Calib (3A2-PG-17.05) | RC Transport To Silo A Blower | B | 0190E017 | 2014-09-11 | 2014-05-24 | PHSANTANJO
0190-033-848 | 411273 | 0190-COF-GCO-CND-DESTNR01 | PM03 | 301 | 1Y CND PG Calib (3A2-PG-014) | GC Destoner | B | 0190E017 | 2014-09-11 | 2014-05-24 | PHSANTANJO
0190-033-847 | 411273 | 0190-COF-PRO-RST-TRNSPRT-M05 | PM03 | 301 | 1Y RST PG Calib (3A2-PG-043) | RC Storing Roaster No 3 Blower | B | 0190E017 | 2018-04-16 | 2014-05-24 | PHSANTANJO
0190-033-846 | 411273 | 0190-COF-PRO-RST-TRNSPRT-M07 | PM03 | 301 | 1Y RST PG Calib (3A2-PG-12.26) | RC Storing Roaster No 4 Blower | B | 0190E017 | 2018-04-16 | 2014-05-24 | PHSANTANJO
0190-033-845 | 411273 | 0190-COF-PRO-E54-HEATER02-GAUGE_3 | PM03 | 301 | 52W E54 PG Calib (3A4-PG-06.14) | Gauge 03 | C | 0190E017 | 2018-04-16 | 2014-05-24 | PHSANTANJO
0190-033-844 | 411274 | 0190-COF-PRO-E45-HMIPNL01 | PM03 | 301 | 1Y E45 TG Calib (2B TI-003) | E45 HMI Control Panel | B | 0190E017 | 2014-09-11 | 2014-05-24 | PHSANTANJO
0190-033-843 | 411273 | 0190-COF-PRO-E45-CONSYSTM-CONPMP | PM03 | 301 | 1Y E45 PG Calib (3A3-PG-08.12) | IPTA Condensate Pump | B | 0190E017 | 2018-04-16 | 2014-05-24 | PHSANTANJO
0190-033-842 | 411273 | 0190-COF-PRO-WFE-HEATER01 | PM03 | 301 | 1Y WFE PG Calib (3A9-PG-14.02) | WFE Pre Heater | B | 0190E017 | 2018-04-16 | 2014-05-24 | PHSANTANJO
0190-033-841 | 411273 | 0190-COF-PRO-E45-CONSYSTM-CONPMP | PM03 | 301 | 1Y E45 PG Calib (2B PI-052) | IPTA Condensate Pump | B | 0190E017 | 2014-09-11 | 2014-05-24 | PHSANTANJO
0190-033-840 | 411273 | 0190-COF-PRO-RST-ROASTR03-FAN1306 | PM03 | 301 | 1Y RST PG Calib (3A2-PG-018) | R3 Cooling Supply Fan | C | 0190E017 | 2014-09-11 | 2014-05-24 | PHSANTANJO
0190-033-839 | 411273 | 0190-COF-PRO-RST-ROASTR03-GAUGE_8 | PM03 | 301 | 1Y RST PG Calib (3A2-PG-056) | Gauge 08 | C | 0190E017 | 2018-04-16 | 2014-05-24 | PHSANTANJO
0190-033-838 | 411273 | 0190-COF-PRO-RST-ROASTR01-GAUGE_9 | PM03 | 301 | 1Y RST PG Calib (3A2-PG-32.16/04) | Gauge 09 | C | 0190E017 | 2018-04-16 | 2014-05-24 | PHSANTANJO
0190-033-837 | 411273 | 0190-COF-PRO-RST-HDRTNK03-GAUGE_2 | PM03 | 301 | 1Y RST PG Calib (3A2-PG-32.14/02) | Gauge 02 | C | 0190E017 | 2018-04-16 | 2014-05-24 | PHSANTANJO
0190-033-836 | 411273 | 0190-COF-PRO-RST-ROASTR04-FAN1306 | PM03 | 301 | 1Y RST PG Calib (3A2-PG-018) | Roaster No 4 Cooler Supply Fan | C | 0190E017 | 2014-09-11 | 2014-05-24 | PHSANTANJO
0190-033-835 | 411273 | 0190-COF-PRO-RST-TRNSPRT-M05 | PM03 | 301 | 1Y RST PG Calib (3A2-PG-11.26) | RC Storing Roaster No 3 Blower | B | 0190E017 | 2014-09-11 | 2014-05-24 | PHSANTANJO
0190-033-834 | 411273 | 0190-COF-PRO-RST-TRNSPRT-M03 | PM03 | 301 | 1Y RST PG Calib (3A2-PG-021) | GC Blower To Roasters | B | 0190E017 | 2014-09-11 | 2014-05-24 | PHSANTANJO
0190-033-833 | 411273 | 0190-COF-PRO-RST-ROASTR03-FAN1306 | PM03 | 301 | 1Y RST PG Calib (3A2-PG-018) | R3 Cooling Supply Fan | C | 0190E017 | 2018-04-16 | 2014-05-24 | PHSANTANJO
0190-033-832 | 33045 | 0190-COF-PRO-RST-TRNSPRT-M07 | PM03 | 301 | 1Y RST PG Calib (3A2-PS-12.25) | RC Storing Roaster No 4 Blower | B | 0190E017 | 2018-04-16 | 2014-05-24 | PHSANTANJO
0190-033-831 | 411274 | 0190-COF-PRO-SCE-CNDNSR01 | PM03 | 301 | 1Y SCE TG Calib (3D1-TG-002) | Condenser | C | 0190E017 | 2018-04-16 | 2014-05-24 | PHSANTANJO
0190-033-830 | 411274 | 0190-COF-PRO-SCE-EVAPTR02 | PM03 | 301 | 1Y SCE TG Calib (3D1-TG-90076) | 2nd Effect Evaporator | B | 0190E017 | 2018-04-16 | 2014-05-24 | PHSANTANJO
0190-033-829 | 411274 | 0190-COF-PRO-SCE-EVAPTR01-GAUGE_2 | PM03 | 301 | 1Y SCE TG Calib (3D1-TG-90075) | Gauge 02 | C | 0190E017 | 2018-04-16 | 2014-05-24 | PHSANTANJO
0190-033-828 | 411273 | 0190-COF-PRO-SCE-EVAPTR02 | PM03 | 301 | 1Y SCE PG Calib (3D1-PG-90070) | 2nd Effect Evaporator | B | 0190E017 | 2014-09-11 | 2014-05-24 | PHSANTANJO
0190-033-827 | 411273 | 0190-COF-PRO-SCE-EVAPTR01 | PM03 | 301 | 1Y SCE PG Calib (3D1-PG-90069) | 1st Effect Evaporator | A | 0190E017 | 2014-09-11 | 2014-05-24 | PHSANTANJO
0190-033-826 | 411273 | 0190-COF-PRO-SCE-CONTNK02 | PM03 | 301 | 1Y SCE PG Calib (3D1-PG-001) | Steam Condensate Tank | C | 0190E017 | 2018-04-16 | 2014-05-24 | PHSANTANJO
0190-033-825 | 411274 | 0190-COF-PRO-WFE-COOLER01 | PM03 | 301 | 1Y WFE TG Calib (2B TI-002) | WFE Extract Cooler | B | 0190E017 | 2014-09-11 | 2014-05-24 | PHSANTANJO
0190-033-824 | 411273 | 0190-COF-PRO-WFE-COOLER01 | PM03 | 301 | 1Y E54 PG Calib (3A4-PG-07.04/08) | WFE Extract Cooler | B | 0190E017 | 2018-04-16 | 2014-05-24 | PHSANTANJO
0190-033-823 | 411274 | 0190-COF-PRO-HWS-HWTNK01 | PM03 | 301 | 1Y HWS TG Calib (3A4-TG-001) | Hot Water Tank | B | 0190E017 | 2018-04-16 | 2014-05-24 | PHSANTANJO
0190-033-822 | 411273 | 0190-COF-PRO-E54-IPTPMP02 | PM03 | 301 | 1Y E54 PG Calib (3A4-PG-22.11) | IPTA Pump No 2 Extraction 54 | B | 0190E017 | 2018-04-16 | 2014-05-24 | PHSANTANJO
0190-033-821 | 411273 | 0190-COF-PRO-HWS-HWTNK01 | PM03 | 301 | 1Y HWS PG Calib (3A4-PG-130) | Hot Water Tank | B | 0190E017 | 2018-04-16 | 2014-05-24 | PHSANTANJO
0190-033-820 | 411273 | 0190-COF-PRO-SCE-EVAPTR03 | PM03 | 301 | 1Y SCE PG Calib (3D1-PG-90071) | 3rd Effect Evaporator | B | 0190E017 | 2018-04-16 | 2014-05-20 | PHSANTANJO
0190-033-819 | 411273 | 0190-COF-PRO-SCE-EVAPTR02 | PM03 | 301 | 1Y SCE PG Calib (3D1-PG-90070) | 2nd Effect Evaporator | B | 0190E017 | 2018-04-16 | 2014-05-20 | PHSANTANJO
0190-033-818 | 411273 | 0190-COF-PRO-SCE-EVAPTR01-GAUGE_1 | PM03 | 301 | 1Y SCE PG Calib (3D1-PG-90069) | Gauge 01 | C | 0190E017 | 2018-04-16 | 2014-05-20 | PHSANTANJO
0190-033-817 | 411273 | 0190-COF-PRO-SCE-STMEJE01 | PM03 | 301 | 1Y SCE PG Calib (3D1-PG-90072) | Steam Ejector | C | 0190E017 | 2018-04-16 | 2014-05-20 | PHSANTANJO
0190-033-816 | 411274 | 0190-COF-PRO-WFE-WFEVAP01-GAUGE_6 | PM03 | 301 | 1Y WFE TG Calib (3A9-TG-18.10) | Gauge 06 | C | 0190E017 | 2018-04-16 | 2014-05-20 | PHSANTANJO
0190-033-815 | 411274 | 0190-COF-PRO-WFE-WFEVAP01-GAUGE_5 | PM03 | 301 | 1Y WFE TG Calib (3A9-TG-18.09) | Gauge 05 | C | 0190E017 | 2018-04-16 | 2014-05-20 | PHSANTANJO
0190-033-814 | 411273 | 0190-COF-PRO-E45-PNEUSYSTM-PNUSYS04 | PM03 | 301 | 1Y E45 PG Calib (3A3-PSH-001) | E45 Pneumatic Distribution System | B | 0190E017 | 2018-04-16 | 2014-05-20 | PHSANTANJO
0190-033-813 | 411273 | 0190-COF-PRO-A45-SKDASMBLY01-OILTNK01 | PM03 | 301 | 1Y A45 PG Calib (3A3-PG-70.39) | P-ERA 45 Oil Tank | C | 0190E017 | 2014-09-11 | 2014-05-20 | PHSANTANJO
0190-033-812 | 411273 | 0190-COF-PRO-E45-LPWHTR02 | PM03 | 301 | 1Y E45 PG Calib (3A3-PG-004) | Water Heater Low Pressure | A | 0190E017 | 2014-09-11 | 2014-05-20 | PHSANTANJO
0190-033-811 | 33044 | 0190-COF-PRO-A54-SKDASMBLY01-OILTNK01 | PM03 | 301 | 1Y E54 LIT Calib (3A7 LIT-11.03) | P-ERA 54 Oil Tank | C | 0190E017 | 2018-04-16 | 2014-02-20 | PHSANTANJO
0190-033-810 | 411274 | 0190-COF-PRO-RST-ROASTR04-GAUGE_10 | PM03 | 301 | 1Y RST TG Calib (2C TG-004) | Gauge 10 | C | 0190E017 | 2018-04-16 | 2014-02-08 | PHSANTANJO
0190-033-809 | 411274 | 0190-COF-PRO-RST-ROASTR03-GAUGE_7 | PM03 | 301 | 1Y RST TG Calib (3A2-TG-010) | Gauge 07 | C | 0190E017 | 2018-04-16 | 2014-02-08 | PHSANTANJO
0190-033-808 | 411274 | 0190-COF-PRO-RST-ROASTR02-GAUGE_9 | PM03 | 301 | 1Y RST TG Calib (3A2-TG-10.20) | Gauge 09 | C | 0190E017 | 2018-04-16 | 2014-02-08 | PHSANTANJO
0190-033-807 | 411274 | 0190-COF-PRO-RST-ROASTR01-GAUGE_8 | PM03 | 301 | 1Y RST TG Calib (3A2-TG-09.33) | Gauge 08 | C | 0190E017 | 2018-04-16 | 2014-02-08 | PHSANTANJO
0190-033-806 | 411273 | 0190-COF-PRO-RST-TRNSPRT-M07 | PM03 | 301 | 1Y RST PG Calib (3A2-PG-12.25) | RC Storing Roaster No 4 Blower | B | 0190E017 | 2018-03-26 | 2014-01-06 | PHSANTANJO
0190-033-805 | 411273 | 0190-COF-PRO-RST-TRNSPRT-M05 | PM03 | 301 | 1Y RST PG Calib (3A2-PG-11.26) | RC Storing Roaster No 3 Blower | B | 0190E017 | 2018-03-26 | 2014-01-06 | PHSANTANJO
0190-033-804 | 411273 | 0190-COF-PRO-RST-ROASTR01-GAUGE_7 | PM03 | 301 | 1Y RST PG Calib (3A2-PG-09.32) | Gauge 07 | C | 0190E017 | 2018-03-26 | 2014-01-06 | PHSANTANJO
0190-033-803 | 411273 | 0190-COF-PRO-RST-TRNSPRT-M03 | PM03 | 301 | 1Y RST PG Calib (3A2-PG-021) | GC Blower To Roasters | B | 0190E017 | 2018-03-26 | 2014-01-06 | PHSANTANJO
0190-033-802 | 411274 | 0190-COF-PRO-EGA-AFTCOL01-GAUGE_1 | PM03 | 301 | 1Y EGA TG Calib (3A5-TG-013) | Gauge 01 | C | 0190E017 | 2018-03-26 | 2014-01-06 | PHSANTANJO
0190-033-801 | 411273 | 0190-COF-PRO-RST-AIRTNK03-GAUGE_1 | PM03 | 301 | 1Y RST PG Calib (3A2-PG-010) | Gauge 01 | C | 0190E017 | 2016-09-20 | 2014-01-06 | PHSANTANJO
0190-033-800 | 411273 | 0190-COF-PRO-RST-AIRTNK02-GAUGE_1 | PM03 | 301 | 1Y RST PG Calib (3A2-PG-009) | Gauge 01 | C | 0190E017 | 2018-03-22 | 2014-01-06 | PHSANTANJO
0190-033-799 | 411274 | 0190-COF-PRO-EGA-WTSCRBR-SCRTNK | PM03 | 301 | 1Y EGA TG Calib (3A5-TG-002) | Wet Scrubber Tank | B | 0190E017 | 2018-03-22 | 2014-01-06 | PHSANTANJO
0190-033-798 | 411274 | 0190-COF-PRO-E45-LPWHTR02-GAUGE_4 | PM03 | 301 | 1Y E45 TG Calib (3A3-TG-05.06) | Gauge 04 | C | 0190E017 | 2018-03-22 | 2014-01-06 | PHSANTANJO
0190-033-797 | 411274 | 0190-COF-PRO-E45-LPWHTR02-GAUGE_3 | PM03 | 301 | 1Y E45 TG Calib (3A3-TG-05.05) | Gauge 03 | C | 0190E017 | 2018-03-22 | 2014-01-06 | PHSANTANJO
0190-033-796 | 411273 | 0190-COF-PRO-EGA-EGRTWR01-GAUGE_9 | PM03 | 301 | 1Y EGA PG Calib (3A5-PG-46.02) | Gauge 09 | C | 0190E017 | 2018-03-22 | 2014-01-06 | PHSANTANJO
0190-033-795 | 411273 | 0190-COF-PRO-EGA-WTSCRBR-SCRTNK | PM03 | 301 | 1Y EGA PG Calib (3A5-PG-38.03) | Wet Scrubber Tank | B | 0190E017 | 2018-03-22 | 2014-01-06 | PHSANTANJO
0190-033-794 | 411273 | 0190-COF-PRO-E54-FILTER01-GAUGE_2 | PM03 | 301 | 1Y E54 PG Calib (3A4-PG-29.09) | Gauge 02 | C | 0190E017 | 2018-03-22 | 2014-01-06 | PHSANTANJO
0190-033-793 | 411273 | 0190-COF-PRO-E45-OFLTNK01 | PM03 | 301 | 1Y E45 PG Calib (3A3-PG-27.05) | IPTA Overflow Tank | B | 0190E017 | 2016-09-20 | 2014-01-06 | PHSANTANJO
0190-033-792 | 411273 | 0190-COF-PRO-E45-IPTPMPSYSTM-IPTPMP01 | PM03 | 301 | 1Y E45 PG Calib (3A3-PG-12.06) | IPTA Pump No 1 | B | 0190E017 | 2018-03-22 | 2014-01-06 | PHSANTANJO
0190-033-791 | 411273 | 0190-COF-PRO-EGA-COLPMP01-GAUGE_1 | PM03 | 301 | 1Y EGA PG Calib (3A14-PG-004) | Gauge 01 | C | 0190E017 | 2018-03-22 | 2014-01-06 | PHSANTANJO
0190-033-790 | 411273 | 0190-COF-PRO-E45-EXTCEL08-GAUGE_2 | PM03 | 301 | 1Y E45 PG Calib (3A3-PG-07.04/08) | Cell Pressure Gauge Down | C | 0190E017 | 2018-03-22 | 2014-01-06 | PHSANTANJO
0190-033-789 | 411273 | 0190-COF-PRO-E45-EXTCEL06-GAUGE_3 | PM03 | 301 | 1Y E45 PG Calib (3A3-PG-07.04/06) | Gauge 03 | C | 0190E017 | 2018-03-22 | 2014-01-06 | PHSANTANJO
0190-033-788 | 411273 | 0190-COF-PRO-E45-EXTCEL05-GAUGE_2 | PM03 | 301 | 1Y E45 PG Calib (3A3-PG-07.04/05) | Cell Pressure Gauge Down | C | 0190E017 | 2018-03-22 | 2014-01-06 | PHSANTANJO
0190-033-787 | 411273 | 0190-COF-PRO-E45-EXTCEL04-GAUGE_2 | PM03 | 301 | 1Y E45 PG Calib (3A3-PG-07.04/04) | Cell Pressure Gauge Down | C | 0190E017 | 2018-03-22 | 2014-01-06 | PHSANTANJO
0190-033-786 | 411273 | 0190-COF-PRO-E45-EXTCEL03-GAUGE_2 | PM03 | 301 | 1Y E45 PG Calib (3A3-PG-07.04/03) | Cell Pressure Gauge Down | C | 0190E017 | 2018-03-22 | 2014-01-06 | PHSANTANJO
0190-033-785 | 411273 | 0190-COF-PRO-E45-EXTCEL02-GAUGE_2 | PM03 | 301 | 1Y E45 PG Calib (3A3-PG-07.04/02) | Cell Pressure Gauge Down | C | 0190E017 | 2018-03-26 | 2014-01-06 | PHSANTANJO
0190-033-784 | 411273 | 0190-COF-PRO-E45-EXTCEL01-GAUGE_2 | PM03 | 301 | 1Y E45 PG Calib (3A3-PG-07.04/01) | Cell Pressure Gauge Up | C | 0190E017 | 2018-03-26 | 2014-01-06 | PHSANTANJO
0190-033-783 | 33045 | 0190-COF-PRO-E45-EXTCEL05-TRANSMITTER_2 | PM03 | 301 | 1Y E45 PIT Calib (3A3-PIT-07.07/5) | Cell Pressure Transmiiter | B | 0190E017 | 2018-03-26 | 2014-01-06 | PHSANTANJO
0190-033-782 | 411273 | 0190-COF-PRO-E45-EXTCEL08-GAUGE_1 | PM03 | 301 | 1Y E45 PG Calib (3A3-PG-07.02/08) | Cell Pressure Gauge Up | C | 0190E017 | 2018-03-26 | 2014-01-06 | PHSANTANJO
0190-033-781 | 411273 | 0190-COF-PRO-E45-EXTCEL06-GAUGE_2 | PM03 | 301 | 1Y E45 PG Calib (3A3-PG-07.02/07) | Cell Pressure Gauge Down | C | 0190E017 | 2018-03-26 | 2014-01-06 | PHSANTANJO
0190-033-780 | 411273 | 0190-COF-PRO-E45-EXTCEL06-GAUGE_1 | PM03 | 301 | 1Y E45 PG Calib (3A3-PG-07.02/06) | Cell Pressure Gauge Up | C | 0190E017 | 2018-03-26 | 2014-01-06 | PHSANTANJO
0190-033-779 | 411273 | 0190-COF-PRO-E45-EXTCEL05-GAUGE_1 | PM03 | 301 | 1Y E45 PG Calib (3A3-PG-07.02/05) | Cell Pressure Gauge Up | C | 0190E017 | 2018-03-26 | 2014-01-06 | PHSANTANJO
0190-033-778 | 411273 | 0190-COF-PRO-E45-EXTCEL03-GAUGE_1 | PM03 | 301 | 1Y E45 PG Calib (3A3-PG-07.02/03) | Cell Pressure Gauge Up | C | 0190E017 | 2018-03-26 | 2014-01-06 | PHSANTANJO
0190-033-777 | 411273 | 0190-COF-PRO-E45-EXTCEL02-GAUGE_1 | PM03 | 301 | 1Y E45 PG Calib (3A3-PG-07.02/02) | Cell Pressure Gauge Up | C | 0190E017 | 2018-03-26 | 2014-01-06 | PHSANTANJO
0190-033-776 | 411273 | 0190-COF-PRO-E45-EXTCEL01 | PM03 | 301 | 1Y E45 PG Calib (3A3-PG-07.02/01) | Extraction 45 Cell No 1 | A | 0190E017 | 2014-09-11 | 2014-01-06 | PHSANTANJO
0190-033-775 | 411274 | 0190-COF-PRO-EGA-FLBLWR02-GAUGE_1 | PM03 | 301 | 1Y EGA TG Calib (2E TG-013) | Gauge 01 | C | 0190E017 | 2017-07-10 | 2014-01-06 | PHSANTANJO
0190-033-774 | 411274 | 0190-COF-PRO-EGA-FLBLWR01-GAUGE_1 | PM03 | 301 | 1Y EGA TG Calib (3A5-TG-012) | Gauge 01 | C | 0190E017 | 2017-07-17 | 2014-01-06 | PHSANTANJO
0190-033-773 | 33043 | 0190-COF-PRO-EGA-BHFLTR01-TRANSMITTER_4 | PM03 | 301 | 1Y EGA TT Calib (3A5_TT-002) | Transmitter 04 | B | 0190E017 | 2018-03-26 | 2014-01-06 | PHSANTANJO
0190-033-772 | 411274 | 0190-COF-PRO-EGA-CMMN | PM03 | 301 | 1Y EGA TG Calib (3A5-TG-001) | Egron A Common | C | 0190E017 | 2014-09-11 | 2014-01-06 | PHSANTANJO
0190-033-771 | 411273 | 0190-COF-PRO-EGA-FEDTNK01 | PM03 | 301 | 1Y EGA PG Calib (3A5-PG-03.05) | Egron Feed Tank | B | 0190E017 | 2018-03-26 | 2014-01-06 | PHSANTANJO
0190-033-770 | 411273 | 0190-COF-PRO-EGA-FEDTNK01 | PM03 | 301 | 1Y EGA PG Calib (3A5-PG-017) | Egron Feed Tank | B | 0190E017 | 2018-03-26 | 2014-01-06 | PHSANTANJO
0190-033-769 | 411273 | 0190-COF-PRO-EGA-EGRTWR01-GAUGE_26 | PM03 | 301 | 1Y EGA PG Calib (3A5-PG-061) | Gauge 26 | C | 0190E017 | 2018-03-26 | 2014-01-06 | PHSANTANJO
0190-033-768 | 411273 | 0190-COF-PRO-EGA-EGRTWR01-GAUGE_25 | PM03 | 301 | 1Y EGA PG Calib (3A5-PG-060) | Gauge 25 | C | 0190E017 | 2018-03-26 | 2014-01-06 | PHSANTANJO
0190-033-767 | 411273 | 0190-COF-PRO-EGA-WTSCRBR-SCRTNK | PM03 | 301 | 1Y Calibration of PG-143 (2E_PI-005) | Wet Scrubber Tank | B | 0190E017 | 2014-09-11 | 2014-01-06 | PHSANTANJO
0190-033-766 | 411274 | 0190-COF-PRO-E45-WTRWRKSYSTM-RWKTNK01 | PM03 | 301 | 1Y E45 TG Calib (3A3-TG-25.03) | Wet Rework Tank | C | 0190E017 | 2014-09-11 | 2014-01-06 | PHSANTANJO
0190-033-765 | 411273 | 0190-COF-PRO-A45-CMMN | PM03 | 301 | 1Y A45 PG Calib (2B-PG-056) | P-ERA 45 Facilities Common | C | 0190E017 | 2016-01-14 | 2014-01-06 | PHSANTANJO
0190-033-764 | 411273 | 0190-COF-PRO-HWS-HWPMP03 | PM03 | 301 | 1Y HWS PG Calib (3A5-PG-045) | Hot Water Pump no. 3 | B | 0190E017 | 2018-03-26 | 2014-01-06 | PHSANTANJO
0190-033-763 | 411273 | 0190-COF-PRO-HWS-HWPMP01 | PM03 | 301 | 1Y HWS PG Calib (3A5-PG-014) | Hot Water Pump no. 1 | B | 0190E017 | 2018-03-26 | 2014-01-06 | PHSANTANJO
0190-033-762 | 411273 | 0190-COF-PRO-HWS-HWPMP02 | PM03 | 301 | 1Y HWS PG Calib (3A5-PG-013) | Hot Water Pump no. 2 | B | 0190E017 | 2018-03-26 | 2014-01-06 | PHSANTANJO
0190-033-761 | 411273 | 0190-COF-PRO-E45-PREHTR01 | PM03 | 301 | 1Y Calibration of PG-090 (2B_PI-014) | IPTA Pre Heater | A | 0190E017 | 2014-09-11 | 2014-01-06 | PHSANTANJO
0190-033-760 | 411273 | 0190-COF-PRO-E45-LPWHTR02-GAUGE_2 | PM03 | 301 | 1Y E45 PG Calib (3A3-PG-003) | Gauge 02 | C | 0190E017 | 2018-03-26 | 2014-01-06 | PHSANTANJO
0190-033-759 | 411273 | 0190-COF-PRO-FFE-4AFXCLNDR | PM03 | 301 | 1Y FFE PG Calib (3A8-PG-16.03) | FFE 4th Effect 4A Calandria | C | 0190E017 | 2018-03-26 | 2014-01-06 | PHSANTANJO
0190-033-758 | 411273 | 0190-COF-PRO-FFE-3FXCAL | PM03 | 301 | 1Y FFE PG Calib (3A8-PG-13.03) | FFE 3rd Effect Calandria | C | 0190E017 | 2018-03-26 | 2014-01-06 | PHSANTANJO
0190-033-757 | 411273 | 0190-COF-PRO-E45-FLSTNK01 | PM03 | 301 | 1Y E45 PG Calib (3A3-PG-08.11) | IPTA Flash Tank | B | 0190E017 | 2018-03-26 | 2014-01-06 | PHSANTANJO
0190-033-756 | 411273 | 0190-COF-PRO-A54-SKDASMBLY01-OILCOL01 | PM03 | 301 | 1Y A54 PG Calib (3A7-PG-11.27) | P-ERA 54 Oil Absorption Column | C | 0190E001 | 2018-03-26 | 2014-01-06 | PHSANTANJO
0190-033-755 | 411274 | 0190-COF-PRO-FFE-4AFXCLNDR | PM03 | 301 | 1Y FFE TG Calib (3A8-TG-16.02) | FFE 4th Effect 4A Calandria | C | 0190E017 | 2018-03-26 | 2014-01-06 | PHSANTANJO
0190-033-754 | 411274 | 0190-COF-PRO-WFE-HEATER01 | PM03 | 301 | 1Y WFE TG Calib (3A9-TG-15.35) | WFE Pre Heater | B | 0190E017 | 2018-03-26 | 2014-01-06 | PHSANTANJO
0190-033-753 | 411274 | 0190-COF-PRO-FFE-PRSTMCNDSTNK-CNDPMP01 | PM03 | 301 | 1Y E54 TG Calib (3A4-TG-15.19) | Pre-Evap Condensate pump M57 | B | 0190E001 | 2018-03-26 | 2014-01-06 | PHSANTANJO
0190-033-752 | 411274 | 0190-COF-PRO-FFE-3FXCAL | PM03 | 301 | 1Y FFE TG Calib (3A8-TG-13.02) | FFE 3rd Effect Calandria | C | 0190E017 | 2018-03-26 | 2014-01-06 | PHSANTANJO
0190-033-751 | 411274 | 0190-COF-PRO-FFE-2AFXCAL | PM03 | 301 | 1Y FFE TG Calib (3A8-TG-07.02) | FFE 2nd Effect 2A Calandria | C | 0190E017 | 2018-03-26 | 2014-01-06 | PHSANTANJO
0190-033-750 | 411274 | 0190-COF-PRO-A54-SKDASMBLY02-ACNDSR01 | PM03 | 301 | 1Y A54 TG Calib (3A4-TG-014) | P-ERA 54 Aroma Condenser | C | 0190E017 | 2018-03-26 | 2014-01-06 | PHSANTANJO
0190-033-749 | 411274 | 0190-COF-PRO-FFE-1FXCAL | PM03 | 301 | 1Y FFE TG Calib (3A4-TG-001) | FFE 1st Effect Calandria | A | 0190E017 | 2014-09-11 | 2014-01-06 | PHSANTANJO
0190-033-748 | 411273 | 0190-COF-PRO-A45-SKDASMBLY01-OILTNK01 | PM03 | 301 | 1Y A45 PG Calib (3A6-PG-70.34) | P-ERA 45 Oil Tank | C | 0190E001 | 2018-03-26 | 2014-01-06 | PHSANTANJO
0190-033-747 | 411273 | 0190-COF-PRO-E45-FILTER01-GAUGE_1 | PM03 | 301 | 1Y E45 PG Calib (3A3-PG-14.08) | Gauge 01 | C | 0190E017 | 2018-03-26 | 2014-01-06 | PHSANTANJO
0190-033-746 | 411273 | 0190-COF-PRO-E45-PREHTR01-GAUGE_6 | PM03 | 301 | 1Y E45 PG Calib (3A9-PG-13.03) | Gauge 06 | C | 0190E017 | 2018-03-26 | 2014-01-06 | PHSANTANJO
0190-033-745 | 411273 | 0190-COF-PRO-E45-PREHTR01 | PM03 | 301 | 1Y E45 PG Calib (3A3-PG-13.02) | IPTA Pre Heater | A | 0190E017 | 2014-09-11 | 2014-01-06 | PHSANTANJO
0190-033-744 | 411273 | 0190-COF-PRO-E54-EXTCEL02-GAUGE_2 | PM03 | 301 | 1Y E54 PG Calib (3A4-PG-07.04/02) | Cell Pressure Gauge Down | C | 0190E017 | 2018-03-26 | 2014-01-06 | PHSANTANJO
0190-033-743 | 411273 | 0190-COF-PRO-FFE-2AFXCAL | PM03 | 301 | 1Y FFE PG Calib (3A8-PG-07.03) | FFE 2nd Effect 2A Calandria | C | 0190E017 | 2018-03-26 | 2014-01-06 | PHSANTANJO
0190-033-742 | 411273 | 0190-COF-PRO-E45-EXTCEL01-GAUGE_1 | PM03 | 301 | 1Y E45 PG Calib (3A3-PG-07.02/01) | Cell Pressure Gauge Down | C | 0190E017 | 2018-03-26 | 2014-01-06 | PHSANTANJO
0190-033-741 | 411273 | 0190-COF-PRO-E45-STMHDR01-GAUGE_4 | PM03 | 301 | 1Y E45 PG Calib (3A3-PG-03.33/03) | Gauge 04 | C | 0190E017 | 2018-03-26 | 2014-01-06 | PHSANTANJO
0190-033-740 | 411273 | 0190-COF-PRO-E45-STMHDR01-GAUGE_3 | PM03 | 301 | 1Y E45 PG Calib (3A6-PG-03.33/02) | Gauge 03 | C | 0190E017 | 2018-03-26 | 2014-01-06 | PHSANTANJO
0190-033-739 | 411274 | 0190-COF-PRO-E45-FLSTNK01 | PM03 | 301 | 1Y E45 TG Calib (3A3-TG-08.12) | IPTA Flash Tank | B | 0190E017 | 2018-03-26 | 2014-01-06 | PHSANTANJO
0190-033-738 | 411274 | 0190-COF-PRO-E54-HEATER04 | PM03 | 301 | 1Y E54 TG Calib (3A4-TG-001) | Pre Wetting Heater Assembly | B | 0190E017 | 2014-09-11 | 2014-01-06 | PHSANTANJO
0190-033-737 | 411274 | 0190-COF-PRO-FFE-CMMN | PM03 | 301 | 1Y FFE TG Calib (3A8-TG-013) | Falling Film Evap Common | C | 0190E017 | 2019-01-11 | 2014-01-06 | PHSANTANJO
0190-033-736 | 411274 | 0190-COF-PRO-FFE-CMMN | PM03 | 301 | 1Y FFE TG Calib (3A8-TG-012) | Falling Film Evap Common | C | 0190E017 | 2019-01-11 | 2014-01-06 | PHSANTANJO
0190-033-735 | 411274 | 0190-COF-PRO-E45-RWDSYSTEM-RWDTNK01 | PM03 | 301 | 1Y E45 TG Calib (3A3-TG-25.03) | Rework Dosing Tank | C | 0190E017 | 2018-03-26 | 2014-01-06 | PHSANTANJO
0190-033-734 | 411274 | 0190-COF-PRO-A45-SKDASMBLY02-ACNDSR01 | PM03 | 301 | 1Y A45 TG Calib (3A6-TG-07.09) | P-ERA 45 Aroma Condenser | C | 0190E017 | 2018-03-26 | 2014-01-06 | PHSANTANJO
0190-033-733 | 411274 | 0190-COF-PRO-A45-SKDASMBLY02-ACNDSR01 | PM03 | 301 | 1Y Calibration of TG-031 (TI 06.04*) | P-ERA 45 Aroma Condenser | C | 0190E017 | 2014-09-11 | 2014-01-06 | PHSANTANJO
0190-033-732 | 411273 | 0190-COF-PRO-A45-SKDASMBLY01-OILTNK01 | PM03 | 301 | 1Y A45 PG Calib (3A3-PG-70.39) | P-ERA 45 Oil Tank | C | 0190E001 | 2018-03-26 | 2014-01-06 | PHSANTANJO
0190-033-731 | 411273 | 0190-COF-PRO-FFE-CLARIF06 | PM03 | 301 | 1Y E54 PG Calib (3A4-PG-37.02) | FFE Centrifuge Clarifier No 6 | B | 0190E017 | 2018-03-26 | 2014-01-06 | PHSANTANJO
0190-033-730 | 411273 | 0190-COF-PRO-E54-UTETNK04 | PM03 | 301 | 18M E54 PG Calib (3A4-PG-35.09) | Unclarified Thin Extract Tank No 4 | B | 0190E017 | 2018-03-26 | 2014-01-06 | PHSANTANJO
0190-033-729 | 411273 | 0190-COF-PRO-E54-UTETNK01 | PM03 | 301 | 1Y E54 PG Calib (3A4-PG-35.02) | Unclarified Thin Extract Tank No 1 | B | 0190E017 | 2018-03-26 | 2014-01-06 | PHSANTANJO
0190-033-728 | 411273 | 0190-COF-PRO-E54-UTETNK01 | PM03 | 301 | 1Y E54 PG Calib (3A4-PG-34.09) | Unclarified Thin Extract Tank No 1 | B | 0190E017 | 2018-03-26 | 2014-01-06 | PHSANTANJO
0190-033-727 | 411273 | 0190-COF-PRO-E54-UTETNK01 | PM03 | 301 | 1Y E54 PG Calib (3A4-PG-34.02) | Unclarified Thin Extract Tank No 1 | B | 0190E017 | 2018-03-26 | 2014-01-06 | PHSANTANJO
0190-033-726 | 411273 | 0190-COF-PRO-E45-LPWHTR02 | PM03 | 301 | 1Y E45 PG Calib (3A6-PG-33.04) | Water Heater Low Pressure | A | 0190E017 | 2014-09-11 | 2014-01-06 | PHSANTANJO
0190-033-725 | 411273 | 0190-COF-PRO-FFE-CLARIF02 | PM03 | 301 | 1Y FFE PG Calib (3A4-PG-33.02) | FFE Centrifuge Clarifier No 2 | B | 0190E001 | 2018-03-26 | 2014-01-06 | PHSANTANJO
0190-033-724 | 411273 | 0190-COF-PRO-FFE-PRSTMCNDSTNK | PM03 | 301 | 1Y FFE PG Calib (3A8-PG-32.11) | FFE Pre Evap Steam Condensate Tank | C | 0190E017 | 2018-03-26 | 2014-01-06 | PHSANTANJO
0190-033-723 | 411273 | 0190-COF-PRO-E54-UTETNK01 | PM03 | 301 | 1Y E54 PG Calib (3A4-PG-32.09) | Unclarified Thin Extract Tank No 1 | B | 0190E017 | 2018-03-26 | 2014-01-06 | PHSANTANJO
0190-033-722 | 411273 | 0190-COF-PRO-E54-UTETNK01 | PM03 | 301 | 1Y E54 PG Calib (3A4-PG-32.02) | Unclarified Thin Extract Tank No 1 | B | 0190E017 | 2018-03-26 | 2014-01-06 | PHSANTANJO
0190-033-721 | 411273 | 0190-COF-PRO-E54-FILTER01 | PM03 | 301 | 1Y E54 PG Calib (3A4-PG-29.08) | NAS Filter Assembly Extraction 54 | A | 0190E017 | 2014-09-11 | 2014-01-06 | PHSANTANJO
0190-033-720 | 411273 | 0190-COF-PRO-E54-UTETNK01 | PM03 | 301 | 1Y E54 PG Calib (3A4-PG-28.07) | Unclarified Thin Extract Tank No 1 | B | 0190E017 | 2017-01-24 | 2014-01-06 | PHSANTANJO
0190-033-719 | 411273 | 0190-COF-PRO-EGA-BHFLTR01-GAUGE_1 | PM03 | 301 | 1Y EGA PG Calib (3A5-PG-28.03) | Gauge 01 | C | 0190E017 | 2018-03-26 | 2014-01-06 | PHSANTANJO
0190-033-718 | 411273 | 0190-COF-PRO-A45-SKDASMBLY01-OILTNK01 | PM03 | 301 | 52W A45 PG Calib (3A3-PG-19.23/01) | P-ERA 45 Oil Tank | C | 0190E001 | 2018-04-16 | 2014-01-06 | PHSANTANJO
0190-033-717 | 411273 | 0190-COF-PRO-A45-CODPNL01-GAUGE_2 | PM03 | 301 | 1Y A45 PG Calib (3A6-PG-17.42) | Gauge 02 | C | 0190E017 | 2018-04-16 | 2014-01-06 | PHSANTANJO
0190-033-716 | 411273 | 0190-COF-PRO-A45-CODPNL01-GAUGE_1 | PM03 | 301 | 1Y A45 PG Calib (3A6-PG-17.41) | Gauge 01 | C | 0190E017 | 2018-04-16 | 2014-01-06 | PHSANTANJO
0190-033-715 | 411273 | 0190-COF-PRO-A45-PWPMP01 | PM03 | 301 | 1Y A45 PG Calib (3A6-PG-17.12) | P-ERA 45 Pre-Wet Stuffing Pump | C | 0190E017 | 2018-03-26 | 2014-01-06 | PHSANTANJO
0190-033-714 | 411273 | 0190-COF-PRO-E54-EXTCEL06-GAUGE_3 | PM03 | 301 | 1Y E54 PG Calib (3A2-PG-17.05) | Gauge 03 | C | 0190E017 | 2018-03-26 | 2014-01-06 | PHSANTANJO
0190-033-713 | 411273 | 0190-COF-PRO-E54-EXTCEL06-GAUGE_2 | PM03 | 301 | 1Y E54 PG Calib (3A4-PG-07.04/06) | Gauge 02 | C | 0190E017 | 2018-03-26 | 2014-01-06 | PHSANTANJO
0190-033-712 | 411273 | 0190-COF-PRO-E54-EXTCEL05-GAUGE_2 | PM03 | 301 | 1Y E54 PG Calib (3A4-PG-07.04/05) | Gauge 02 | C | 0190E017 | 2018-03-26 | 2014-01-06 | PHSANTANJO
0190-033-711 | 411273 | 0190-COF-PRO-E54-EXTCEL03-GAUGE_2 | PM03 | 301 | 1Y E54 PG Calib (3A4-PG-07.04/03) | Cell Pressure Gauge Up | C | 0190E017 | 2018-03-26 | 2014-01-06 | PHSANTANJO
0190-033-710 | 411273 | 0190-COF-PRO-E54-EXTCEL01-GAUGE_2 | PM03 | 301 | 1Y E54 PG Calib (3A4-PG-07.04/01) | Cell Pressure Up | C | 0190E017 | 2018-03-26 | 2014-01-06 | PHSANTANJO
0190-033-709 | 411273 | 0190-COF-PRO-E54-EXTCEL08-GAUGE_1 | PM03 | 301 | 1Y E54 PG Calib (3A4-PG-07.02/08) | Gauge 01 | C | 0190E017 | 2018-03-26 | 2014-01-06 | PHSANTANJO
0190-033-708 | 411273 | 0190-COF-PRO-E54-EXTCEL07-GAUGE_1 | PM03 | 301 | 1Y E54 PG Calib (3A4-PG-07.02/07) | Gauge 01 | C | 0190E017 | 2018-03-26 | 2014-01-06 | PHSANTANJO
0190-033-707 | 411273 | 0190-COF-PRO-E54-EXTCEL06-GAUGE_1 | PM03 | 301 | 1Y E54 PG Calib (3A4-PG-07.02/06) | Gauge 01 | C | 0190E017 | 2018-03-26 | 2014-01-06 | PHSANTANJO
0190-033-706 | 411273 | 0190-COF-PRO-E54-EXTCEL05-GAUGE_1 | PM03 | 301 | 1Y E54 PG Calib (3A4-PG-07.02/05) | Gauge 01 | C | 0190E017 | 2018-03-26 | 2014-01-06 | PHSANTANJO
0190-033-705 | 411273 | 0190-COF-PRO-E45-EXTCEL04-GAUGE_1 | PM03 | 301 | 1Y E45 PG Calib (3A3-PG-07.02/04) | Cell Pressure Gauge Up | C | 0190E017 | 2018-03-26 | 2014-01-06 | PHSANTANJO
0190-033-704 | 411273 | 0190-COF-PRO-E54-EXTCEL04-GAUGE_1 | PM03 | 301 | 1Y E54 PG Calib (3A4-PG-07.02/04) | Gauge 01 | C | 0190E017 | 2018-03-22 | 2014-01-06 | PHSANTANJO
0190-033-703 | 411273 | 0190-COF-PRO-E54-EXTCEL03-GAUGE_1 | PM03 | 301 | 1Y E54 PG Calib (3A4-PG-07.02/03) | Cell Pressure Gauge Down | C | 0190E017 | 2018-03-22 | 2014-01-06 | PHSANTANJO
0190-033-702 | 411273 | 0190-COF-PRO-E54-EXTCEL02-GAUGE_1 | PM03 | 301 | 1Y E54 PG Calib (3A4-PG-07.02/02) | Cell Pressure Gauge Up | C | 0190E017 | 2018-03-22 | 2014-01-06 | PHSANTANJO
0190-033-701 | 411273 | 0190-COF-PRO-E54-EXTCEL01-GAUGE_1 | PM03 | 301 | 1Y E54 PG Calib (3A4-PG-07.02/01) | Cell Pressure Down | C | 0190E017 | 2018-03-22 | 2014-01-06 | PHSANTANJO
0190-033-700 | 411273 | 0190-COF-PRO-E45-CDSTNK01 | PM03 | 301 | 1Y E45 PG Calib (3A3-PG-05.32) | Water Heater Condensate Tank | C | 0190E017 | 2018-03-22 | 2014-01-06 | PHSANTANJO
0190-033-699 | 411273 | 0190-COF-PRO-A45-CFRHPR01-CFSCRW01 | PM03 | 301 | 1Y A45 PG Calib (3A6-PG-03.30) | P-ERA 45 Constant Feed Rate Screwfeeder | B | 0190E017 | 2018-03-22 | 2014-01-06 | PHSANTANJO
0190-033-698 | 411273 | 0190-COF-PRO-EGA-EXHFAN01-GAUGE_1 | PM03 | 301 | 1Y EGA PG Calib (2E_PG-030) | Gauge 01 | C | 0190E017 | 2018-03-22 | 2014-01-06 | PHSANTANJO
0190-033-697 | 33044 | 0190-COF-PRO-FFE-PRSTMCNDSTNK-CNDPMP01 | PM03 | 301 | 1Y FEE LIT Calib (3A8-LIT-05.05) | Pre-Evap Condensate pump M57 | B | 0190E002 | 2018-03-22 | 2014-01-06 | PHSANTANJO
0190-033-696 | 411273 | 0190-COF-PRO-EGA-SCKRSYS-SCKRFN02 | PM03 | 301 | 1Y Calibration of PG-164 (2E_PI-026) | Sucker System Fan No 2 | A | 0190E017 | 2014-09-11 | 2014-01-06 | PHSANTANJO
0190-033-695 | 411273 | 0190-COF-PRO-EGA-XTRCTHTR-EXCPMP01 | PM03 | 301 | 1Y EGA PG Calib (2E PG-023) | Extract Heater Water Recirculation Pump | B | 0190E017 | 2018-03-22 | 2014-01-06 | PHSANTANJO
0190-033-694 | 411273 | 0190-COF-PRO-EGA-CMMN | PM03 | 301 | 1Y Calibration of PG-159 (2E_PI-021) | Egron A Common | C | 0190E017 | 2014-09-11 | 2014-01-06 | PHSANTANJO
0190-033-693 | 411273 | 0190-COF-PRO-EGA-EGRTWR01-GAUGE_24 | PM03 | 301 | 1Y EGA PG Calib (3A5-PG-049) | Gauge 24 | C | 0190E017 | 2018-03-26 | 2014-01-06 | PHSANTANJO
0190-033-692 | 411273 | 0190-COF-PRO-EGA-CMMN | PM03 | 301 | 1Y Calibration of PG-157 (2E_PI-019) | Egron A Common | C | 0190E017 | 2014-09-11 | 2014-01-06 | PHSANTANJO
0190-033-691 | 411273 | 0190-COF-PRO-EGA-EGRTWR01-GAUGE_23 | PM03 | 301 | 1Y EGA PG Calib (3A5-PG-002) | Gauge 23 | C | 0190E017 | 2018-03-26 | 2014-01-06 | PHSANTANJO
0190-033-690 | 411273 | 0190-COF-PRO-E45-WTRWRKSYSTM-RWKTNK01 | PM03 | 301 | 1Y E45 PG Calib (3A5-PG-009) | Wet Rework Tank | C | 0190E017 | 2019-01-11 | 2014-01-06 | PHSANTANJO
0190-033-689 | 411273 | 0190-COF-PRO-HWS-HWPMP01 | PM03 | 301 | 1Y HWS PG Calib (3A5-PG-007) | Hot Water Pump no. 1 | B | 0190E017 | 2018-03-26 | 2014-01-06 | PHSANTANJO
0190-033-688 | 411274 | 0190-COF-PRO-EGA-EGRTWR01-GAUGE_38 | PM03 | 301 | 52W EGA TG Calib (3A5-TG-008) | Gauge 38 | B | 0190E017 | 2018-03-26 | 2014-01-06 | PHSANTANJO
0190-033-687 | 411274 | 0190-COF-PRO-EGA-BHFLTR01-GAUGE_7 | PM03 | 301 | 52W EGA TG Calib (3A5-TG-007) | Gauge 07 | B | 0190E017 | 2019-01-11 | 2014-01-06 | PHSANTANJO
0190-033-686 | 411273 | 0190-COF-PRO-EGA-CTISYSTM-M65 | PM03 | 301 | 52W EGA PG Calib (3A5-PG-066) | CTI Exhaust Fan | B | 0190E017 | 2018-04-16 | 2014-01-06 | PHSANTANJO
0190-033-685 | 33043 | 0190-COF-PRO-WFE-WFEVAP01-TRANSMITTER_10 | PM03 | 301 | 52W WFE TT Calib (3A9-TT-15.02) | Transmitter 10 | B | 0190E017 | 2018-04-16 | 2014-01-06 | PHSANTANJO
0190-033-684 | 411274 | 0190-COF-PRO-HWS-HWTNK01 | PM03 | 301 | 1Y HWS TG Calib (3A5-TG-001) | Hot Water Tank | B | 0190E017 | 2019-01-11 | 2014-01-06 | PHSANTANJO
0190-033-683 | 411273 | 0190-COF-PRO-EGA-HAV-GAUGE_1 | PM03 | 301 | 52W EGA PG Calib (3A5-PG-039 ) | Gauge 01 | B | 0190E017 | 2018-04-16 | 2014-01-06 | PHSANTANJO
0190-033-682 | 33043 | 0190-COF-PRO-EGA-BHFLTR01-TRANSMITTER_3 | PM03 | 301 | 1Y EGA TT Calib (3A5_TT-003) | Transmitter 03 | B | 0190E017 | 2018-04-16 | 2014-01-06 | PHSANTANJO
0190-033-681 | 411273 | 0190-COF-PRO-A45-SKDASMBLY02-ACNDSR01 | PM03 | 301 | 1Y A45 PG Calib (3A6-PG-062) | P-ERA 45 Aroma Condenser | C | 0190E001 | 2018-04-16 | 2014-01-06 | PHSANTANJO
0190-033-680 | 411273 | 0190-COF-PRO-WFE-XTRCTNLT-INTPMP01 | PM03 | 301 | 1Y WFE PG Calib (3A9-PG-061) | WFE Inlet Pump 01 | B | 0190E017 | 2018-04-16 | 2014-01-06 | PHSANTANJO
0190-033-679 | 411274 | 0190-COF-PRO-WFE-WFEVAP01-GAUGE_9 | PM03 | 301 | 52W WFE TG Calib (3A9-TG-15.05) | Gauge 09 | C | 0190E017 | 2018-04-16 | 2014-01-06 | PHSANTANJO
0190-033-678 | 411273 | 0190-COF-PRO-E45-STMEJE01-GAUGE_1 | PM03 | 301 | 52W E45 PG Calib (3A3-PG-17.11) | Gauge 01 | C | 0190E017 | 2018-04-16 | 2014-01-06 | PHSANTANJO
0190-033-677 | 411273 | 0190-COF-PRO-A45-SKDASMBLY01-PWCOLR01 | PM03 | 301 | 1Y A45 PG Calib (3A6-PG-042) | P-ERA 45 Pre-Wet Cooler | C | 0190E001 | 2018-04-16 | 2014-01-06 | PHSANTANJO
0190-033-676 | 33047 | 0190-COF-PRO-EGA-DRYRWRKSYS-DRYTLT01 | PM03 | 301 | 52W EGA WIT Calib (3A5_WIT-001) | Egron Dry Rework Mega Bag Tilting | C | 0190E001 | 2018-04-16 | 2014-01-06 | PHSANTANJO
0190-033-675 | 411273 | 0190-COF-PRO-E45-LPWHTR02-GAUGE_9 | PM03 | 301 | 1Y E45 PG Calib (3A3-PG-004) | Gauge 09 | C | 0190E017 | 2018-04-16 | 2014-01-06 | PHSANTANJO
0190-033-674 | 411274 | 0190-COF-PRO-E45-WTRWRKSYSTM-RWKTNK01 | PM03 | 301 | 1Y E45 TG Calib (3A3-TG-007) | Wet Rework Tank | C | 0190E017 | 2019-01-11 | 2014-01-06 | PHSANTANJO
0190-033-673 | 411273 | 0190-COF-PRO-EGA-EDCAHU-GAUGE_12 | PM03 | 301 | 52W EGA PG Calib (3A14-PG-035) | Gauge 12 | C | 0190E017 | 2018-04-16 | 2014-01-06 | PHSANTANJO
0190-033-672 | 411273 | 0190-COF-PRO-E54-HEATER04 | PM03 | 301 | 1Y E54 PG Calib (3A9-PG-001) | Pre Wetting Heater Assembly | B | 0190E017 | 2018-04-16 | 2014-01-06 | PHSANTANJO
0190-033-671 | 411273 | 0190-COF-PRO-E54-STMHDR01-GAUGE_7 | PM03 | 301 | 1Y E54 PG Calib (3A4-PG-060) | Gauge 07 | C | 0190E017 | 2018-04-16 | 2014-01-06 | PHSANTANJO
0190-033-670 | 411273 | 0190-COF-PRO-E54-COOLER11-GAUGE_13 | PM03 | 301 | 1Y E54 PG Calib (3A4-PG-002) | Gauge 13 | C | 0190E001 | 2018-04-16 | 2014-01-06 | PHSANTANJO
0190-033-669 | 411273 | 0190-COF-PRO-E54-COOLER11-GAUGE_12 | PM03 | 301 | 1Y E54 PG Calib (3A4-PG-001) | Gauge 12 | C | 0190E017 | 2018-03-22 | 2014-01-06 | PHSANTANJO
0190-033-668 | 411273 | 0190-COF-PRO-E54-COOLER11-GAUGE_11 | PM03 | 301 | 1Y E54 PG Calib (2A-PG-057) | Gauge 11 | C | 0190E001 | 2018-03-22 | 2014-01-06 | PHSANTANJO
0190-033-667 | 411273 | 0190-COF-PRO-E54-COOLER11-GAUGE_10 | PM03 | 301 | 1Y E54 PG Calib (2A-PG-056) | Gauge 10 | C | 0190E017 | 2018-03-22 | 2014-01-06 | PHSANTANJO
0190-033-666 | 411273 | 0190-COF-PRO-E54-COOLER11-GAUGE_9 | PM03 | 301 | 1Y E54 PG Calib (2A-PG-055) | Gauge 09 | C | 0190E017 | 2018-03-22 | 2014-01-06 | PHSANTANJO
0190-033-665 | 411273 | 0190-COF-PRO-E54-COOLER11-GAUGE_8 | PM03 | 301 | 1Y E54 PG Calib (2A PG-054) | Gauge 08 | C | 0190E017 | 2018-03-22 | 2014-01-06 | PHSANTANJO
0190-033-664 | 411273 | 0190-COF-PRO-E54-COOLER11-GAUGE_7 | PM03 | 301 | 1Y E54 PG Calib (2A PG-053) | Gauge 07 | C | 0190E017 | 2018-03-22 | 2014-01-06 | PHSANTANJO
0190-033-663 | 411273 | 0190-COF-PRO-E54-STMHDR01-GAUGE_3 | PM03 | 301 | 1Y E54 PG Calib (2A PG-052) | Gauge 03 | C | 0190E017 | 2018-03-22 | 2014-01-06 | PHSANTANJO
0190-033-662 | 411273 | 0190-COF-PRO-E54-STMHDR01-GAUGE_2 | PM03 | 301 | 1Y E54 PG Calib (2A PG-051) | Gauge 02 | C | 0190E017 | 2018-03-22 | 2014-01-06 | PHSANTANJO
0190-033-661 | 411273 | 0190-COF-PRO-FFE-THETNK01 | PM03 | 301 | 1Y E54 PG Calib (3A4-PG-48.07) | FFE Evaporator Thick Extract Buffer Tank | C | 0190E017 | 2018-03-22 | 2014-01-06 | PHSANTANJO
0190-033-660 | 411274 | 0190-COF-PRO-FFE-FSTCDNSTNK | PM03 | 301 | 1Y FFE TG Calib (3A8-TG-29.10) | FFE Finisher Steam Condensate Tank | C | 0190E017 | 2018-03-22 | 2014-01-06 | PHSANTANJO
0190-033-659 | 411274 | 0190-COF-PRO-FFE-FSTCDNSTNK | PM03 | 301 | 1Y FFE TG Calib (3A8-TG-29.09) | FFE Finisher Steam Condensate Tank | C | 0190E017 | 2018-03-22 | 2014-01-06 | PHSANTANJO
0190-033-658 | 411274 | 0190-COF-PRO-E45-CONSYSTM-CONTNK | PM03 | 301 | 1Y E45 TG Calib (3A3-TG-15.21) | IPTA Condensate Tank | C | 0190E001 | 2018-03-22 | 2014-01-06 | PHSANTANJO
0190-033-657 | 411274 | 0190-COF-PRO-A45-ROWTNK | PM03 | 301 | 1Y E45 TG Calib (3A3-TG-15.12) | P-ERA 45 RO-Water Booster Tank | C | 0190E001 | 2018-03-22 | 2014-01-06 | PHSANTANJO
0190-033-656 | 411274 | 0190-COF-PRO-E54-COOLER11-GAUGE_6 | PM03 | 301 | 1Y E54 TG Calib (3A4-TG-15.09) | Gauge 06 | C | 0190E017 | 2018-03-22 | 2014-01-06 | PHSANTANJO
0190-033-655 | 411274 | 0190-COF-PRO-E54-COOLER11-GAUGE_5 | PM03 | 301 | 1Y E54 TG Calib (3A4-TG-15.04) | Gauge 05 | C | 0190E017 | 2018-03-22 | 2014-01-06 | PHSANTANJO
0190-033-654 | 411273 | 0190-COF-PRO-FFE-PRSTMCNDSTNK-CNDPMP01 | PM03 | 301 | 1Y FFE PG Calib (3A8-PG-20.03) | Pre-Evap Condensate pump M57 | B | 0190E017 | 2018-03-22 | 2014-01-06 | PHSANTANJO
0190-033-653 | 411274 | 0190-COF-PRO-E54-COOLER11-GAUGE_4 | PM03 | 301 | 1Y E54 TG Calib (3A4-TG-015) | Gauge 04 | C | 0190E017 | 2018-03-22 | 2014-01-06 | PHSANTANJO
0190-033-652 | 411274 | 0190-COF-PRO-FFE-FNSHRCLNDR | PM03 | 301 | 1Y FFE TG Calib (3A4-TG-009) | FFE Finisher CALANDRIA | C | 0190E017 | 2018-03-22 | 2014-01-06 | PHSANTANJO
0190-033-651 | 411274 | 0190-COF-PRO-E45-WTRWRKSYSTM-RWKTNK01 | PM03 | 301 | 1Y E45 TG Calib (3A4-TG-20.11) | Wet Rework Tank | C | 0190E017 | 2018-03-22 | 2014-01-06 | PHSANTANJO
0190-033-650 | 411274 | 0190-COF-PRO-E54-STMEJE01-GAUGE_8 | PM03 | 301 | 1Y E54 TG Calib (3A4-TG-20.10) | Gauge 08 | C | 0190E017 | 2018-03-22 | 2014-01-06 | PHSANTANJO
0190-033-649 | 411273 | 0190-COF-PRO-E54-STMEJE01-GAUGE_7 | PM03 | 301 | 1Y E54 PG Calib (3A4-PG-36.02/01) | Gauge 07 | C | 0190E017 | 2017-07-17 | 2014-01-06 | PHSANTANJO
0190-033-648 | 411274 | 0190-COF-PRO-E54-EXTCEL01-GAUGE_3 | PM03 | 301 | 1Y E54 TG Calib (3A4-TG-112) | Gauge 03 | C | 0190E017 | 2018-03-22 | 2014-01-06 | PHSANTANJO
0190-033-647 | 411273 | 0190-COF-PRO-WFE-STMCON-M07 | PM03 | 301 | 1Y WFE PG Calib (3A9-PG-11.11) | WFE Steam Condensate Pump | B | 0190E017 | 2018-03-22 | 2014-01-06 | PHSANTANJO
0190-033-646 | 411274 | 0190-COF-PRO-E45-LPWHTR02-GAUGE_8 | PM03 | 301 | 1Y A45 TG Calib (3A3-TG-014) | Gauge 08 | C | 0190E017 | 2018-03-22 | 2014-01-06 | PHSANTANJO
0190-033-645 | 411274 | 0190-COF-PRO-FFE-PRSTMCNDSTNK | PM03 | 301 | 1Y FFE TG Calib (3A4-TG-004) | FFE Pre Evap Steam Condensate Tank | C | 0190E001 | 2018-03-22 | 2014-01-06 | PHSANTANJO
0190-033-644 | 411274 | 0190-COF-PRO-FFE-PRSTMCNDSTNK | PM03 | 301 | 1Y FFE TG Calib (3A4-TG-003) | FFE Pre Evap Steam Condensate Tank | C | 0190E001 | 2018-03-22 | 2014-01-04 | PHSANTANJO
0190-033-643 | 411274 | 0190-COF-PRO-FFE-THETNK01 | PM03 | 301 | 1Y FFE TG Calib (3A8-TG-009) | FFE Evaporator Thick Extract Buffer Tank | C | 0190E001 | 2018-03-22 | 2014-01-04 | PHSANTANJO
0190-033-642 | 411273 | 0190-COF-PRO-A54-SKDASMBLY02-ACNDSR01 | PM03 | 301 | 1Y E54 PG Calib (2A-PG-073) | P-ERA 54 Aroma Condenser | C | 0190E001 | 2018-03-22 | 2014-01-04 | PHSANTANJO
0190-033-641 | 411274 | 0190-COF-PRO-A45-DSTANKS-DSTNKB01 | PM03 | 301 | 1Y A45 TG Calib (3A3-TG-16.16) | P-ERA 45 Distillate Tank B | B | 0190E017 | 2018-03-22 | 2014-01-04 | PHSANTANJO
0190-033-640 | 411274 | 0190-COF-PRO-A45-DSTANKS-DSTNKA01 | PM03 | 301 | 1Y A45 TG Calib (3A3-TG-15.16) | P-ERA 45 Distillate Tank A | B | 0190E017 | 2018-03-22 | 2014-01-04 | PHSANTANJO
0190-033-639 | 411273 | 0190-COF-PRO-FFE-CTLTNK-CTLTNK03 | PM03 | 301 | 1Y E54 PG Calib (3A4-PG-36.08) | Clarified Thin Liqour Rare Tank | B | 0190E017 | 2018-03-22 | 2014-01-04 | PHSANTANJO
0190-033-638 | 411273 | 0190-COF-PRO-FFE-FFE01-GAUGE_2 | PM03 | 301 | 1Y FFE PG Calib (3A4-PG-32.20) | Gauge 02 | C | 0190E017 | 2018-03-22 | 2014-01-04 | PHSANTANJO
0190-033-637 | 411273 | 0190-COF-PRO-FFE-PRSTMCNDSTNK | PM03 | 301 | 1Y FFE PG Calib (3A8-PG-32.13) | FFE Pre Evap Steam Condensate Tank | C | 0190E001 | 2018-03-22 | 2014-01-04 | PHSANTANJO
0190-033-636 | 411273 | 0190-COF-PRO-E54-FILTER01-GAUGE_1 | PM03 | 301 | 1Y E54 PG Calib (3A4-PG-29.08) | Gauge 01 | C | 0190E017 | 2018-03-22 | 2014-01-04 | PHSANTANJO
0190-033-635 | 411273 | 0190-COF-PRO-FFE-FNSHRCLNDR | PM03 | 301 | 1Y FFE PG Calib (3A8-PG-29.02) | FFE Finisher CALANDRIA | C | 0190E017 | 2018-03-22 | 2014-01-04 | PHSANTANJO
0190-033-634 | 411273 | 0190-COF-PRO-E45-RWDSYSTEM-RWDTNK01 | PM03 | 301 | 1Y E45 PG Calib (3A3-PG-21.10) | Rework Dosing Tank | C | 0190E017 | 2018-03-22 | 2014-01-04 | PHSANTANJO
0190-033-633 | 411273 | 0190-COF-PRO-E54-STMEJE01-GAUGE_4 | PM03 | 301 | 1Y E54 PG Calib (3A4-PG-18.19) | Gauge 04 | C | 0190E017 | 2018-03-22 | 2014-01-04 | PHSANTANJO
0190-033-632 | 411273 | 0190-COF-PRO-E54-STMEJE01-GAUGE_3 | PM03 | 301 | 1Y E54 PG Calib (3A4-PG-18.11) | Gauge 03 | C | 0190E017 | 2018-03-22 | 2014-01-04 | PHSANTANJO
0190-033-631 | 411273 | 0190-COF-PRO-E45-CIPRTRNSYS-CIPPMP01 | PM03 | 301 | 1Y E45 PG Calib (3A6-PG-17.34) | E45 CIP Return Pump | C | 0190E017 | 2018-03-22 | 2014-01-04 | PHSANTANJO
0190-033-630 | 411273 | 0190-COF-PRO-A54-SKDASMBLY01-RECOLR01 | PM03 | 301 | 1Y A54 PG Calib (3A7-PG-09.09) | P-ERA 54 Recycle Cooler | C | 0190E017 | 2018-03-22 | 2014-01-04 | PHSANTANJO
0190-033-629 | 411273 | 0190-COF-PRO-E45-EXTCEL07-GAUGE_1 | PM03 | 301 | 1Y E45 PG Calib (3A3-PG-07.04/07) | Gauge 01 | C | 0190E017 | 2018-04-16 | 2014-01-04 | PHSANTANJO
0190-033-628 | 400614 | 0190-COF-PRO-RST-AIRTNK03-PRESSRELVAL_1 | PM03 | 301 | 52W RST PRV Calib (3A2-PRV-001) | Pressure Relief Valve 01 | B | 0190E001 | 2016-09-20 | 2014-01-04 | PHSANTANJO
0190-033-627 | 411273 | 0190-COF-PRO-EGA-SCRPMP01-GAUGE_1 | PM03 | 301 | 1Y EGA PG Calib (2B PG-053) | Gauge 01 | C | 0190E017 | 2018-03-22 | 2014-01-04 | PHSANTANJO
0190-033-626 | 411273 | 0190-COF-PRO-E45-LPWHTR02-GAUGE_1 | PM03 | 301 | 1Y E45 PG Calib (3A3-PG-052) | Gauge 01 | C | 0190E017 | 2018-03-22 | 2014-01-04 | PHSANTANJO
0190-033-625 | 411273 | 0190-COF-PRO-FFE-FNSHRCLNDR | PM03 | 301 | 1Y FFE PG Calib (3A4-PG-36.02/02) | FFE Finisher CALANDRIA | C | 0190E017 | 2018-03-22 | 2014-01-04 | PHSANTANJO
0190-033-624 | 411273 | 0190-COF-PRO-E54-STMHDR01-GAUGE_1 | PM03 | 301 | 1Y E54 PG Calib (3A4-PG-05.08) | Gauge 01 | C | 0190E017 | 2018-03-22 | 2014-01-04 | PHSANTANJO
0190-033-623 | 411273 | 0190-COF-PRO-E45-PREHTR01-GAUGE_5 | PM03 | 301 | 1Y E45 PG Calib (3A3-PG-13.02) | Gauge 05 | C | 0190E017 | 2018-03-22 | 2014-01-04 | PHSANTANJO
0190-033-622 | 411273 | 0190-COF-PRO-E45-STMHDR05-GAUGE_1 | PM03 | 301 | 1Y E45 PG Calib (3A3-PG-06.66) | Gauge 01 | C | 0190E017 | 2018-03-22 | 2014-01-04 | PHSANTANJO
0190-033-621 | 411273 | 0190-COF-PRO-E45-HPWHTR01-GAUGE_5 | PM03 | 301 | 1Y E45 PG Calib (3A3-PG-06.11) | Gauge 05 | C | 0190E017 | 2018-03-22 | 2014-01-04 | PHSANTANJO
0190-033-620 | 411273 | 0190-COF-PRO-E45-HPWHTR01-GAUGE_4 | PM03 | 301 | 1Y E45 PG Calib (3A3-PG-06.08) | Gauge 04 | C | 0190E017 | 2018-03-22 | 2014-01-04 | PHSANTANJO
0190-033-619 | 411273 | 0190-COF-PRO-E45-HPWHTR01-GAUGE_3 | PM03 | 301 | 1Y E45 PG Calib (3A3-PG-05.02) | Gauge 03 | C | 0190E017 | 2018-03-22 | 2014-01-04 | PHSANTANJO
0190-033-618 | 411273 | 0190-COF-PRO-FFE-UTC-EXTPMP02 | PM03 | 301 | 1Y E54 PG Calib (3A4-PG-24.05) | XtractTransfer Pump02 to 35cu.m.Tank_M13 | B | 0190E017 | 2018-03-22 | 2014-01-04 | PHSANTANJO
0190-033-617 | 411273 | 0190-COF-PRO-E54-HEATER03-GAUGE_1 | PM03 | 301 | 1Y E54 PG Calib (3A9-PG-12.05) | Gauge 01 | C | 0190E017 | 2018-03-22 | 2014-01-04 | PHSANTANJO
0190-033-616 | 411273 | 0190-COF-PRO-WFE-WFEVAP01-GAUGE_10 | PM03 | 301 | 1Y WFE PG Calib (3A9-PG-15.06) | Gauge 10 | C | 0190E017 | 2018-04-16 | 2016-06-10 | PHSANTANJO
0190-033-615 | 411273 | 0190-COF-PRO-EGA-BGHSLO01-GAUGE_2 | PM03 | 301 | 1Y EGA PG Calib (3A5-PG-34.02) | Gauge 02 | C | 0190E017 | 2018-04-16 | 2016-06-10 | PHSANTANJO
0190-033-614 | 411273 | 0190-COF-PRO-E54-TLBPMP01 | PM03 | 301 | 1Y E54 PG Calib (3A4-PG-54.11) | Thick Liquor Buffer Pump01 | B | 0190E001 | 2017-01-24 | 2014-01-02 | PHSANTANJO
0190-033-613 | 411273 | 0190-COF-PRO-EGA-EDCAHU-SENSOR_3 | PM03 | 301 | 52W EGA PG Calib (3A14-PS-005) | Sensor 03 | B | 0190E017 | 2018-04-16 | 2014-01-02 | PHSANTANJO
0190-033-612 | 411273 | 0190-COF-PRO-E54-TLBPMP02 | PM03 | 301 | 1Y E54 PG Calib (3A4-PG-54.17) | Thick Liquor Buffer Pump02 | B | 0190E017 | 2017-07-17 | 2014-01-02 | PHSANTANJO
0190-033-611 | 411273 | 0190-COF-PRO-E54-SIRPMP01 | PM03 | 301 | 2Y E54 PG Calib (3A4-PG-49.09) | SIR Pump 01 | B | 0190E002 | 2018-04-16 | 2014-01-02 | PHSANTANJO
0190-033-610 | 411273 | 0190-COF-PRO-E54-STMHDR05-GAUGE_1 | PM03 | 301 | 1Y E54 PG Calib (3A4-PG-91.11) | Gauge 01 | C | 0190E017 | 2018-04-16 | 2014-01-02 | PHSANTANJO
0190-033-609 | 411273 | 0190-COF-PRO-E54-HEATER01-GAUGE_2 | PM03 | 301 | 1Y E54 PG Calib (3A4-PG-06.02) | Gauge 02 | C | 0190E017 | 2018-04-16 | 2014-01-02 | PHSANTANJO
0190-033-608 | 33045 | 0190-COF-PRO-E45-STMHDR01-GAUGE_2 | PM03 | 301 | 1Y A45 PG Calib (3A6-PG-03.33/01.1) | Gauge 02 | C | 0190E017 | 2018-04-16 | 2014-01-02 | PHSANTANJO
0190-033-607 | 411274 | 0190-COF-PRO-RST-ROASTR03-FAN1306 | PM03 | 301 | 1Y RST TG Calib (3A2-TG-004) | R3 Cooling Supply Fan | C | 0190E017 | 2018-04-16 | 2014-01-02 | PHSANTANJO
0190-033-606 | 411274 | 0190-COF-PRO-RST-ROASTR02-FAN1510 | PM03 | 301 | 1Y RST TG Calib (2C TG-006) | R2 Cooler Supply Fan | C | 0190E001 | 2018-04-16 | 2014-01-02 | PHSANTANJO
0190-033-605 | 411274 | 0190-COF-PRO-RST-ROASTR01-FAN1306 | PM03 | 301 | 1Y RST TG Calib (3A2-TG-09.23) | R1 Cooler Supply Fan | C | 0190E017 | 2018-03-22 | 2014-01-02 | PHSANTANJO
0190-033-604 | 411273 | 0190-COF-PRO-EGA-SEP01-GAUGE_1 | PM03 | 301 | 52W EGA PG Calib (3A5-PG-024) | Gauge 01 | B | 0190E017 | 2018-04-16 | 2014-01-02 | PHSANTANJO
0190-033-603 | 411273 | 0190-COF-PRO-FFE-PRSTMCNDSTNK-CNDPMP01 | PM03 | 301 | 1Y FFE PG Calib (3A4-PG-41.08) | Pre-Evap Condensate pump M57 | B | 0190E017 | 2018-03-22 | 2014-01-02 | PHSANTANJO
0190-033-602 | 411274 | 0190-COF-PRO-RST-ROASTR04-FAN1510 | PM03 | 301 | 1Y RST TG Calib (3A2-TG-008) | Roaster No 4 Cooler Exhaust Fan | C | 0190E017 | 2018-03-22 | 2014-01-02 | PHSANTANJO
0190-033-601 | 411273 | 0190-COF-PRO-E54-STMEJE01-GAUGE_2 | PM03 | 301 | 1Y E54 PG Calib (3A4-PG-17.13) | Gauge 02 | C | 0190E017 | 2016-01-14 | 2014-01-02 | PHSANTANJO
0190-033-600 | 411273 | 0190-COF-PRO-E54-HEATER02-GAUGE_2 | PM03 | 301 | 1Y EGA PG Calib (3A5-PG-010) | Gauge 02 | C | 0190E017 | 2018-03-22 | 2014-01-02 | PHSANTANJO
0190-033-599 | 411273 | 0190-COF-PRO-E54-HEATER01-GAUGE_1 | PM03 | 301 | 1Y E54 PG Calib (3A4-PG-06.30) | Gauge 01 | C | 0190E017 | 2018-03-22 | 2014-01-02 | PHSANTANJO
0190-033-598 | 411273 | 0190-COF-PRO-E45-HPWHTR01-GAUGE_2 | PM03 | 301 | 1Y E45 PG Calib (3A3-PG-06.26) | Gauge 02 | C | 0190E017 | 2018-03-22 | 2014-01-02 | PHSANTANJO
0190-033-597 | 411273 | 0190-COF-PRO-FFE-UTC-EXTPMP01 | PM03 | 301 | 1Y E54 PG Calib (3A4-PG-24.04) | XtractTransfer Pump01 to 35cu.m.Tank_M13 | B | 0190E017 | 2018-03-22 | 2014-01-02 | PHSANTANJO
0190-033-596 | 64377 | 0190-COF-PRO-E54-HEATER02-PRESSRELVAL_1 | PM03 | 301 | 1Y E54 PRV Calib (3A4-PRV-04.16) | Pressure Relief Valve 01 | B | 0190E017 | 2018-03-22 | 2013-12-19 | PHSANTANJO
0190-033-595 | 56861 | 0190-COF-PRO-E54-COOLER11-CONTROLVALVE_1 | PM03 | 301 | 52W E54 PCV Calib (3A4-PCV-15.29) | Control Valve 01 | B | 0190E017 | 2018-03-22 | 2013-12-19 | PHSANTANJO
0190-033-594 | 33043 | 0190-COF-PRO-RST-ROASTR03-FAN12 | PM03 | 301 | 52W RST TT Calib (3A2-TT-11.17) | R3 Exhaust Fan | B | 0190E017 | 2018-03-22 | 2013-12-19 | PHSANTANJO
0190-033-593 | 411273 | 0190-COF-PRO-EGA-EDCAHU-GAUGE_14 | PM03 | 301 | 52W EGA PG Calib (3A14-PG-034) | Gauge 14 | C | 0190E017 | 2018-03-22 | 2013-12-19 | PHSANTANJO
0190-033-592 | 33045 | 0190-COF-PRO-RST-HDRTNK01-TRANSMITTER_1 | PM03 | 301 | 1Y RST PT Calib (3A2-PT-32.09/01) | Transmitter 01 | B | 0190E017 | 2018-03-22 | 2013-12-19 | PHSANTANJO
0190-033-591 | 33045 | 0190-COF-PRO-RST-HDRTNK01-SENSOR_3 | PM03 | 301 | 1Y RST PS Calib (3A2-PS-32.07/01) | Sensor 03 | B | 0190E017 | 2018-03-22 | 2013-12-19 | PHSANTANJO
0190-033-590 | 33045 | 0190-COF-PRO-EGA-AFTCOL01-TRANSMITTER_5 | PM03 | 301 | 1Y EGA PIT Calib (3A5-PIT-04.05) | Transmitter 05 | B | 0190E017 | 2018-03-22 | 2013-12-19 | PHSANTANJO
0190-033-589 | 56861 | 0190-COF-PRO-E54-INTTNK01 | PM03 | 301 | 1Y E54 PCV Calib (3A4-PCV-51.13/08) | IPTA Intermediate Tank | B | 0190E017 | 2018-03-22 | 2013-12-18 | PHSANTANJO
0190-033-588 | 56861 | 0190-COF-PRO-E54-INTTNK01 | PM03 | 301 | 1Y E54 PCV Calib (3A4-PCV-51.13/07) | IPTA Intermediate Tank | B | 0190E017 | 2018-03-22 | 2013-12-18 | PHSANTANJO
0190-033-587 | 56861 | 0190-COF-PRO-E54-INTTNK01 | PM03 | 301 | 1Y E54 PCV Calib (3A4-PCV-51.13/06) | IPTA Intermediate Tank | B | 0190E017 | 2018-03-22 | 2013-12-18 | PHSANTANJO
0190-033-586 | 56861 | 0190-COF-PRO-E54-INTTNK01 | PM03 | 301 | 1Y E54 PCV Calib (3A4-PCV-51.13/05) | IPTA Intermediate Tank | B | 0190E017 | 2018-03-22 | 2013-12-18 | PHSANTANJO
0190-033-585 | 56861 | 0190-COF-PRO-E54-INTTNK01 | PM03 | 301 | 1Y E54 PCV Calib (3A4-PCV-51.13/04) | IPTA Intermediate Tank | B | 0190E017 | 2018-03-22 | 2013-12-18 | PHSANTANJO
0190-033-584 | 56861 | 0190-COF-PRO-E54-INTTNK01 | PM03 | 301 | 1Y E54 PCV Calib (3A4-PCV-51.13/03) | IPTA Intermediate Tank | B | 0190E017 | 2018-03-22 | 2013-12-18 | PHSANTANJO
0190-033-583 | 56861 | 0190-COF-PRO-E54-INTTNK01 | PM03 | 301 | 1Y E54 PCV Calib (3A4-PCV-51.13/02) | IPTA Intermediate Tank | B | 0190E017 | 2018-03-22 | 2013-12-18 | PHSANTANJO
0190-033-582 | 56861 | 0190-COF-PRO-E54-INTTNK01 | PM03 | 301 | 1Y E54 PCV Calib (3A4-PCV-51.13/01) | IPTA Intermediate Tank | B | 0190E017 | 2018-03-22 | 2013-12-18 | PHSANTANJO
0190-033-581 | 64377 | 0190-COF-PRO-E45-IPTPMPSYSTM-IPTPMP01 | PM03 | 301 | 1Y E45 PRV Calib (3A3-PRV-12.07) | IPTA Pump No 1 | B | 0190E017 | 2018-03-22 | 2013-11-20 | PHSANTANJO
0190-033-580 | 400614 | 0190-COF-PRO-A45-DSTANKS-DSTNKA01 | PM03 | 301 | 1Y E45 PRV Calib (3A6-PRV-15.12) | P-ERA 45 Distillate Tank A | B | 0190E001 | 2018-03-22 | 2013-10-10 | PHSANTANJO
0190-033-579 | 33043 | 0190-COF-PRO-FFE-FNSHRCLNDR | PM03 | 301 | 1Y FFE TT Calib (3A8-TT-23.04/2) | FFE Finisher CALANDRIA | C | 0190E002 | 2018-02-26 | 2013-09-16 | PHSANTANJO
0190-033-578 | 33043 | 0190-COF-PRO-RST-ROASTR04-TRANSMITTER_9 | PM03 | 301 | 1Y RST TT Calib (3A2-TT-12.16) | Transmitter 09 | B | 0190E017 | 2018-02-26 | 2013-09-16 | PHSANTANJO
0190-033-577 | 67995 | 0190-COF-PRO-E45-WGHSYSTM-WGHTNK02 | PM03 | 301 | 1Y E45 TS Calib (3A3-TS-20.09TS3) | Weigh Tank No 2 | B | 0190E017 | 2018-02-26 | 2013-06-27 | PHSANTANJO
0190-033-576 | 67995 | 0190-COF-PRO-E45-WGHSYSTM-WGHTNK02 | PM03 | 301 | 1Y E45 TS Calib (3A3-TS-20.09TS2) | Weigh Tank No 2 | B | 0190E001 | 2018-02-26 | 2013-06-27 | PHSANTANJO
0190-033-575 | 67995 | 0190-COF-PRO-E45-WGHSYSTM-WGHTNK02 | PM03 | 301 | 1Y E45 TS Calib (3A3-TS-20.09TS1) | Weigh Tank No 2 | B | 0190E017 | 2018-02-26 | 2013-06-27 | PHSANTANJO
0190-033-574 | 67995 | 0190-COF-PRO-E45-WGHSYSTM-WGHTNK01 | PM03 | 301 | 1Y E45 WIT Calib (3A3-WIT-19.10TS3) | Weigh Tank No 1 | B | 0190E017 | 2018-02-26 | 2013-06-27 | PHSANTANJO
0190-033-573 | 67995 | 0190-COF-PRO-E45-WGHSYSTM-WGHTNK01 | PM03 | 301 | 1Y E45 WIT Calib (3A3-WIT-19.10TS2) | Weigh Tank No 1 | B | 0190E001 | 2018-02-26 | 2013-06-27 | PHSANTANJO
0190-033-572 | 67995 | 0190-COF-PRO-E45-WGHSYSTM-WGHTNK01 | PM03 | 301 | 1Y E45 WIT Calib (3A3-WIT-19.10TS1) | Weigh Tank No 1 | B | 0190E017 | 2018-02-26 | 2013-06-27 | PHSANTANJO
0190-033-571 | 33046 | 0190-COF-PRO-E54-STMHDR01 | PM03 | 301 | 1Y E54 FIT Calib (3A4-FIT-30.11) | E54 Main Steam Supply Header | A | 0190E017 | 2014-09-11 | 2013-06-15 | PHSANTANJO
0190-033-570 | 411273 | 0190-COF-PRO-EGA-EGRTWR01-GAUGE_37 | PM03 | 301 | 52W EGA PG Calib (3A5-PG-029) | Gauge 37 | B | 0190E017 | 2018-02-26 | 2013-06-15 | PHSANTANJO
0190-033-569 | 33044 | 0190-COF-PRO-SCE-SCTNK01 | PM03 | 301 | 1Y SCE LIT Calib (3A5-LIT-09.05) | Spent Caustic Tank | C | 0190E001 | 2018-02-26 | 2013-03-21 | PHSANTANJO
0190-033-568 | 33046 | 0190-COF-PRO-SCE-CDRTNK01 | PM03 | 301 | 1Y EGA FIT Calib (3D1-FIT-30.07) | CIP Drain Tank Extraction 54 | C | 0190E001 | 2018-02-26 | 2013-03-21 | PHSANTANJO
0190-033-567 | 33046 | 0190-COF-PRO-SCE-CTNK01 | PM03 | 301 | 1Y EGA FIT Calib (3D1-FIT-30.05) | Caustic Tank | B | 0190E001 | 2018-02-26 | 2013-03-21 | PHSANTANJO
0190-033-566 | 33046 | 0190-COF-PRO-SCE-CTNK01 | PM03 | 301 | 1Y EGA FIT Calib (3D1-FIT-30.01) | Caustic Tank | B | 0190E001 | 2018-02-26 | 2013-03-21 | PHSANTANJO
0190-033-565 | 33046 | 0190-COF-PRO-SCE-EVATNK02 | PM03 | 301 | 1Y SCE FIT Calib (3D1-FIT-30.03) | Evaporator Storage Tank | C | 0190E001 | 2018-02-26 | 2013-03-21 | PHSANTANJO
0190-033-564 | 51986 | 0190-COF-PRO-RST-ROASTR04-TRANSMITTER_8 | PM03 | 301 | 1Y RST FIQ Calib (3A2-FIQ-32.20/04) | Transmitter 08 | B | 0190E017 | 2018-02-26 | 2013-03-04 | PHSANTANJO
0190-033-563 | 51986 | 0190-COF-PRO-RST-ROASTR03-TRANSMITTER_8 | PM03 | 301 | 1Y RST FIQ Calib (3A2-FIQ-32.20/03) | Transmitter 08 | B | 0190E017 | 2018-02-26 | 2013-03-04 | PHSANTANJO
0190-033-562 | 51986 | 0190-COF-PRO-RST-ROASTR02-TRANSMITTER_8 | PM03 | 301 | 1Y RST FIQ Calib (3A2-FIQ-32.20/02) | Transmitter 08 | B | 0190E017 | 2018-02-26 | 2013-03-04 | PHSANTANJO
0190-033-561 | 51986 | 0190-COF-PRO-RST-ROASTR01-TRANSMITTER_8 | PM03 | 301 | 1Y RST FIQ Calib (3A2-FIQ-32.20/01) | Transmitter 08 | B | 0190E017 | 2018-02-26 | 2013-03-04 | PHSANTANJO
0190-033-560 | 411273 | 0190-COF-PRO-EGA-EGRTWR01-GAUGE_36 | PM03 | 301 | 52W EGA PG Calib (3A5-PG-028) | Gauge 36 | B | 0190E017 | 2018-02-26 | 2013-03-04 | PHSANTANJO
0190-033-559 | 400591 | 0190-COF-PRO-EGA-BGHSLO01-TRANSMITTER_1 | PM03 | 301 | 1Y EGA WIT Calib (3A5-WIT-34.04) | Transmitter 01 | B | 0190E017 | 2018-02-26 | 2013-01-23 | PHSANTANJO
0190-033-558 | 33043 | 0190-COF-PRO-EGA-SPRTR2-TRANSMITTER_1 | PM03 | 301 | 1Y EGA TT Calib (3A5-TT-17.04) | Transmitter 01 | B | 0190E017 | 2018-02-26 | 2013-01-23 | PHSANTANJO
0190-033-558 | 33043 | 0190-COF-PRO-EGA-SPRTR2-TRANSMITTER_2 | PM03 | 301 | 1Y EGA TT Calib (3A5-TT-17.05) | Transmitter 02 | B | 0190E017 | 2018-02-26 | 2013-01-23 | PHSANTANJO
0190-033-558 | 33043 | 0190-COF-PRO-EGA-SPRTR2-TRANSMITTER_3 | PM03 | 301 | 1Y EGA TT Calib (3A5-TT-17.06) | Transmitter 03 | B | 0190E017 | 2018-02-26 | 2013-01-23 | PHSANTANJO
0190-033-558 | 33043 | 0190-COF-PRO-EGA-SPRTR2-TRANSMITTER_4 | PM03 | 301 | 1Y EGA TT Calib (3A5-TT-17.07) | Transmitter 04 | B | 0190E017 | 2018-02-26 | 2013-01-23 | PHSANTANJO
0190-033-557 | 33043 | 0190-COF-PRO-EGA-SPRTR1-TRANSMITTER_1 | PM03 | 301 | 1Y EGA TT Calib (3A5-TT-16.04) | Transmitter 01 | B | 0190E017 | 2018-02-26 | 2013-01-23 | PHSANTANJO
0190-033-557 | 33043 | 0190-COF-PRO-EGA-SPRTR1-TRANSMITTER_2 | PM03 | 301 | 1Y EGA TT Calib (3A5-TT-16.05) | Transmitter 02 | B | 0190E017 | 2018-02-26 | 2013-01-23 | PHSANTANJO
0190-033-557 | 33043 | 0190-COF-PRO-EGA-SPRTR1-TRANSMITTER_3 | PM03 | 301 | 1Y EGA TT Calib (3A5-TT-16.06) | Transmitter 03 | B | 0190E017 | 2018-02-26 | 2013-01-23 | PHSANTANJO
0190-033-557 | 33043 | 0190-COF-PRO-EGA-SPRTR1-TRANSMITTER_4 | PM03 | 301 | 1Y EGA TT Calib (3A5-TT-16.07) | Transmitter 04 | B | 0190E017 | 2018-02-26 | 2013-01-23 | PHSANTANJO
0190-033-556 | 33044 | 0190-COF-PRO-SCE-CDRTNK01 | PM03 | 301 | 1Y SCE LIT Calib (3A4-LIT-39.11) | CIP Drain Tank Extraction 54 | C | 0190E001 | 2018-02-26 | 2013-01-23 | PHSANTANJO
0190-033-555 | 33043 | 0190-COF-PRO-WFE-HEATER01 | PM03 | 301 | 1Y WFE TT Calib (3A9-TT-12.10) | WFE Pre Heater | B | 0190E001 | 2018-02-26 | 2013-01-23 | PHSANTANJO
0190-033-554 | 33046 | 0190-COF-PRO-E45-RWDSYSTEM-RWDTNK01 | PM03 | 301 | 1Y E45 FIT Calib (3A3-FIT-21.08) | Rework Dosing Tank | C | 0190E001 | 2018-02-26 | 2013-01-23 | PHSANTANJO
0190-033-553 | 400614 | 0190-COF-PRO-WFE-HEATER02-PRESSRELVAL_1 | PM03 | 301 | 1Y WFE PRV Calib (3A9-PRV-14.03) | Pressure Relief Valve 01 | B | 0190E017 | 2018-02-26 | 2013-01-08 | PHSANTANJO
0190-033-552 | 400614 | 0190-COF-PRO-WFE-HEATER01 | PM03 | 301 | 1Y WFE PRV Calib (3A9-PRV-13.04) | WFE Pre Heater | B | 0190E001 | 2018-02-26 | 2013-01-08 | PHSANTANJO
0190-033-551 | 400614 | 0190-COF-PRO-WFE-WFEVAP01-PRESSRELVAL_4 | PM03 | 301 | 1Y WFE PRV Calib (3A9-PRV-15.13) | Pressure Relief Valve 04 | B | 0190E017 | 2018-02-26 | 2013-01-08 | PHSANTANJO
0190-033-550 | 400614 | 0190-COF-PRO-FFE-FFE01-PRESSRELVAL_1 | PM03 | 301 | 1Y FFE PRV Calib (3A8-PRV-01.06) | Pressure Relief Valve 01 | B | 0190E017 | 2018-02-26 | 2013-01-08 | PHSANTANJO
0190-033-549 | 400614 | 0190-COF-PRO-FFE-FNSHRCLNDR | PM03 | 301 | 1Y FFE PRV Calib (3A8-PRV-23.09) | FFE Finisher CALANDRIA | C | 0190E001 | 2018-02-26 | 2013-01-08 | PHSANTANJO
0190-033-548 | 400614 | 0190-COF-PRO-E54-HEATER04 | PM03 | 301 | 1Y E45 PRV Calib (3A3-PRV-04.21) | Pre Wetting Heater Assembly | B | 0190E001 | 2018-02-26 | 2013-01-08 | PHSANTANJO
0190-033-547 | 411273 | 0190-COF-PRO-EGA-EGRTWR01-GAUGE_35 | PM03 | 301 | 52W EGA PG Calib (3A5-PG-027) | Gauge 35 | B | 0190E017 | 2018-02-26 | 2013-01-08 | PHSANTANJO
0190-033-546 | 411273 | 0190-COF-PRO-EGA-EGRTWR01-GAUGE_34 | PM03 | 301 | 52W EGA PG Calib (3A5-PG-026) | Gauge 34 | B | 0190E017 | 2018-02-26 | 2013-01-08 | PHSANTANJO
0190-033-545 | 400614 | 0190-COF-PRO-E54-HEATER03-PRESSRELVAL_1 | PM03 | 301 | 1Y E54 PRV Calib (3A4-PRV-13.04) | Pressure Relief Valve 01 | B | 0190E017 | 2018-02-26 | 2013-01-08 | PHSANTANJO
0190-033-544 | 400614 | 0190-COF-PRO-E54-STMHDR01-PRESSRELVAL_2 | PM03 | 301 | 1Y E54 PRV Calib (3A4-PRV-05.13) | Pressure Relief Valve 02 | B | 0190E017 | 2018-02-26 | 2013-01-08 | PHSANTANJO
0190-033-543 | 411273 | 0190-COF-PRO-E54-STMHDR01-GAUGE_9 | PM03 | 301 | 52W E54 PG Calib (3A4-PG-005) | Gauge 09 | B | 0190E017 | 2018-02-26 | 2013-01-08 | PHSANTANJO
0190-033-542 | 411273 | 0190-COF-PRO-FFE-PREHTR01-GAUGE_1 | PM03 | 301 | 52W FFE PG Calib (3A4-PG-003) | Gauge 01 | B | 0190E017 | 2018-02-26 | 2013-01-08 | PHSANTANJO
0190-033-541 | 33043 | 0190-COF-PRO-SCE-EVAPTR01-TRANSMITTER_2 | PM03 | 301 | 52W SCE TT Calib (3A5-TT-9457) | Transmitter 02 | B | 0190E017 | 2018-02-26 | 2013-01-08 | PHSANTANJO
0190-033-540 | 400614 | 0190-COF-PRO-E54-STMHDR05-PRESSRELVAL_1 | PM03 | 301 | 1Y E54 PRV Calib (3A4-PRV-03.17) | Pressure Relief Valve 01 | B | 0190E017 | 2018-02-26 | 2013-01-08 | PHSANTANJO
0190-033-539 | 400614 | 0190-COF-PRO-E54-COOLER11-PRESSRELVAL_1 | PM03 | 301 | 1Y E54 PRV Calib (3A4-PRV-14.09) | Pressure Relief Valve 01 | B | 0190E017 | 2018-02-26 | 2013-01-08 | PHSANTANJO
0190-033-538 | 400614 | 0190-COF-PRO-E45-CELHDR01 | PM03 | 301 | 1Y E45 PRV Calib (3A3-PRV-14.08) | E45 Cell Header | B | 0190E001 | 2018-02-26 | 2013-01-08 | PHSANTANJO
0190-033-537 | 400614 | 0190-COF-PRO-E45-STMHDR01-PRESSRELVAL_2 | PM03 | 301 | 1Y E45 PRV Calib (2B PRV-027) | Pressure Relief Valve 02 | B | 0190E017 | 2018-02-26 | 2013-01-08 | PHSANTANJO
0190-033-536 | 33045 | 0190-COF-PRO-RST-ROASTR01-TRANSMITTER_9 | PM03 | 301 | 52W RST DPT Calib (3A2-DPT-004) | Transmitter 09 | B | 0190E017 | 2018-02-26 | 2013-01-08 | PHSANTANJO
0190-033-535 | 400614 | 0190-COF-PRO-E45-PREHTR01-PRESSRELVAL_1 | PM03 | 301 | 1Y E45 PRV Calib (3A3-PRV-13.04) | Pressure Relief Valve 01 | B | 0190E017 | 2018-02-26 | 2013-01-08 | PHSANTANJO
0190-033-534 | 400614 | 0190-COF-PRO-A54-SKDASMBLY02-SPTRGL01 | PM03 | 301 | 1Y A54 PRV Calib (3A7-PRV-09.08) | P-ERA 54 Gas-Liquid Separator | C | 0190E001 | 2018-02-26 | 2013-01-08 | PHSANTANJO
0190-033-534 | 400614 | 0190-COF-PRO-A54-SKDASMBLY02-SPTRGL01 | PM03 | 301 | 1Y A54 PRV Calib (3A7-PRV-09.08/2) | P-ERA 54 Gas-Liquid Separator | C | 0190E017 | 2018-02-26 | 2014-09-10 | PHSANTANJO
0190-033-533 | 400614 | 0190-COF-PRO-A54-SKDASMBLY02-ACNDSR01 | PM03 | 301 | 1Y A54 PRV Calib (3A7-PRV-06.05) | P-ERA 54 Aroma Condenser | C | 0190E001 | 2018-02-26 | 2013-01-08 | PHSANTANJO
0190-033-533 | 400614 | 0190-COF-PRO-A54-SKDASMBLY02-ACNDSR01 | PM03 | 301 | 1Y A54 PRV Calib (3A7-PRV-06.03.2) | P-ERA 54 Aroma Condenser | C | 0190E001 | 2018-02-26 | 2013-01-08 | PHSANTANJO
0190-033-532 | 400614 | 0190-COF-PRO-A54-SKDASMBLY01-WTRCOL01 | PM03 | 301 | 1Y A54 PRV Calib (3A7-PRV-13.06) | P-ERA 54 Water Absorption Column | B | 0190E001 | 2018-02-26 | 2013-01-08 | PHSANTANJO
0190-033-531 | 400614 | 0190-COF-PRO-E45-STMHDR01-PRESSRELVAL_3 | PM03 | 301 | 1Y A45 PRV Calib (3A6-PRV-03.11) | Pressure Relief Valve 03 | B | 0190E017 | 2018-02-26 | 2013-01-08 | PHSANTANJO
0190-033-530 | 400614 | 0190-COF-PRO-A45-SKDASMBLY02-SPTRGL01 | PM03 | 301 | 1Y A45 PRV Calib (3A6-PRV-09.08) | P-ERA 45 Gas-Liquid Separator | C | 0190E001 | 2018-02-26 | 2013-01-08 | PHSANTANJO
0190-033-530 | 400614 | 0190-COF-PRO-A45-SKDASMBLY02-SPTRGL01 | PM03 | 301 | 1Y A45 PRV Calib (3A6-PRV-10.02) | P-ERA 45 Gas-Liquid Separator | C | 0190E001 | 2018-02-26 | 2013-01-08 | PHSANTANJO
0190-033-529 | 400614 | 0190-COF-PRO-A45-DSTANKS-DSTNKA01 | PM03 | 301 | 1Y A45 PRV Calib (3A3-PRV-15.11) | P-ERA 45 Distillate Tank A | B | 0190E001 | 2018-02-26 | 2013-01-08 | PHSANTANJO
0190-033-529 | 400614 | 0190-COF-PRO-A45-DSTANKS-DSTNKA01 | PM03 | 301 | 1Y A45 PRV Calib (3A6-PRV-70.04) | P-ERA 45 Distillate Tank A | B | 0190E001 | 2018-02-26 | 2013-01-08 | PHSANTANJO
0190-033-528 | 33045 | 0190-COF-PRO-RST-TRNSPRT-M05 | PM03 | 301 | 1Y RST PS Calib (3A2-PS-11.27) | RC Storing Roaster No 3 Blower | B | 0190E001 | 2018-02-26 | 2013-01-08 | PHSANTANJO
0190-033-527 | 33043 | 0190-COF-PRO-A54-SKDASMBLY02-ACNDSR01 | PM03 | 301 | 1Y A54 TT Calib (3A7-TT-07.06) | P-ERA 54 Aroma Condenser | C | 0190E017 | 2018-02-26 | 2013-01-08 | PHSANTANJO
0190-033-526 | 411273 | 0190-COF-PRO-EGA-BGHSLO01-GAUGE_1 | PM03 | 301 | 1Y EGA PG Calib (3A5-PG-34.03) | Gauge 01 | C | 0190E017 | 2018-02-26 | 2013-01-08 | PHSANTANJO
0190-033-525 | 33045 | 0190-COF-PRO-RST-TRNSPRT-M14 | PM03 | 301 | 1Y RST PS Calib (3A2-PS-17.06) | RC Transport To Silo B1 & B2 Blower | B | 0190E001 | 2018-02-26 | 2013-01-08 | PHSANTANJO
0190-033-524 | 33043 | 0190-COF-PRO-E54-HEATER01-TRANSMITTER_4 | PM03 | 301 | 1Y E54 TT Calib (3A4-TT-001) | Transmitter 04 | B | 0190E017 | 2017-07-10 | 2013-01-08 | PHSANTANJO
0190-033-523 | 411273 | 0190-COF-PRO-EGA-TRWTNK01 | PM03 | 301 | 1Y EGA PG Calib (3A5-PG-02.04) | Treated Water Tank To Egron | B | 0190E017 | 2018-02-26 | 2013-01-08 | PHSANTANJO
0190-033-522 | 33045 | 0190-COF-PRO-RST-ROASTR01-SENSOR_1 | PM03 | 301 | 1Y RST PS Calib (3A2-PS-09.31/02) | Sensor 01 | B | 0190E017 | 2018-02-26 | 2013-01-08 | PHSANTANJO
0190-033-522 | 33045 | 0190-COF-PRO-RST-ROASTR01-SENSOR_2 | PM03 | 301 | 1Y RST PS Calib (3A2-PS-32.17/01) | Sensor 02 | B | 0190E017 | 2018-02-26 | 2013-01-08 | PHSANTANJO
0190-033-522 | 33045 | 0190-COF-PRO-RST-ROASTR01-SENSOR_3 | PM03 | 301 | 1Y RST PS Calib (3A2-PS-32.15/01) | Sensor 03 | B | 0190E017 | 2018-02-26 | 2013-01-08 | PHSANTANJO
0190-033-522 | 33045 | 0190-COF-PRO-RST-ROASTR01-SENSOR_4 | PM03 | 301 | 1Y RST PS Calib (3A2-PS-09.31/03) | Sensor 04 | B | 0190E017 | 2018-02-26 | 2014-09-09 | PHSANTANJO
0190-033-521 | 33045 | 0190-COF-PRO-RST-HDRTNK02-SENSOR_1 | PM03 | 301 | 1Y RST PS Calib (3A2-PS-32.04/02) | Sensor 01 | B | 0190E017 | 2018-02-26 | 2013-01-08 | PHSANTANJO
0190-033-521 | 33045 | 0190-COF-PRO-RST-HDRTNK02-SENSOR_2 | PM03 | 301 | 1Y RST PS Calib (3A2-PS-32.07/02) | Sensor 02 | B | 0190E017 | 2018-02-26 | 2013-01-08 | PHSANTANJO
0190-033-521 | 33045 | 0190-COF-PRO-RST-HDRTNK02-SENSOR_3 | PM03 | 301 | 1Y RST PS Calib (3A2-PSH-32.11/02) | Sensor 03 | B | 0190E017 | 2018-02-26 | 2013-01-08 | PHSANTANJO
0190-033-520 | 33045 | 0190-COF-PRO-RST-ROASTR02-SENSOR_1 | PM03 | 301 | 1Y RST PS Calib (3A2-PS-10.22/02) | Sensor 01 | B | 0190E017 | 2018-02-26 | 2013-01-08 | PHSANTANJO
0190-033-520 | 33045 | 0190-COF-PRO-RST-ROASTR02-SENSOR_2 | PM03 | 301 | 1Y RST PS Calib (3A2-PS-32.15/02) | Sensor 02 | B | 0190E017 | 2018-02-26 | 2013-01-08 | PHSANTANJO
0190-033-520 | 33045 | 0190-COF-PRO-RST-ROASTR02-SENSOR_3 | PM03 | 301 | 1Y RST PS Calib (3A2-PSH-11.26/02) | Sensor 03 | B | 0190E017 | 2018-02-26 | 2013-01-08 | PHSANTANJO
0190-033-519 | 33043 | 0190-COF-PRO-WFE-WFEVAP01-TRANSMITTER_9 | PM03 | 301 | 52W WFE TT Calib (3A9-TT-15.03) | Transmitter 09 | B | 0190E017 | 2018-02-26 | 2013-01-08 | PHSANTANJO
0190-033-518 | 33045 | 0190-COF-PRO-RST-TRNSPRT-M03 | PM03 | 301 | 1Y RST PS Calib (3A2-PS-08.10) | GC Blower To Roasters | B | 0190E017 | 2018-02-26 | 2014-07-24 | PHSANTANJO
0190-033-517 | 33043 | 0190-COF-PRO-E45-EXTCEL08-TRANSMITTER_2 | PM03 | 301 | 52W E45 TT Calib (3A3-TT-07.16/8) | Cell Temperature Transmitter | B | 0190E017 | 2018-02-26 | 2013-01-08 | PHSANTANJO
0190-033-516 | 33045 | 0190-COF-PRO-RST-ROASTR04-SENSOR_3 | PM03 | 301 | 1Y RST PS Calib (3A2-PS-12.27/03) | Sensor 03 | B | 0190E017 | 2018-02-26 | 2013-01-08 | PHSANTANJO
0190-033-516 | 33045 | 0190-COF-PRO-RST-ROASTR04-SENSOR_5 | PM03 | 301 | 1Y RST PS Calib (3A2-PSH-12.27/02) | Sensor 05 | B | 0190E017 | 2018-02-26 | 2013-01-08 | PHSANTANJO
0190-033-516 | 33045 | 0190-COF-PRO-RST-ROASTR04-SENSOR_6 | PM03 | 301 | 1Y RST PS Calib (3A2-PSH-32.15/04) | Sensor 06 | B | 0190E017 | 2018-02-26 | 2013-01-08 | PHSANTANJO
0190-033-515 | 411273 | 0190-COF-PRO-EGA-EGRTWR01-GAUGE_15 | PM03 | 301 | 1Y EGA PG Calib (3A14-PG-022) | Gauge 15 | C | 0190E017 | 2018-02-26 | 2013-01-08 | PHSANTANJO
0190-033-514 | 33047 | 0190-COF-PRO-RST-TRNSPRT-M12 | PM03 | 301 | 1Y RST WIT Calib (3A2_WIT-20.03) | RC Transport To Silo A Blower | B | 0190E001 | 2018-02-26 | 2013-01-08 | PHSANTANJO
0190-033-513 | 33046 | 0190-COF-PRO-SCE-CTNK01 | PM03 | 301 | 1Y SCE FIT Calib (3D1-FIT-21.06) | Caustic Tank | B | 0190E001 | 2018-02-26 | 2013-01-08 | PHSANTANJO
0190-033-512 | 411273 | 0190-COF-PRO-EGA-EGRTWR01-GAUGE_22 | PM03 | 301 | 1Y EGA PG Calib (3A14-PG-039) | Gauge 22 | C | 0190E017 | 2018-02-26 | 2013-01-08 | PHSANTANJO
0190-033-511 | 33046 | 0190-COF-PRO-E54-WTRHTRCNSYS-CONTNK01 | PM03 | 301 | 1Y E54 FIT Calib (3A4-FIT-43.10) | Water Heater Condensate Tank | C | 0190E001 | 2018-02-26 | 2013-01-08 | PHSANTANJO
0190-033-510 | 33046 | 0190-COF-PRO-A54-SKDASMBLY02-ACNDSR01 | PM03 | 301 | 78W A54 FIT Calib (3A4-FIT-15.22) | P-ERA 54 Aroma Condenser | C | 0190E001 | 2018-02-26 | 2013-01-08 | PHSANTANJO
0190-033-509 | 67995 | 0190-COF-PRO-E54-MOVHPR01-TRANSMITTER_1 | PM03 | 301 | 1Y E54 WIT Calib (3A4-WIT-22.02TSA) | Transmitter 01 | B | 0190E017 | 2018-02-26 | 2013-01-08 | PHSANTANJO
0190-033-509 | 67995 | 0190-COF-PRO-E54-MOVHPR01-TRANSMITTER_2 | PM03 | 301 | 1Y E54 WIT Calib (3A4-WIT-22.02TSB) | Transmitter 02 | B | 0190E017 | 2018-02-26 | 2013-01-08 | PHSANTANJO
0190-033-509 | 67995 | 0190-COF-PRO-E54-MOVHPR01-TRANSMITTER_3 | PM03 | 301 | 1Y E54 WIT Calib (3A4-WIT-22.02TSC) | Transmitter 03 | B | 0190E017 | 2018-02-26 | 2013-01-08 | PHSANTANJO
0190-033-509 | 67995 | 0190-COF-PRO-E54-MOVHPR01-TRANSMITTER_4 | PM03 | 301 | 1Y E54 WIT Calib (3A4-WIT-22.02TSD) | Transmitter 04 | B | 0190E017 | 2018-02-26 | 2013-01-08 | PHSANTANJO
0190-033-508 | 67995 | 0190-COF-PRO-A54-INVHPR01 | PM03 | 301 | 1Y A54 TS Calib (3A7-TS-01.02/1) | P-ERA 54 Inventory Hopper | B | 0190E001 | 2018-02-26 | 2013-01-08 | PHSANTANJO
0190-033-508 | 67995 | 0190-COF-PRO-A54-INVHPR01 | PM03 | 301 | 1Y A54 TS Calib (3A7-TS-01.02/2) | P-ERA 54 Inventory Hopper | B | 0190E001 | 2018-02-26 | 2013-01-08 | PHSANTANJO
0190-033-508 | 67995 | 0190-COF-PRO-A54-INVHPR01 | PM03 | 301 | 1Y A54 TS Calib (3A7-TS-01.02/3) | P-ERA 54 Inventory Hopper | B | 0190E001 | 2018-02-26 | 2013-01-08 | PHSANTANJO
0190-033-508 | 67995 | 0190-COF-PRO-A54-INVHPR01 | PM03 | 301 | 1Y A54 TS Calib (3A7-TS-01.02/4) | P-ERA 54 Inventory Hopper | B | 0190E001 | 2018-02-26 | 2013-01-08 | PHSANTANJO
0190-033-507 | 67995 | 0190-COF-PRO-E54-WGHTNK02 | PM03 | 301 | 1Y E54 TS Calib (3A4-TS-20.08/1) | Weigh Tank No 2 | B | 0190E001 | 2018-02-26 | 2013-01-08 | PHSANTANJO
0190-033-507 | 67995 | 0190-COF-PRO-E54-WGHTNK02 | PM03 | 301 | 1Y E54 TS Calib (3A4-TS-20.08/2) | Weigh Tank No 2 | B | 0190E001 | 2018-02-26 | 2013-01-08 | PHSANTANJO
0190-033-507 | 67995 | 0190-COF-PRO-E54-WGHTNK02 | PM03 | 301 | 1Y E54 TS Calib (3A4-TS-20.08/3) | Weigh Tank No 2 | B | 0190E001 | 2018-02-26 | 2013-01-08 | PHSANTANJO
0190-033-506 | 67995 | 0190-COF-PRO-E54-WGHTNK01 | PM03 | 301 | 1Y E54 TS Calib (3A4-TS-19.09/1) | Weigh Tank No 1 | B | 0190E001 | 2018-02-26 | 2013-01-08 | PHSANTANJO
0190-033-506 | 67995 | 0190-COF-PRO-E54-WGHTNK01 | PM03 | 301 | 1Y E54 TS Calib (3A4-TS-19.09/2) | Weigh Tank No 1 | B | 0190E001 | 2018-02-26 | 2013-01-08 | PHSANTANJO
0190-033-506 | 67995 | 0190-COF-PRO-E54-WGHTNK01 | PM03 | 301 | 1Y E54 TS Calib (3A4-TS-19.09/3) | Weigh Tank No 1 | B | 0190E001 | 2018-02-26 | 2013-01-08 | PHSANTANJO
0190-033-505 | 67995 | 0190-COF-PRO-A45-INVHPR01 | PM03 | 301 | 1Y A45 TS Calib (3A6-TS-01.02TS1) | P-ERA 45 Inventory Hopper | B | 0190E001 | 2018-02-26 | 2013-01-08 | PHSANTANJO
0190-033-505 | 67995 | 0190-COF-PRO-A45-INVHPR01 | PM03 | 301 | 1Y A45 TS Calib (3A6-TS-01.02TS2) | P-ERA 45 Inventory Hopper | B | 0190E001 | 2018-02-26 | 2013-01-08 | PHSANTANJO
0190-033-505 | 67995 | 0190-COF-PRO-A45-INVHPR01 | PM03 | 301 | 1Y A45 TS Calib (3A6-TS-01.02TS3) | P-ERA 45 Inventory Hopper | B | 0190E001 | 2018-02-26 | 2013-01-08 | PHSANTANJO
0190-033-505 | 67995 | 0190-COF-PRO-A45-INVHPR01 | PM03 | 301 | 1Y A45 TS Calib (3A6-TS-01.02TS4) | P-ERA 45 Inventory Hopper | B | 0190E001 | 2018-02-26 | 2013-01-08 | PHSANTANJO
0190-033-504 | 33046 | 0190-COF-PRO-E45-STMHDR01-TRANSMITTER_1 | PM03 | 301 | 1Y E45 FIT Calib (3A3-FIT-91077) | Transmitter 01 | B | 0190E017 | 2018-02-26 | 2013-01-08 | PHSANTANJO
0190-033-503 | 33047 | 0190-COF-PRO-A45-SKDASMBLY01-OILTNK01 | PM03 | 301 | 1Y E45 WIT Calib (3A3-WI-70.14) | P-ERA 45 Oil Tank | C | 0190E001 | 2018-02-26 | 2013-01-07 | PHSANTANJO
0190-033-502 | 33043 | 0190-COF-PRO-RST-ROASTR02-HOTCTRCLN | PM03 | 301 | 52W RST TT Calib (3A2-TT-006) | R2 Hot Centriclone | C | 0190E017 | 2018-02-26 | 2013-01-07 | PHSANTANJO
0190-033-501 | 56861 | 0190-COF-PRO-E45-EXTCEL01-CONTROLVALVE_1 | PM03 | 301 | 1Y E45 PCV Calib (3A3-PCV-28.13/01) | Control Valve 01 | B | 0190E017 | 2021-06-03 | 2013-01-07 | PHILAGANAN
0190-033-501 | 56861 | 0190-COF-PRO-E45-EXTCEL02-CONTROLVALVE_1 | PM03 | 301 | 1Y E45 PCV Calib (3A3-PCV-28.13/02) | Control Valve 01 | B | 0190E001 | 2021-06-03 | 2013-01-07 | PHILAGANAN
0190-033-501 | 56861 | 0190-COF-PRO-E45-EXTCEL03-CONTROLVALVE_1 | PM03 | 301 | 1Y E45 PCV Calib (3A3-PCV-28.13/03) | Control Valve 01 | B | 0190E017 | 2021-06-03 | 2013-01-07 | PHILAGANAN
0190-033-501 | 56861 | 0190-COF-PRO-E45-EXTCEL04-CONTROLVALVE_1 | PM03 | 301 | 1Y E45 PCV Calib (3A3-PCV-28.13/04) | Control Valve 01 | B | 0190E017 | 2021-06-03 | 2013-01-07 | PHILAGANAN
0190-033-501 | 56861 | 0190-COF-PRO-E45-EXTCEL05-CONTROLVALVE_1 | PM03 | 301 | 1Y E45 PCV Calib (3A3-PCV-28.13/05) | Control Valve 01 | B | 0190E017 | 2021-06-03 | 2013-01-07 | PHILAGANAN
0190-033-501 | 56861 | 0190-COF-PRO-E45-EXTCEL06-CONTROLVALVE_1 | PM03 | 301 | 1Y E45 PCV Calib (3A3-PCV-28.13/06) | Control Valve 01 | B | 0190E017 | 2021-06-03 | 2013-01-07 | PHILAGANAN
0190-033-501 | 56861 | 0190-COF-PRO-E45-EXTCEL07-CONTROLVALVE_1 | PM03 | 301 | 1Y E45 PCV Calib (3A3-PCV-28.13/07) |  | B | 0190E017 | 2021-06-03 | 2013-01-07 | PHILAGANAN
0190-033-501 | 56861 | 0190-COF-PRO-E45-EXTCEL08-CONTROLVALVE_1 | PM03 | 301 | 1Y E45 PCV Calib (3A3-PCV-28.13/08) | Control Valve 01 | B | 0190E017 | 2021-06-03 | 2013-01-07 | PHILAGANAN
0190-033-500 | 400541 | 0190-COF-PRO-EGA-GRKVSL02 | PM03 | 304 | 1Y Thickness Gauging Gericke Vessel 02 | Egron GERICKE Vessel 02 | A | 0190E001 | 2021-06-03 | 2012-12-31 | PHILAGANAN
0190-033-499 | 400541 | 0190-COF-PRO-EGA-GRKVSL01 | PM03 | 304 | 1Y Thickness Gauging Gericke Vessel 01 | Egron GERICKE Vessel 01 | A | 0190E001 | 2021-06-03 | 2012-12-31 | PHILAGANAN
0190-033-498 | 400541 | 0190-COF-PRO-RST-AIRTNK04 | PM03 | 304 | 1Y Thickness Gauging Air Reciever TankR4 | Air Receiver Tank R3 and R4 | A | 0190E001 | 2021-06-03 | 2012-12-29 | PHILAGANAN
0190-033-497 | 400541 | 0190-COF-PRO-RST-AIRTNK03 | PM03 | 304 | 1Y Thickness Gauging Air Reciever TankR3 | Air Receiver Tank R3 | A | 0190E001 | 2021-06-03 | 2012-12-29 | PHILAGANAN
0190-033-496 | 56861 | 0190-COF-PRO-E54-STMHDR01-CONTROLVALVE_2 | PM03 | 301 | 1Y E54 TCV Calib (3A4-TCV-05.12) | Control Valve 02 | B | 0190E017 | 2018-02-26 | 2012-12-29 | PHSANTANJO
0190-033-495 | 423477 | 0190-COF-PRO-A45-SKDASMBLY02-DSPMP01 | PM03 | 301 | 3M A45 GD Calib (3A6-GD-9.5) | P-ERA 45 Distillate Withdrawal Pump | B | 0190E001 | 2020-07-03 | 2012-12-29 | PHDAVODAMA
0190-033-494 | 400541 | 0190-COF-PRO-RST-ROASTR04-HDRTNK04 | PM03 | 304 | 1Y Thickness Gauging of Hydphore Tank04 | Roaster No 4 Hydrophore Tank | A | 0190E001 | 2021-06-03 | 2012-12-29 | PHILAGANAN
0190-033-493 | 400541 | 0190-COF-PRO-RST-ROASTR03-HDRTNK03 | PM03 | 304 | 1Y Thickness Gauging of Hydphore Tank03 | R3 Hydrophore Tank | A | 0190E001 | 2021-06-03 | 2012-12-29 | PHILAGANAN
0190-033-492 | 400541 | 0190-COF-PRO-RST-ROASTR02-HDRTNK02 | PM03 | 304 | 1Y Thickness Gauging of Hydphore Tank02 | R2 Hydrophore Tank | A | 0190E001 | 2021-06-03 | 2012-12-29 | PHILAGANAN
0190-033-491 | 400541 | 0190-COF-PRO-RST-ROASTR01-HDRTNK01 | PM03 | 304 | 1Y Thickness Gauging of Hydphore Tank01 | R1 Hydrophore Tank | A | 0190E001 | 2021-06-03 | 2012-12-29 | PHILAGANAN
0190-033-490 | 64377 | 0190-COF-PRO-SCE-EVAPTR01-PRESSRELVAL_1 | PM03 | 301 | 1Y SCE PRV Calib (3D1-PRV-003) | Pressure Relief Valve 01 | B | 0190E017 | 2018-02-26 | 2012-10-31 | PHSANTANJO
0190-033-489 | 67995 | 0190-COF-PRO-RST-TRNSPRT-RCSILO04 | PM03 | 301 | 1Y RST TS Calib (3A2-TS-06.03D) | RC Silo B3 | C | 0190E001 | 2018-02-26 | 2012-10-11 | PHSANTANJO
0190-033-488 | 67995 | 0190-COF-PRO-RST-TRNSPRT-RCSILO03 | PM03 | 301 | 1Y RST TS Calib (3A2-TS-06.03C) | RC Silo B2 | C | 0190E001 | 2018-02-26 | 2012-10-11 | PHSANTANJO
0190-033-487 | 67995 | 0190-COF-PRO-RST-TRNSPRT-RCSILO02 | PM03 | 301 | 1Y RST TS Calib (3A2-TS-06.03B) | RC Silo B1 | C | 0190E001 | 2018-02-26 | 2012-10-11 | PHSANTANJO
0190-033-486 | 67995 | 0190-COF-PRO-RST-TRNSPRT-RCSILO01 | PM03 | 301 | 1Y RST TS Calib (3A2-TS-06.03A) | RC Silo A1 | C | 0190E001 | 2018-02-26 | 2012-10-11 | PHSANTANJO
0190-033-485 | 33043 | 0190-COF-PRO-SCE-CONTNK02 | PM03 | 301 | 1Y SCE TT Calib (3D1-TT-31.03) | Steam Condensate Tank | C | 0190E001 | 2018-02-26 | 2012-10-11 | PHSANTANJO
0190-033-484 | 423477 | 0190-COF-PRO-A45-SKDASMBLY02-DSPMP01 | PM03 | 301 | 3M A45 GD Calib (3A6-GD-20.5) | P-ERA 45 Distillate Withdrawal Pump | B | 0190E001 | 2020-07-03 | 2012-10-11 | PHDAVODAMA
0190-033-483 | 423477 | 0190-COF-PRO-A45-SKDASMBLY02-DSPMP01 | PM03 | 301 | 3M A45 GD Calib (3A6-GD-15.7) | P-ERA 45 Distillate Withdrawal Pump | B | 0190E001 | 2020-07-03 | 2012-10-11 | PHDAVODAMA
0190-033-482 | 423477 | 0190-COF-PRO-A54-SKDASMBLY02-DSPMP01 | PM03 | 301 | 3M A54 N Calib (3A4-N-54 9.50) | P-ERA 54 Distillate Withdrawal Pump | B | 0190E001 | 2018-02-26 | 2012-10-11 | PHSANTANJO
0190-033-481 | 423477 | 0190-COF-PRO-A54-SKDASMBLY02-DSPMP01 | PM03 | 301 | 3M A54 GD Calib (3A4-GD-N-54 20.5) | P-ERA 54 Distillate Withdrawal Pump | B | 0190E001 | 2020-07-03 | 2012-10-11 | PHDAVODAMA
0190-033-480 | 400614 | 0190-COF-PRO-WFE-WFEVAP01-PRESSRELVAL_2 | PM03 | 301 | 1Y WFE PRV Calib (3A9-PRV-15.13) | Pressure Relief Valve 02 | B | 0190E017 | 2018-02-26 | 2012-10-11 | PHSANTANJO
0190-033-479 | 400614 | 0190-COF-PRO-WFE-WFEVAP01-PRESSRELVAL_1 | PM03 | 301 | 1Y WFE PRV Calib (3A9-PRV-15.09) | Pressure Relief Valve 01 | B | 0190E017 | 2018-02-26 | 2012-10-11 | PHSANTANJO
0190-033-478 | 33044 | 0190-COF-PRO-E54-UTETNK01 | PM03 | 301 | 1Y E54 LIT Calib (3A4-LIT-54.21) | Unclarified Thin Extract Tank No 1 | B | 0190E017 | 2016-09-23 | 2012-10-11 | PHSANTANJO
0190-033-477 | 411273 | 0190-COF-PRO-EGA-BLWR06-GAUGE_4 | PM03 | 301 | 1Y EGA PG Calib (3A14_PG_033) | Gauge 04 | C | 0190E017 | 2018-02-26 | 2012-10-11 | PHSANTANJO
0190-033-476 | 411273 | 0190-COF-PRO-SHP-HYDTST | PM03 | 301 | 52W E54 PG Calib (3A4-PG-080) | Hydraulic tester | C | 0190E017 | 2018-02-26 | 2012-10-11 | PHSANTANJO
0190-033-475 | 425990 | 0190-COF-PRO-EGA-AHU04-TRANSMITTER_2 | PM03 | 301 | 1Y EGA MIT Calib (3A5-MIT-21.06/02) | Transmitter 02 | B | 0190E017 | 2018-02-26 | 2012-10-11 | PHSANTANJO
0190-033-474 | 425990 | 0190-COF-PRO-EGA-AHU02-TRANSMITTER_2 | PM03 | 301 | 1Y EGA MIT Calib (3A5-MIT-21.06/01) | Transmitter 02 | B | 0190E017 | 2018-02-26 | 2012-10-11 | PHSANTANJO
0190-033-473 | 64377 | 0190-COF-PRO-A45-DSTANKS-DSTNKB01 | PM03 | 301 | 1Y E45 PRV Calib (3A6-PRV-16.12) | P-ERA 45 Distillate Tank B | B | 0190E001 | 2018-02-26 | 2012-10-10 | PHSANTANJO
0190-033-472 | 64377 | 0190-COF-PRO-A45-DSTANKS-DSTNKB01 | PM03 | 301 | 1Y A45 PRV Calib (3A6-PRV-16.11) | P-ERA 45 Distillate Tank B | B | 0190E001 | 2018-02-26 | 2012-10-10 | PHSANTANJO
0190-033-471 | 411274 | 0190-COF-PRO-EGA-EGRTWR01-GAUGE_21 | PM03 | 301 | 1Y EGA TG Calib (3A5-TG-15.06) | Gauge 21 | C | 0190E017 | 2018-02-26 | 2012-10-10 | PHSANTANJO
0190-033-470 | 64377 | 0190-COF-PRO-RST-HDRTNK04-PRESSRELVAL_1 | PM03 | 301 | 1Y RST PRV Calib (3A2-PRV-32.08/04) | Pressure Relief Valve 01 | B | 0190E017 | 2018-02-26 | 2012-10-10 | PHSANTANJO
0190-033-469 | 64377 | 0190-COF-PRO-RST-HDRTNK03-PRESSRELVAL_1 | PM03 | 301 | 1Y RST PRV Calib (3A2-PRV-32.08/03) | Pressure Relief Valve 01 | B | 0190E017 | 2018-02-26 | 2012-10-10 | PHSANTANJO
0190-033-468 | 64377 | 0190-COF-PRO-RST-HDRTNK02-PRESSRELVAL_1 | PM03 | 301 | 1Y RST PRV Calib (3A2-PRV-32.08/02) | Pressure Relief Valve 01 | B | 0190E017 | 2018-02-26 | 2012-10-10 | PHSANTANJO
0190-033-467 | 64377 | 0190-COF-PRO-RST-HDRTNK01-PRESSRELVAL_1 | PM03 | 301 | 1Y RST PRV Calib (3A2-PRV-32.08/01) | Pressure Relief Valve 01 | B | 0190E017 | 2018-02-26 | 2012-10-10 | PHSANTANJO
0190-033-466 | 33044 | 0190-COF-PRO-EGA-TRWTNK01 | PM03 | 301 | 1Y EGA LIT Calib (3A5-LIT-01.02) | Treated Water Tank To Egron | B | 0190E017 | 2018-02-26 | 2012-09-19 | PHSANTANJO
0190-033-465 | 411274 | 0190-COF-PRO-EGA-EGRTWR01-GAUGE_20 | PM03 | 301 | 1Y EGA TG Calib (3A14-TG-017) | Gauge 20 | C | 0190E017 | 2018-02-26 | 2012-09-19 | PHSANTANJO
0190-033-464 | 411274 | 0190-COF-PRO-EGA-EGRTWR01-GAUGE_19 | PM03 | 301 | 1Y EGA TG Calib (3A14-TG-016) | Gauge 19 | C | 0190E017 | 2018-02-26 | 2012-09-18 | PHSANTANJO
0190-033-462 | 411273 | 0190-COF-PRO-EGA-EGRTWR01-GAUGE_18 | PM03 | 301 | 1Y EGA PG Calib (3A14-PG-026) | Gauge 18 | C | 0190E017 | 2018-02-26 | 2012-09-18 | PHSANTANJO
0190-033-461 | 56861 | 0190-COF-PRO-E54-STMHDR01-CONTROLVALVE_4 | PM03 | 301 | 1Y E54 PCV Calib (3A4-PCV-05.12) | Control Valve 04 | B | 0190E017 | 2018-02-26 | 2012-09-19 | PHSANTANJO
0190-033-460 | 67995 | 0190-COF-PRO-EGA-GRKVSL02-SENSOR_3 | PM03 | 301 | 1Y EGA TS Calib (3A5-TS-36.09/02) | Sensor 03 | B | 0190E017 | 2018-02-26 | 2012-09-08 | PHSANTANJO
0190-033-459 | 67995 | 0190-COF-PRO-EGA-GRKVSL01-SENSOR_3 | PM03 | 301 | 1Y EGA TS Calib (3A5-TS-36.08/02) | Sensor 03 | B | 0190E017 | 2018-02-26 | 2012-09-08 | PHSANTANJO
0190-033-458 | 67995 | 0190-COF-PRO-EGA-GRKVSL02-SENSOR_2 | PM03 | 301 | 1Y EGA TS Calib (3A5-TS-36.09/01) | Sensor 02 | B | 0190E017 | 2018-02-26 | 2012-09-08 | PHSANTANJO
0190-033-457 | 67995 | 0190-COF-PRO-EGA-GRKVSL01-SENSOR_2 | PM03 | 301 | 1Y EGA TS Calib (3A5-TS-36.08/01) | Sensor 02 | B | 0190E017 | 2018-02-26 | 2012-09-08 | PHSANTANJO
0190-033-456 | 33043 | 0190-COF-PRO-RST-ROASTR04-TRANSMITTER_7 | PM03 | 301 | 1Y RST TT Calib (3A2-TT-12.22) | Transmitter 07 | B | 0190E017 | 2017-01-24 | 2012-09-08 | PHSANTANJO
0190-033-455 | 411273 | 0190-COF-PRO-EGA-EGRTWR01-GAUGE_17 | PM03 | 301 | 1Y EGA PG Calib (3A14-PG-002 ) | Gauge 17 | C | 0190E017 | 2018-02-26 | 2012-08-20 | PHSANTANJO
0190-033-454 | 411273 | 0190-COF-PRO-WFE-WFEVAP01-GAUGE_4 | PM03 | 301 | 2Y WFE PG Calib (3A3_PG-066) | Gauge 04 | C | 0190E017 | 2018-02-26 | 2012-08-15 | PHSANTANJO
0190-033-453 | 64377 | 0190-COF-PRO-A45-SKDASMBLY01-RECOL01 | PM03 | 301 | 1Y A45 PRV Calib (3A6-PRV-13.06) | P-ERA 45 Recycle Cooler | C | 0190E001 | 2018-02-26 | 2012-08-15 | PHSANTANJO
0190-033-452 | 64377 | 0190-COF-PRO-A45-SKDASMBLY02-ACNDSR01 | PM03 | 301 | 1Y A45 PRV Calib (3A6-PRV-06.03) | P-ERA 45 Aroma Condenser | C | 0190E001 | 2018-02-26 | 2012-08-15 | PHSANTANJO
0190-033-451 | 64377 | 0190-COF-PRO-A45-SKDASMBLY02-ACNDSR01 | PM03 | 301 | 1Y A45 PRV Calib (3A6-PRV-07.08) | P-ERA 45 Aroma Condenser | C | 0190E001 | 2018-02-26 | 2012-08-15 | PHSANTANJO
0190-033-450 | 56861 | 0190-COF-PRO-EGA-BGHSLO01-CONTROLVALVE_1 | PM03 | 301 | 18M EGA PCV Calib (3A5-PCV-37.07) | Control Valve 01 | B | 0190E017 | 2018-02-26 | 2012-08-15 | PHSANTANJO
0190-033-449 | 33046 | 0190-COF-PRO-E54-SUMPMP01-TRANSMITTER_1 | PM03 | 301 | 1Y E54 FIT Calib (3A4-FIT-57.02) | Transmitter 01 | B | 0190E017 | 2018-02-26 | 2012-08-15 | PHSANTANJO
0190-033-448 | 411273 | 0190-COF-PRO-EGA-EGRTWR01-GAUGE_16 | PM03 | 301 | 1Y EGA PG Calib (3A14-PG-001) | Gauge 16 | C | 0190E017 | 2018-02-26 | 2012-08-15 | PHSANTANJO
0190-033-447 | 56861 | 0190-COF-PRO-FFE-PRSTMCNDSTNK-CNDPMP01 | PM03 | 301 | 1Y FFE TCV Calib (3A8-TCV-20.13) | Pre-Evap Condensate pump M57 | B | 0190E001 | 2018-02-26 | 2012-08-15 | PHSANTANJO
0190-033-446 | 56861 | 0190-COF-PRO-WFE-VPRCON-CONTNK02 | PM03 | 301 | 1Y WFE LCV Calib (3A9-LCV-17.10) | WFE Vapor Condensate Tank | C | 0190E017 | 2018-02-26 | 2012-08-15 | PHSANTANJO
0190-033-445 | 56861 | 0190-COF-PRO-WFE-HEATER02-CONTROLVALVE_1 | PM03 | 301 | 1Y WFE PCV Calib (3A9-PCV-12.14) | Control Valve 01 | B | 0190E017 | 2018-02-26 | 2012-08-15 | PHSANTANJO
0190-033-444 | 33046 | 0190-COF-PRO-HWS-HWTNK01 | PM03 | 301 | 1Y HWS FIT Calib (3A5-FIT-03.07) | Hot Water Tank | B | 0190E001 | 2017-07-10 | 2012-08-15 | PHSANTANJO
0190-033-443 | 411273 | 0190-COF-PRO-E54-IPTASYS-CONPMP02 | PM03 | 301 | 1Y E54 PG Calib (3A4-PG-12.05) | IPTA Condensate Pump | B | 0190E017 | 2018-02-26 | 2012-08-15 | PHSANTANJO
0190-033-442 | 33045 | 0190-COF-PRO-EGA-FLBLWR01-SENSOR_1 | PM03 | 301 | 1Y EGA PS Calib (3A14-PS-26.02) | Sensor 01 | C | 0190E017 | 2018-02-26 | 2012-07-02 | PHSANTANJO
0190-033-441 | 33045 | 0190-COF-PRO-EGA-FLBLWR02-SENSOR_1 | PM03 | 301 | 1Y EGA PS Calib (3A5-PS-25.03) | Sensor 01 | C | 0190E017 | 2018-02-26 | 2012-07-02 | PHSANTANJO
0190-033-440 | 411274 | 0190-COF-PRO-E45-MCC-MCCPNL01 | PM03 | 301 | 1Y E45 TG Calib (2B TG-003) | Extraction 45 MCC Panel Board | B | 0190E002 | 2018-02-26 | 2012-07-02 | PHSANTANJO
0190-033-439 | 411274 | 0190-COF-PRO-SCE-CHTR02 | PM03 | 301 | 1Y SCE TG Calib (3A5-TG-011) | Strong Caustic Heater | B | 0190E017 | 2018-02-26 | 2012-07-02 | PHSANTANJO
0190-033-438 | 411274 | 0190-COF-PRO-SCE-CRTTNK01 | PM03 | 301 | 1Y SCE TG Calib (3A5-TG-010) | CIP Return Tank | C | 0190E017 | 2018-02-26 | 2012-07-02 | PHSANTANJO
0190-033-437 | 411274 | 0190-COF-PRO-WFE-WFEVAP01-GAUGE_3 | PM03 | 301 | 1Y WFE TG Calib (3A9-TG-18.03) | Gauge 03 | C | 0190E017 | 2018-02-26 | 2012-07-02 | PHSANTANJO
0190-033-436 | 33045 | 0190-COF-PRO-EGA-BHFLTR01-SENSOR_1 | PM03 | 301 | 1Y EGA PS Calib (3A5-PS-28.06) | Sensor 01 | C | 0190E017 | 2018-02-26 | 2012-07-02 | PHSANTANJO
0190-033-435 | 56861 | 0190-COF-PRO-HWS-HWTNK01 | PM03 | 301 | 1Y HWS PIT Calib (3A4-PIT-06.53)) | Hot Water Tank | B | 0190E017 | 2018-02-26 | 2012-07-02 | PHSANTANJO
0190-033-434 | 411274 | 0190-COF-PRO-WFE-STMEJE01-GAUGE_1 | PM03 | 301 | 1Y WFE TG Calib (3A9-TG-10.19) | Gauge 01 | C | 0190E017 | 2018-02-26 | 2012-07-02 | PHSANTANJO
0190-033-433 | 411273 | 0190-COF-PRO-EGA-EGRTWR01-GAUGE_12 | PM03 | 301 | 2Y EGA PG Calib (3A5-PG-032) | Gauge 12 | C | 0190E017 | 2018-02-26 | 2012-07-02 | PHSANTANJO
0190-033-432 | 33046 | 0190-COF-PRO-FFE-CLARIF06 | PM03 | 301 | 1Y E54 FIT Calib (3A4-FIT-31.23) | FFE Centrifuge Clarifier No 6 | B | 0190E017 | 2018-02-26 | 2012-07-02 | PHSANTANJO
0190-033-431 | 411273 | 0190-COF-PRO-EGA-EGRTWR01-GAUGE_14 | PM03 | 301 | 2Y EGA PG Calib (3A5-PG-031) | Gauge 14 | C | 0190E017 | 2018-02-26 | 2012-07-02 | PHSANTANJO
0190-033-430 | 56861 | 0190-COF-PRO-E54-STMHDR01-TRANSMITTER_2 | PM03 | 301 | 1Y E54 PIT Calib (3A4-PIT-05.36) | Transmitter 02 | B | 0190E017 | 2018-02-26 | 2012-07-02 | PHSANTANJO
0190-033-429 | 56861 | 0190-COF-PRO-E54-STMHDR01-CONTROLVALVE_3 | PM03 | 301 | 1Y A54 PCV Calib (3A4-PCV-10.03) | Control Valve 03 | B | 0190E017 | 2018-02-26 | 2012-07-02 | PHSANTANJO
0190-033-428 | 33046 | 0190-COF-PRO-E45-CONSYSTM-CONTNK | PM03 | 301 | 1Y E45 FIT Calib (3A3-FIT-15.20) | IPTA Condensate Tank | C | 0190E017 | 2018-02-26 | 2012-07-02 | PHSANTANJO
0190-033-427 | 411273 | 0190-COF-PRO-EGA-EGRTWR01-GAUGE_13 | PM03 | 301 | 2Y EGA PG Calib (3A5-PG-030) | Gauge 13 | C | 0190E001 | 2018-02-26 | 2012-06-22 | PHSANTANJO
0190-033-426 | 64377 | 0190-COF-PRO-E54-EXTCEL08-PRESSRELVAL_1 | PM03 | 301 | 6M E54 PRV Calib (3A4-PRV-07.06/08) | Pressure Relief Valve 01 | B | 0190E017 | 2018-02-26 | 2012-06-07 | PHSANTANJO
0190-033-425 | 64377 | 0190-COF-PRO-E54-EXTCEL07-PRESSRELVAL_1 | PM03 | 301 | 6M E54 PRV Calib (3A4-PRV-07.06/07) | Pressure Relief Valve 01 | B | 0190E017 | 2018-02-26 | 2012-06-07 | PHSANTANJO
0190-033-424 | 64377 | 0190-COF-PRO-E54-EXTCEL06-PRESSRELVAL_1 | PM03 | 301 | 6M E54 PRV Calib (3A4-PRV-07.06/06) | Pressure Relief Valve 01 | B | 0190E017 | 2018-02-26 | 2012-06-07 | PHSANTANJO
0190-033-423 | 64377 | 0190-COF-PRO-E54-EXTCEL05-PRESSRELVAL_1 | PM03 | 301 | 6M E54 PRV Calib (3A4-PRV-07.06/05) | Pressure Relief Valve 01 | B | 0190E017 | 2018-02-26 | 2012-06-07 | PHSANTANJO
0190-033-422 | 64377 | 0190-COF-PRO-E54-EXTCEL04-PRESSRELVAL_1 | PM03 | 301 | 6M E54 PRV Calib (3A4-PRV-07.06/04) | Pressure Relief Valve 01 | B | 0190E017 | 2018-02-26 | 2012-06-07 | PHSANTANJO
0190-033-421 | 64377 | 0190-COF-PRO-E54-EXTCEL03-PRESSRELVAL_1 | PM03 | 301 | 6M E54 PRV Calib (3A4-PRV-07.06/03) | Pressure Relief Valve 01 | B | 0190E017 | 2018-02-26 | 2012-06-07 | PHSANTANJO
0190-033-420 | 64377 | 0190-COF-PRO-E54-EXTCEL02-PRESSRELVAL_1 | PM03 | 301 | 6M E54 PRV Calib (3A4-PRV-07.06/02) | Pressure Relief Valve 01 | B | 0190E017 | 2018-02-26 | 2012-06-07 | PHSANTANJO
0190-033-419 | 64377 | 0190-COF-PRO-E54-EXTCEL01-PRESSRELVAL_1 | PM03 | 301 | 6M E54 PRV Calib (3A4-PRV-07.06/01) | Pressure Relief Valve 01 | B | 0190E017 | 2018-02-26 | 2012-06-07 | PHSANTANJO
0190-033-418 | 64377 | 0190-COF-PRO-E45-EXTCEL08-PRESSRELVAL_1 | PM03 | 301 | 6M E45 PRV Calib (3A3-PRV-07.06/08) | Pressure Relief Valve 001 | B | 0190E017 | 2018-02-26 | 2012-06-07 | PHSANTANJO
0190-033-417 | 64377 | 0190-COF-PRO-E45-EXTCEL07-PRESSRELVAL_1 | PM03 | 301 | 6M E45 PRV Calib (3A3-PRV-07.06/07) | Pressure Relief Valve 001 | B | 0190E017 | 2018-02-26 | 2012-06-07 | PHSANTANJO
0190-033-416 | 64377 | 0190-COF-PRO-E45-EXTCEL06-PRESSRELVAL_1 | PM03 | 301 | 6M E45 PRV Calib (3A3-PRV-07.06/06) | Pressure Relief Valve 01 | B | 0190E017 | 2018-02-26 | 2012-06-07 | PHSANTANJO
0190-033-415 | 64377 | 0190-COF-PRO-E45-EXTCEL05-PRESSRELVAL_1 | PM03 | 301 | 6M E45 PRV Calib (3A3-PRV-07.06/05) | Pressure Relief Valve 01 | B | 0190E017 | 2018-02-26 | 2012-06-07 | PHSANTANJO
0190-033-414 | 64377 | 0190-COF-PRO-E45-EXTCEL04-PRESSRELVAL_1 | PM03 | 301 | 6M E45 PRV Calib (3A3-PRV-07.06/04) | Pressure Relief Valve 01 | B | 0190E017 | 2018-02-26 | 2012-06-07 | PHSANTANJO
0190-033-413 | 64377 | 0190-COF-PRO-E45-EXTCEL03-PRESSRELVAL_1 | PM03 | 301 | 6M E45 PRV Calib (3A3-PRV-07.06/03) | Pressure Relief Valve 01 | B | 0190E017 | 2018-02-26 | 2012-06-07 | PHSANTANJO
0190-033-412 | 64377 | 0190-COF-PRO-E45-EXTCEL02-PRESSRELVAL_1 | PM03 | 301 | 6M E45 PRV Calib (3A3-PRV-07.06/02) | Pressure Relief Valve 01 | B | 0190E017 | 2018-02-26 | 2012-06-07 | PHSANTANJO
0190-033-411 | 64377 | 0190-COF-PRO-E45-EXTCEL01-PRESSRELVAL_1 | PM03 | 301 | 6M E45 PRV Calib (3A3-PRV-07.06/01) | Pressure Relief Valve 01 | B | 0190E017 | 2018-02-26 | 2012-06-07 | PHSANTANJO
0190-033-410 | 411273 | 0190-COF-PRO-SCE-CTNK01 | PM03 | 301 | 1Y SCE PG Calib (3D1-PG-006) | Caustic Tank | B | 0190E001 | 2018-02-26 | 2012-06-07 | PHSANTANJO
0190-033-409 | 33043 | 0190-COF-PRO-HWS-HWTNK01 | PM03 | 301 | 1Y EGA TT Calib (3A5-TT-03.12) | Hot Water Tank | B | 0190E017 | 2017-04-26 | 2012-06-07 | PHSANTANJO
0190-033-408 | 56861 | 0190-COF-PRO-HWS-HWTNK01 | PM03 | 301 | 1Y EGA TCV Calib (3A5-TCV-04.07) | Hot Water Tank | B | 0190E001 | 2017-07-10 | 2012-06-07 | PHSANTANJO
0190-033-407 | 411273 | 0190-COF-PRO-SCE-EVATNK01 | PM03 | 301 | 1Y SCE PG Calib (3D1-PG-004) | Evaporator Feed Tank | C | 0190E001 | 2018-02-26 | 2012-06-07 | PHSANTANJO
0190-033-406 | 33046 | 0190-COF-PRO-A54-ROWTNK | PM03 | 301 | 1Y A54 FIT Calib (3A4-FIT-15.16) | P-ERA 54 RO-Water Booster Tank | B | 0190E001 | 2018-02-26 | 2012-06-07 | PHSANTANJO
0190-033-405 | 411273 | 0190-COF-PRO-EGA-GRKVSL02-GAUGE_2 | PM03 | 301 | 1Y EGA PG Calib (3A5-PG-048) | Gauge 02 | C | 0190E017 | 2018-02-26 | 2012-05-18 | PHSANTANJO
0190-033-404 | 411273 | 0190-COF-PRO-EGA-EGRTWR01-GAUGE_10 | PM03 | 301 | 1Y EGA PG Calib (3A5-PG-047) | Gauge 10 | C | 0190E001 | 2018-02-26 | 2012-05-18 | PHSANTANJO
0190-033-403 | 33045 | 0190-COF-PRO-EGA-TRNSPRT-TRANSMITTER_1 | PM03 | 301 | 1Y RST PIT Calib (3A5-PIT-36.07) | Transmitter 01 | B | 0190E017 | 2018-02-26 | 2012-05-18 | PHSANTANJO
0190-033-402 | 411273 | 0190-COF-PRO-EGA-TRWTNK01 | PM03 | 301 | 1Y EGA PG Calib (3A5-PG-012) | Treated Water Tank To Egron | B | 0190E017 | 2018-02-26 | 2012-05-18 | PHSANTANJO
0190-033-401 | 56861 | 0190-COF-PRO-E54-DISHED01 | PM03 | 301 | 1Y E54 FCV Calib (3A4-FCV-92021) | E54 Cell Header | B | 0190E001 | 2018-02-26 | 2012-05-18 | PHSANTANJO
0190-033-400 | 56861 | 0190-COF-PRO-FFE-CLARIF06 | PM03 | 301 | 1Y E54 FCV Calib (3A4-FCV-31.24) | FFE Centrifuge Clarifier No 6 | B | 0190E017 | 2018-02-26 | 2012-05-18 | PHSANTANJO
0190-033-399 | 56861 | 0190-COF-PRO-A54-ROWTNK | PM03 | 301 | 1Y A54 FCV Calib (3A7-FCV-15.16) | P-ERA 54 RO-Water Booster Tank | B | 0190E001 | 2018-02-26 | 2012-05-18 | PHSANTANJO
0190-033-398 | 56861 | 0190-COF-PRO-A54-SKDASMBLY01-OILCOL01 | PM03 | 301 | 1Y A54 PIT Calib (3A7-FCV-15.07) | P-ERA 54 Oil Absorption Column | C | 0190E001 | 2018-02-26 | 2012-05-18 | PHSANTANJO
0190-033-397 | 56861 | 0190-COF-PRO-A54-SKDASMBLY01-PWCOLR01 | PM03 | 301 | 1Y E54 FCV Calib (3A7-FCV-13.06) | P-ERA 54 Pre-Wet Cooler | C | 0190E001 | 2018-02-26 | 2012-05-18 | PHSANTANJO
0190-033-396 | 52264 | 0190-COF-PRO-E45-STMHDR01-PRESSRELVAL_1 | PM03 | 301 | 1Y E45 PRV Calib (3A3-PRV-05.31) | Pressure Relief Valve 01 | B | 0190E017 | 2018-02-26 | 2012-04-28 | PHSANTANJO
0190-033-395 | 33046 | 0190-COF-PRO-E45-SUMPMP01-TRANSMITTER_1 | PM03 | 301 | 1Y E45 FIT Calib (3A5-FIT-21.04) | Transmitter 01 | B | 0190E017 | 2018-02-26 | 2012-04-28 | PHSANTANJO
0190-033-394 | 33044 | 0190-COF-PRO-SCE-EVATNK01 | PM03 | 301 | 78W SCE LIT Calib (3D1-LIT-23.05) | Evaporator Feed Tank | C | 0190E001 | 2018-02-26 | 2012-04-28 | PHSANTANJO
0190-033-393 | 411273 | 0190-COF-PRO-EGA-EGRTWR01-GAUGE_11 | PM03 | 301 | 1Y EGA PG Calib (3A5-PG-006) | Gauge 11 | C | 0190E017 | 2018-02-26 | 2012-05-18 | PHSANTANJO
0190-033-392 | 33043 | 0190-COF-PRO-E54-HEATER03-TRANSMITTER_4 | PM03 | 301 | 1Y E54 TT Calib (3A4-TT-13.12) | Transmitter 04 | B | 0190E017 | 2018-02-26 | 2012-04-28 | PHSANTANJO
0190-033-391 | 411273 | 0190-COF-PRO-EGA-TRWTNK01 | PM03 | 301 | 1Y EGA PG Calib (3A5-PG-003) | Treated Water Tank To Egron | B | 0190E017 | 2018-02-26 | 2012-04-28 | PHSANTANJO
0190-033-390 | 411273 | 0190-COF-PRO-SCE-CHTR01 | PM03 | 301 | 1Y SCE PG Calib (3A5_PG-004) | ERA CIP Heater | B | 0190E017 | 2018-02-26 | 2012-04-28 | PHSANTANJO
0190-033-389 | 411273 | 0190-COF-PRO-E45-WTRWRKSYSTM-RWKTNK01 | PM03 | 301 | 1Y E45 PG Calib (3A3-PG-022) | Wet Rework Tank | C | 0190E017 | 2018-02-26 | 2012-04-28 | PHSANTANJO
0190-033-388 | 33044 | 0190-COF-PRO-EGA-BFFRSYSTM-BFRTNK01 | PM03 | 301 | 1Y EGA LIT Calib (3A3-LIT-01.24/02) | Egron Buffer Tank | B | 0190E001 | 2018-02-26 | 2012-04-11 | PHSANTANJO
0190-033-387 | 33047 | 0190-COF-PRO-RST-TRNSPRT-WGHSCL03 | PM03 | 301 | 1Y RST WIT Calib (3A2-WIT-15.07) | RC Weigh Scale To Destoner | B | 0190E002 | 2018-02-26 | 2011-04-18 | PHSANTANJO
0190-033-386 | 33047 | 0190-COF-PRO-RST-TRNSPRT-WGHSCL02 | PM03 | 301 | 1Y RST WIT Calib (3A2-WIT-09.29) | R1r2 Weigh Scale To Silo A1 | B | 0190E002 | 2018-02-26 | 2011-04-18 | PHSANTANJO
0190-033-385 | 411273 | 0190-COF-PRO-RST-HDRTNK01-GAUGE_4 | PM03 | 301 | 2Y RST PG Calib (3A2-PG-087) | Gauge 04 | C | 0190E017 | 2018-02-26 | 2011-04-18 | PHSANTANJO
0190-033-384 | 33047 | 0190-COF-PRO-RST-TRNSPRT-WGHSCL01 | PM03 | 301 | 1Y RST WIT Calib (3A2_WIT-06.03) | GC Weighing Scale To Roasters | B | 0190E002 | 2018-02-26 | 2011-04-18 | PHSANTANJO
0190-033-383 | 411273 | 0190-COF-PRO-RST-ROASTR02-GAUGE_8 | PM03 | 301 | 2Y RST PG Calib (3A2-PG-084) | Gauge 08 | C | 0190E017 | 2018-02-26 | 2011-04-18 | PHSANTANJO
0190-033-382 | 411273 | 0190-COF-PRO-RST-ROASTR02-GAUGE_7 | PM03 | 301 | 2Y RST PG Calib (3A2-PG-083) | Gauge 07 | C | 0190E017 | 2018-02-26 | 2011-04-18 | PHSANTANJO
0190-033-381 | 411273 | 0190-COF-PRO-RST-HDRTNK01-GAUGE_3 | PM03 | 301 | 2Y RST PG Calib (3A2-PG-082) | Gauge 03 | C | 0190E017 | 2016-09-20 | 2011-04-18 | PHSANTANJO
0190-033-380 | 411273 | 0190-COF-PRO-RST-AIRTNK01-GAUGE_2 | PM03 | 301 | 2Y RST PG Calib (3A2-PG-081) | Gauge 02 | C | 0190E017 | 2018-02-26 | 2011-04-18 | PHSANTANJO
0190-033-379 | 411273 | 0190-COF-PRO-RST-AIRTNK01-GAUGE_1 | PM03 | 301 | 2Y RST PG Calib (3A2-PG-080) | Gauge 01 | C | 0190E017 | 2018-02-26 | 2011-04-18 | PHSANTANJO
0190-033-378 | 411273 | 0190-COF-PRO-RST-ROASTR04-HOTCTRCLN | PM03 | 301 | 52W RST PG Calib (3A2-PG-077) | Roaster No 4 Hot Centriclone | C | 0190E017 | 2018-02-26 | 2011-04-18 | PHSANTANJO
0190-033-377 | 411273 | 0190-COF-PRO-RST-ROASTR03-GAUGE_6 | PM03 | 301 | 2Y RST PG Calib (3A2-PG-061) | Gauge 06 | C | 0190E017 | 2018-02-26 | 2011-04-18 | PHSANTANJO
0190-033-376 | 411273 | 0190-COF-PRO-RST-TRNSPRT-M14 | PM03 | 301 | 2Y RST PG Calib (3A2-PG-052) | RC Transport To Silo B1 & B2 Blower | B | 0190E001 | 2018-02-26 | 2011-04-18 | PHSANTANJO
0190-033-375 | 411273 | 0190-COF-PRO-RST-TRNSPRT-M14 | PM03 | 301 | 2Y RST PG Calib (3A2-PG-051) | RC Transport To Silo B1 & B2 Blower | B | 0190E001 | 2018-02-26 | 2011-04-18 | PHSANTANJO
0190-033-374 | 411273 | 0190-COF-PRO-RST-TRNSPRT-M01 | PM03 | 301 | 2Y RST PG Calib (3A2-PG-050) | GC Tipping Blower To Silo | B | 0190E001 | 2018-02-26 | 2011-04-18 | PHSANTANJO
0190-033-373 | 411273 | 0190-COF-PRO-RST-TRNSPRT-M01 | PM03 | 301 | 2Y RST PG Calib (3A2-PG-049) | GC Tipping Blower To Silo | B | 0190E001 | 2018-02-26 | 2011-05-12 | PHSANTANJO
0190-033-372 | 411273 | 0190-COF-PRO-RST-CNTRLRM-PGRNDR01 | PM03 | 301 | 2Y RST PG Calib (3A2-PG-042) | Roasting Portable Grinder | B | 0190E017 | 2018-02-26 | 2011-05-12 | PHSANTANJO
0190-033-371 | 411273 | 0190-COF-PRO-RST-ROASTR02-GAUGE_6 | PM03 | 301 | 2Y RST PG Calib (3A2-PG-041) | Gauge 06 | C | 0190E017 | 2018-02-26 | 2011-05-12 | PHSANTANJO
0190-033-370 | 411273 | 0190-COF-PRO-RST-ROASTR01-GAUGE_6 | PM03 | 301 | 2Y RST PG Calib (3A2-PG-028) | Gauge 06 | C | 0190E017 | 2018-02-26 | 2011-05-12 | PHSANTANJO
0190-033-369 | 33043 | 0190-COF-PRO-RST-ROASTR04-HOTCTRCLN | PM03 | 301 | 1Y RST TT Calib (3A2-TT-12.15) | Roaster No 4 Hot Centriclone | C | 0190E002 | 2018-02-26 | 2011-04-18 | PHSANTANJO
0190-033-368 | 33043 | 0190-COF-PRO-RST-ROASTR03-TRANSMITTER_7 | PM03 | 301 | 1Y RST TT Calib (3A2-TT-11.16) | Transmitter 07 | B | 0190E017 | 2018-02-26 | 2011-04-18 | PHSANTANJO
0190-033-367 | 33043 | 0190-COF-PRO-RST-ROASTR03-HOTCTRCLN | PM03 | 301 | 1Y RST TT Calib (3A2-TT-11.15) | R3 Hot Centriclone | C | 0190E002 | 2018-02-26 | 2011-04-18 | PHSANTANJO
0190-033-366 | 411273 | 0190-COF-PRO-RST-ROASTR01-GAUGE_5 | PM03 | 301 | 2Y RST PG Calib (3A2-PG-023) | Gauge 05 | C | 0190E017 | 2018-02-26 | 2011-04-18 | PHSANTANJO
0190-033-365 | 33043 | 0190-COF-PRO-RST-ROASTR02-TRANSMITTER_7 | PM03 | 301 | 1Y RST TT Calib (3A2-TT-10.15) | Transmitter 07 | B | 0190E017 | 2018-02-26 | 2011-04-18 | PHSANTANJO
0190-033-364 | 33043 | 0190-COF-PRO-RST-ROASTR03-TRANSMITTER_6 | PM03 | 301 | 1Y RST TT Calib (3A2-TT-11.22) | Transmitter 06 | B | 0190E017 | 2016-09-20 | 2011-04-18 | PHSANTANJO
0190-033-363 | 411273 | 0190-COF-PRO-SHP-HYDTST | PM03 | 301 | 52W E54 PG Calib (3A4-PG-079) | Hydraulic tester | C | 0190E017 | 2016-09-23 | 2011-04-18 | PHSANTANJO
0190-033-362 | 33043 | 0190-COF-PRO-RST-ROASTR01-TRANSMITTER_7 | PM03 | 301 | 1Y RST TT Calib (3A2-TT-09.26) | Transmitter 07 | B | 0190E017 | 2017-02-06 | 2011-04-18 | PHSANTANJO
0190-033-361 | 33043 | 0190-COF-PRO-RST-ROASTR02-HOTCTRCLN | PM03 | 301 | 52W RST TT Calib (3A2-TT-10.12) | R2 Hot Centriclone | C | 0190E017 | 2018-02-26 | 2011-04-18 | PHSANTANJO
0190-033-360 | 33043 | 0190-COF-PRO-EGA-FLFDR01-TRANSMITTER_1 | PM03 | 301 | 78W EGA TT Calib (3A5-TT-27.11) | Transmitter 01 | B | 0190E017 | 2018-02-26 | 2011-04-18 | PHSANTANJO
0190-033-359 | 33043 | 0190-COF-PRO-E45-FLSTNK01 | PM03 | 301 | 52W E45 TT Calib (3A3-TT-29.12) | IPTA Flash Tank | B | 0190E017 | 2018-02-26 | 2011-04-18 | PHSANTANJO
0190-033-358 | 33046 | 0190-COF-PRO-E54-FLSTNK01 | PM03 | 301 | 52W E54 FIT Calib (3A4-FIT-13.03) | IPTA Flash Tank | B | 0190E017 | 2018-02-26 | 2011-04-18 | PHSANTANJO
0190-033-357 | 33043 | 0190-COF-PRO-RST-ROASTR04-TRANSMITTER_5 | PM03 | 301 | 1Y RST TT Calib (3A2-TT-12.17) | Transmitter 05 | B | 0190E017 | 2018-02-26 | 2011-04-18 | PHSANTANJO
0190-033-356 | 411273 | 0190-COF-PRO-SHP-HYDTST | PM03 | 301 | 52W E54 PG Calib (3A4-PG-078) | Hydraulic tester | C | 0190E017 | 2016-09-23 | 2011-04-18 | PHSANTANJO
0190-033-355 | 33043 | 0190-COF-PRO-RST-ROASTR02-TRANSMITTER_4 | PM03 | 301 | 1Y RST TT Calib (3A2-TT-10.14) | Transmitter 04 | B | 0190E017 | 2018-02-26 | 2011-04-18 | PHSANTANJO
0190-033-354 | 33043 | 0190-COF-PRO-RST-ROASTR01-TRANSMITTER_5 | PM03 | 301 | 1Y RST TT Calib (3A2-TT-09.21) | Transmitter 05 | B | 0190E017 | 2018-02-26 | 2011-04-18 | PHSANTANJO
0190-033-353 | 411273 | 0190-COF-PRO-RST-ROASTR01-GAUGE_4 | PM03 | 301 | 2Y RST PG Calib (3A2-PG-022) | Gauge 04 | C | 0190E017 | 2018-02-26 | 2011-04-18 | PHSANTANJO
0190-033-352 | 33043 | 0190-COF-PRO-RST-ROASTR02-TRANSMITTER_3 | PM03 | 301 | 1Y RST TT Calib (3A2-TT-10.13) | Transmitter 03 | B | 0190E017 | 2018-02-26 | 2011-04-18 | PHSANTANJO
0190-033-351 | 33043 | 0190-COF-PRO-RST-ROASTR01-TRANSMITTER_4 | PM03 | 301 | 18M RST TT Calib (3A2-T1514-R1) | Transmitter 04 | B | 0190E017 | 2018-02-26 | 2011-04-18 | PHSANTANJO
0190-033-350 | 33043 | 0190-COF-PRO-RST-ROASTR04-TRANSMITTER_4 | PM03 | 301 | 78W RST TT Calib (3A2-TT-12.29) | Transmitter 04 | B | 0190E017 | 2018-02-26 | 2011-04-18 | PHSANTANJO
0190-033-349 | 33043 | 0190-COF-PRO-RST-ROASTR03-TRANSMITTER_3 | PM03 | 301 | 1Y RST TT Calib (3A2-TT-11.29) | Transmitter 03 | B | 0190E017 | 2018-02-26 | 2011-04-18 | PHSANTANJO
0190-033-348 | 33043 | 0190-COF-PRO-RST-ROASTR02-TRANSMITTER_2 | PM03 | 301 | 1Y RST TT Calib (3A2-T1514-R2) | Transmitter 02 | B | 0190E017 | 2018-02-26 | 2011-04-18 | PHSANTANJO
0190-033-347 | 33043 | 0190-COF-PRO-RST-ROASTR01-TRANSMITTER_3 | PM03 | 301 | 78W RST TT Calib (3A2-TT-8T-R1) | Transmitter 03 | B | 0190E017 | 2018-02-26 | 2011-08-01 | PHSANTANJO
0190-033-346 | 33043 | 0190-COF-PRO-RST-ROASTR01-HOTCTRCLN | PM03 | 301 | 1Y RST TT Calib (3A2-TT-09.19) | R1 Hot Centriclone | C | 0190E002 | 2018-02-26 | 2011-04-18 | PHSANTANJO
0190-033-345 | 33043 | 0190-COF-PRO-RST-ROASTR04-TRANSMITTER_3 | PM03 | 301 | 1Y RST TT Calib (3A2-TT-12.18) | Transmitter 03 | B | 0190E017 | 2018-02-26 | 2011-08-01 | PHSANTANJO
0190-033-344 | 33043 | 0190-COF-PRO-RST-ROASTR03-TRANSMITTER_2 | PM03 | 301 | 1Y RST TT Calib (3A2-TT-11.18) | Transmitter 02 | B | 0190E017 | 2018-02-26 | 2011-04-18 | PHSANTANJO
0190-033-343 | 33043 | 0190-COF-PRO-RST-ROASTR01-TRANSMITTER_2 | PM03 | 301 | 1Y RST TT Calib (3A2-TT-09.22) | Transmitter 02 | B | 0190E017 | 2018-02-26 | 2011-04-18 | PHSANTANJO
0190-033-342 | 56861 | 0190-COF-PRO-EGA-AHU04-CONTROLVALVE_2 | PM03 | 301 | 1Y EGA TCV Calib (3A5-TCV-15.06) | Egron After Cooler Cooling Unt | B | 0190E017 | 2018-02-26 | 2011-04-18 | PHSANTANJO
0190-033-341 | 411273 | 0190-COF-PRO-RST-HDRTNK01-GAUGE_2 | PM03 | 301 | 1Y RST PG Calib (3A2-PG-32.07/04) | Gauge 02 | C | 0190E017 | 2018-02-26 | 2011-05-12 | PHSANTANJO
0190-033-340 | 56861 | 0190-COF-PRO-EGA-AHU04-CONTROLVALVE_1 | PM03 | 301 | 1Y EGA TCV Calib (3A14-TCV-15.03) | Egron After Cooler Heating | B | 0190E017 | 2018-02-26 | 2011-04-18 | PHSANTANJO
0190-033-339 | 33046 | 0190-COF-PRO-SCE-FEDPMP01 | PM03 | 301 | 1Y SCE FIT Calib (3D1-FIT-9452) | Evaporator Feed Pump | C | 0190E002 | 2018-02-26 | 2011-05-12 | PHSANTANJO
0190-033-338 | 411273 | 0190-COF-PRO-RST-HDRTNK03-GAUGE_1 | PM03 | 301 | 1Y RST PG Calib (3A2-PG-065) | Gauge 01 | C | 0190E017 | 2018-02-26 | 2011-05-12 | PHSANTANJO
0190-033-337 | 411273 | 0190-COF-PRO-RST-ROASTR03-GAUGE_5 | PM03 | 301 | 1Y RST PG Calib (3A2-PG-060) | Gauge 05 | C | 0190E017 | 2018-02-26 | 2011-05-12 | PHSANTANJO
0190-033-336 | 411273 | 0190-COF-PRO-RST-ROASTR03-GAUGE_4 | PM03 | 301 | 1Y RST PG Calib (3A2-PG-059) | Gauge 04 | C | 0190E017 | 2018-02-26 | 2011-05-12 | PHSANTANJO
0190-033-335 | 33044 | 0190-COF-PRO-SCE-CONTNK01 | PM03 | 301 | 1Y SCE LIT Calib (3A5-LIT-05.03) | IPTA Condensate Tank | C | 0190E002 | 2018-02-26 | 2011-05-12 | PHSANTANJO
0190-033-334 | 33044 | 0190-COF-PRO-SCE-WCTNK01 | PM03 | 301 | 1Y SCE LIT Calib (3A5-LIT-04.03) | Weak Caustic Tank | C | 0190E002 | 2018-02-26 | 2011-05-12 | PHSANTANJO
0190-033-333 | 33044 | 0190-COF-PRO-SCE-SPCTNK01 | PM03 | 301 | 1Y SCE LIT Calib (3A5-LIT-01.03) | Strong Caustic Tank | C | 0190E002 | 2018-02-26 | 2011-05-12 | PHSANTANJO
0190-033-332 | 33047 | 0190-COF-PRO-EGA-FNEHPR01-TRANSMITTER_1 | PM03 | 301 | 1Y EGA WIT Calib (3A5-WIT-29.02) | Transmitter 01 | B | 0190E017 | 2018-02-26 | 2011-04-18 | PHSANTANJO
0190-033-331 | 411273 | 0190-COF-PRO-RST-ROASTR03-GAUGE_3 | PM03 | 301 | 1Y RST PG Calib (3A2-PG-058) | Gauge 03 | C | 0190E017 | 2018-02-26 | 2011-04-18 | PHSANTANJO
0190-033-330 | 411273 | 0190-COF-PRO-RST-ROASTR03-GAUGE_2 | PM03 | 301 | 1Y RST PG Calib (3A2-PG-055) | Gauge 02 | C | 0190E017 | 2018-02-26 | 2011-04-18 | PHSANTANJO
0190-033-329 | 33046 | 0190-COF-PRO-EGA-CLRHTR01 | PM03 | 301 | 1Y EGA FIT Calib (3A5-FIT-02.09) | Egron Extract Cooler/Heater | B | 0190E001 | 2018-02-26 | 2011-05-31 | PHSANTANJO
0190-033-328 | 33047 | 0190-COF-PRO-EGA-GRKVSL02-TRANSMITTER_1 | PM03 | 301 | 4W EGA WIT Calib (3A5-WIT-36.09) | Transmitter 01 | B | 0190E017 | 2018-02-26 | 2011-04-18 | PHSANTANJO
0190-033-327 | 33045 | 0190-COF-PRO-RST-HDRTNK04-SENSOR_3 | PM03 | 301 | 1Y RST PSH Calib (3A2-PSH-32.07/04)) | Sensor 03 | B | 0190E017 | 2016-07-15 | 2011-04-18 | PHSANTANJO
0190-033-326 | 33043 | 0190-COF-PRO-EGA-EXHFAN02-TRANSMITTER_1 | PM03 | 301 | 1Y EGA TT Calib (3A5-TT-22.02) | Transmitter 01 | B | 0190E017 | 2018-02-26 | 2011-04-18 | PHSANTANJO
0190-033-325 | 33043 | 0190-COF-PRO-EGA-AHU04-TRANSMITTER_1 | PM03 | 301 | 1Y EGA TT Calib (3A5-TT-13.04) | Egron AC/AD | B | 0190E017 | 2018-02-26 | 2011-04-18 | PHSANTANJO
0190-033-324 | 411273 | 0190-COF-PRO-RST-TRNSPRT-M14 | PM03 | 301 | 1Y RST PG Calib (3A2-PG-053) | RC Transport To Silo B1 & B2 Blower | B | 0190E001 | 2018-02-26 | 2011-04-18 | PHSANTANJO
0190-033-323 | 411273 | 0190-COF-PRO-RST-ROASTR02-GAUGE_5 | PM03 | 301 | 1Y RST PG Calib (3A2-PG-037) | Gauge 05 | C | 0190E017 | 2018-02-26 | 2011-04-16 | PHSANTANJO
0190-033-322 | 411273 | 0190-COF-PRO-RST-ROASTR02-GAUGE_4 | PM03 | 301 | 1Y RST PG Calib (3A2-PG-035) | Gauge 04 | C | 0190E017 | 2018-02-26 | 2011-04-16 | PHSANTANJO
0190-033-321 | 33043 | 0190-COF-PRO-SCE-CNDNSR01 | PM03 | 301 | 1Y SCE TT Calib (3D1-TT-29.02) | Condenser | C | 0190E002 | 2018-02-26 | 2011-05-12 | PHSANTANJO
0190-033-320 | 56861 | 0190-COF-PRO-SCE-EVAPTR01-CONTROLVALVE_1 | PM03 | 301 | 78W SCE TCV Calib (3D1-TCV-9453) | Control Valve 01 | B | 0190E017 | 2018-02-26 | 2011-05-12 | PHSANTANJO
0190-033-319 | 33043 | 0190-COF-PRO-SCE-EVAPTR01-TRANSMITTER_1 | PM03 | 301 | 1Y SCE TT Calib (3D1-TT-9453) | Transmitter 01 | B | 0190E017 | 2018-02-26 | 2011-05-12 | PHSANTANJO
0190-033-318 | 411273 | 0190-COF-PRO-RST-ROASTR02-GAUGE_3 | PM03 | 301 | 1Y RST PG Calib (3A2-PG-034) | Gauge 03 | C | 0190E017 | 2018-02-26 | 2011-04-16 | PHSANTANJO
0190-033-317 | 411273 | 0190-COF-PRO-RST-ROASTR02-GAUGE_2 | PM03 | 301 | 1Y RST PG Calib (3A2-PG-032) | Gauge 02 | C | 0190E017 | 2018-02-26 | 2011-04-16 | PHSANTANJO
0190-033-316 | 411273 | 0190-COF-PRO-RST-ROASTR01-GAUGE_3 | PM03 | 301 | 1Y RST PG Calib (3A2-PG-030) | Gauge 03 | C | 0190E017 | 2018-02-26 | 2011-05-12 | PHSANTANJO
0190-033-315 | 56861 | 0190-COF-PRO-SCE-STMEJE01 | PM03 | 301 | 78W SCE PCV Calib (3D1-PCV-29.06) | Steam Ejector | C | 0190E002 | 2018-02-26 | 2011-05-12 | PHSANTANJO
0190-033-314 | 33045 | 0190-COF-PRO-SCE-EVATNK01 | PM03 | 301 | 1Y SCE PIT Calib (3D1-PIT-29.09) | Evaporator Feed Tank | C | 0190E001 | 2018-02-26 | 2011-05-12 | PHSANTANJO
0190-033-313 | 56861 | 0190-COF-PRO-SCE-EVATNK01 | PM03 | 301 | 78W SCE PCV Calib (3D1-PCV-9454) | Evaporator Feed Tank | C | 0190E001 | 2018-02-26 | 2011-05-12 | PHSANTANJO
0190-033-312 | 56861 | 0190-COF-PRO-SCE-FEDPMP01 | PM03 | 301 | 78W SCE FCV Calib (3D1-FCV-9452) | Evaporator Feed Pump | C | 0190E001 | 2018-02-26 | 2011-05-12 | PHSANTANJO
0190-033-311 | 411273 | 0190-COF-PRO-RST-ROASTR01-GAUGE_2 | PM03 | 301 | 1Y RST PG Calib (3A2-PG-029) | Gauge 02 | C | 0190E017 | 2018-02-26 | 2011-04-16 | PHSANTANJO
0190-033-310 | 33044 | 0190-COF-PRO-EGA-TRWTNK01 | PM03 | 301 | 1Y EGA LIT Calib (3A5-LIT-01.24) | Treated Water Tank To Egron | B | 0190E017 | 2018-02-26 | 2011-04-16 | PHSANTANJO
0190-033-309 | 411273 | 0190-COF-PRO-RST-ROASTR01-CYCLON01 | PM03 | 301 | 1Y RST PG Calib (3A2-PG-026) | R1 Cold Centriclone | C | 0190E017 | 2018-02-26 | 2011-04-16 | PHSANTANJO
0190-033-308 | 33044 | 0190-COF-PRO-EGA-WTSCRBR-SCRTNK | PM03 | 301 | 1Y EGA LIT Calib (3A5-LIT-38.10) | Wet Scrubber Tank | B | 0190E001 | 2018-02-26 | 2012-10-11 | PHSANTANJO
0190-033-307 | 411273 | 0190-COF-PRO-RST-HDRTNK01-GAUGE_1 | PM03 | 301 | 1Y RST PG Calib (3A2-PG-025) | Gauge 01 | C | 0190E017 | 2018-02-26 | 2011-04-16 | PHSANTANJO
0190-033-306 | 56861 | 0190-COF-PRO-EGA-CLRHTR01 | PM03 | 301 | 1Y EGA TCV Calib (3A14-TCV-46.07) | Egron Extract Cooler/Heater | B | 0190E002 | 2017-05-23 | 2011-04-16 | PHSANTANJO
0190-033-305 | 33043 | 0190-COF-PRO-EGA-AHU01-TRANSMITTER_1 | PM03 | 301 | 1Y EGA TT Calib (3A5-TT-12.05) | Transmitter 01 | B | 0190E017 | 2018-02-26 | 2011-04-16 | PHSANTANJO
0190-033-304 | 411273 | 0190-COF-PRO-RST-ROASTR01-GAUGE_1 | PM03 | 301 | 1Y RST PG Calib (3A2-PG-024) | Gauge 01 | C | 0190E017 | 2018-02-26 | 2011-04-16 | PHSANTANJO
0190-033-303 | 411273 | 0190-COF-PRO-RST-ROASTR03-GAUGE_1 | PM03 | 301 | 1Y RST PG Calib (3A2-PG-020) | Gauge 01 | C | 0190E017 | 2018-02-26 | 2011-04-16 | PHSANTANJO
0190-033-302 | 411273 | 0190-COF-PRO-E45-FLSTNK01 | PM03 | 301 | 2Y E45 PG Calib (3A3-PG-037) | IPTA Flash Tank | B | 0190E017 | 2018-02-26 | 2011-04-16 | PHSANTANJO
0190-033-301 | 33043 | 0190-COF-PRO-EGA-EGRTWR01-TRANSMITTER_6 | PM03 | 301 | 1Y EGA TT Calib (3A5-TT-48.04) | Transmitter 06 | B | 0190E017 | 2018-02-26 | 2011-04-16 | PHSANTANJO
0190-033-300 | 411273 | 0190-COF-PRO-E45-MCC-PLCPNL02 | PM03 | 301 | 2Y E45 PG Calib (3A3-PG-016) | Extraction 45 PLC Panel | B | 0190E017 | 2018-02-26 | 2011-04-16 | PHSANTANJO
0190-033-299 | 411273 | 0190-COF-PRO-RST-HDRTNK04-GAUGE_1 | PM03 | 301 | 2Y RST PG Calib (3A2-PG-085) | Gauge 01 | C | 0190E017 | 2018-02-26 | 2011-04-16 | PHSANTANJO
0190-033-298 | 33043 | 0190-COF-PRO-EGA-AHU02-TRANSMITTER_1 | PM03 | 301 | 1Y EGA TT Calib (3A5-TT-13.07) | Transmitter 01 | B | 0190E017 | 2016-09-20 | 2011-04-16 | PHSANTANJO
0190-033-297 | 33043 | 0190-COF-PRO-EGA-AFTCOL01-TRANSMITTER_4 | PM03 | 301 | 1Y EGA TT Calib (3A5-TT-28.04) | Transmitter 04 | B | 0190E017 | 2018-02-26 | 2011-04-16 | PHSANTANJO
0190-033-296 | 33043 | 0190-COF-PRO-EGA-BLWR06-TRANSMITTER_3 | PM03 | 301 | 78W EGA TT Calib (3A5-TT-42.06) | Transmitter 03 | B | 0190E017 | 2018-02-26 | 2011-04-16 | PHSANTANJO
0190-033-295 | 33043 | 0190-COF-PRO-EGA-BLWR06-TRANSMITTER_2 | PM03 | 301 | 78W EGA TT Calib (3A5-TT-42.05) | Transmitter 02 | B | 0190E017 | 2018-02-26 | 2011-04-16 | PHSANTANJO
0190-033-294 | 33043 | 0190-COF-PRO-EGA-CLRHTR01 | PM03 | 301 | 1Y EGA TT Calib (3A5-TT-01.31) | Egron Extract Cooler/Heater | B | 0190E002 | 2018-02-26 | 2011-05-14 | PHSANTANJO
0190-033-293 | 33045 | 0190-COF-PRO-EGA-EGRTWR01-TRANSMITTER_5 | PM03 | 301 | 1Y EGA PIT Calib (3A5-PIT-48.05) | Transmitter 05 | B | 0190E017 | 2018-02-26 | 2011-04-16 | PHSANTANJO
0190-033-292 | 33045 | 0190-COF-PRO-EGA-CLRHTR01 | PM03 | 301 | 78W EGA PIT Calib (3A5-PIT-01.32) | Egron Extract Cooler/Heater | B | 0190E002 | 2018-02-26 | 2011-04-16 | PHSANTANJO
0190-033-291 | 33043 | 0190-COF-PRO-EGA-XTRCTHTR-EXTHTR01 | PM03 | 301 | 1Y EGA TT Calib (3A5-TT-46.11) | Egron Extract Heater | B | 0190E002 | 2017-07-17 | 2011-05-14 | PHSANTANJO
0190-033-290 | 33043 | 0190-COF-PRO-EGA-WTRBAT01 | PM03 | 301 | 1Y EGA TT Calib (3A5-TT-37.06) | Egron Water Bath No 1 | B | 0190E002 | 2018-02-26 | 2011-04-16 | PHSANTANJO
0190-033-289 | 56861 | 0190-COF-PRO-EGA-WTRBAT01 | PM03 | 301 | 1Y EGA TCV Calib (3A5-TCV-37.26) | Egron Water Bath No 1 | B | 0190E002 | 2018-02-26 | 2011-04-16 | PHSANTANJO
0190-033-288 | 33045 | 0190-COF-PRO-EGA-WTRBAT01 | PM03 | 301 | 1Y EGA PIT Calib (3A5-PIT-37.25) | Egron Water Bath No 1 | B | 0190E002 | 2018-02-26 | 2011-04-16 | PHSANTANJO
0190-033-287 | 411273 | 0190-COF-PRO-RST-ROASTR04-GAUGE_9 | PM03 | 301 | 104W RST PG Calib (3A2-PG-067) | Gauge 09 | C | 0190E017 | 2018-02-26 | 2011-04-16 | PHSANTANJO
0190-033-286 | 33045 | 0190-COF-PRO-EGA-WTRBAT01 | PM03 | 301 | 1Y EGA PIT Calib (3A5-PIT-37.17) | Egron Water Bath No 1 | B | 0190E002 | 2018-02-26 | 2011-05-12 | PHSANTANJO
0190-033-285 | 56861 | 0190-COF-PRO-EGA-WTRBAT01 | PM03 | 301 | 1Y EGA PCV Calib (3A5-PCV-37.16) | Egron Water Bath No 1 | B | 0190E002 | 2018-02-26 | 2011-05-12 | PHSANTANJO
0190-033-284 | 56861 | 0190-COF-PRO-EGA-AHU01-CONTROLVALVE_1 | PM03 | 301 | 1Y EGA TCV Calib (3A14-TCV-9053) | Control Valve 01 | B | 0190E017 | 2018-02-26 | 2011-04-16 | PHSANTANJO
0190-033-283 | 411273 | 0190-COF-PRO-E45-HPWHTR01-GAUGE_1 | PM03 | 301 | 1Y E45 PG Calib (3A3-PG-06.30) | Gauge 01 | C | 0190E017 | 2018-02-26 | 2011-04-16 | PHSANTANJO
0190-033-282 | 33043 | 0190-COF-PRO-EGA-FLBLWR02-TRANSMITTER_1 | PM03 | 301 | 78W EGA TT Calib (3A5-TT-27.12) | Transmitter 01 | B | 0190E017 | 2018-02-26 | 2011-04-16 | PHSANTANJO
0190-033-281 | 411273 | 0190-COF-PRO-E45-STMHDR01-GAUGE_1 | PM03 | 301 | 1Y E45 PG Calib (3A3-PG-025) | Gauge 01 | C | 0190E017 | 2018-02-26 | 2011-04-16 | PHSANTANJO
0190-033-280 | 411273 | 0190-COF-PRO-RST-ROASTR04-GAUGE_8 | PM03 | 301 | 1Y RST PG Calib (3A2-PG-076) | Gauge 08 | C | 0190E017 | 2018-02-26 | 2011-04-16 | PHSANTANJO
0190-033-279 | 411273 | 0190-COF-PRO-RST-ROASTR04-GAUGE_7 | PM03 | 301 | 1Y RST PG Calib (3A2-PG-072) | Gauge 07 | C | 0190E017 | 2018-02-26 | 2011-04-16 | PHSANTANJO
0190-033-278 | 33045 | 0190-COF-PRO-EGA-SEP02-TRANSMITTER_1 | PM03 | 301 | 1Y EGA PIT Calib (3A5-PIT-16.02) | Transmitter 01 | B | 0190E017 | 2018-02-26 | 2011-04-16 | PHSANTANJO
0190-033-277 | 56861 | 0190-COF-PRO-FFE-FVPCDNSTNK | PM03 | 301 | 1Y FFE LCV Calib (3A8-LCV-31.05) | FFE Finisher Vapor Condensate Tank | C | 0190E017 | 2018-02-26 | 2011-04-16 | PHSANTANJO
0190-033-276 | 33045 | 0190-COF-PRO-EGA-SEP01-TRANSMITTER_1 | PM03 | 301 | 1Y EGA PIT Calib (3A5-PIT-17.02) | Transmitter 01 | B | 0190E017 | 2018-02-26 | 2011-04-16 | PHSANTANJO
0190-033-275 | 33045 | 0190-COF-PRO-RST-ROASTR03-SENSOR_3 | PM03 | 301 | 1Y RST DPT Calib (3A2-DPT-003) | Sensor 03 | B | 0190E017 | 2018-02-26 | 2011-04-16 | PHSANTANJO
0190-033-274 | 33043 | 0190-COF-PRO-EGA-EGRTWR01-TRANSMITTER_4 | PM03 | 301 | 78W EGA TT Calib (3A5-TT-48.03) | Transmitter 04 | B | 0190E017 | 2018-02-26 | 2011-04-16 | PHSANTANJO
0190-033-273 | 33045 | 0190-COF-PRO-EGA-EGRTWR01-TRANSMITTER_3 | PM03 | 301 | 6M EGA PIT Calib (3A5-PIT-48.02) | Transmitter 03 | B | 0190E017 | 2018-02-26 | 2011-04-16 | PHSANTANJO
0190-033-272 | 33045 | 0190-COF-PRO-EGA-BHFLTR01-TRANSMITTER_2 | PM03 | 301 | 18M EGA PIT Calib (3A5_PIT-28.01) | Transmitter 02 | B | 0190E017 | 2018-02-26 | 2011-04-16 | PHSANTANJO
0190-033-271 | 411273 | 0190-COF-PRO-RST-ROASTR04-GAUGE_6 | PM03 | 301 | 1Y RST PG Calib (3A2-PG-071) | Gauge 06 | C | 0190E017 | 2018-02-26 | 2011-04-16 | PHSANTANJO
0190-033-270 | 33045 | 0190-COF-PRO-EGA-EGRTWR01-TRANSMITTER_9 | PM03 | 301 | 1Y EGA PT Calib (3A5-PT-33.25) | Transmitter 09 | B | 0190E017 | 2018-02-26 | 2011-04-16 | PHSANTANJO
0190-033-269 | 33043 | 0190-COF-PRO-EGA-BHXFAN-TRANSMITTER_1 | PM03 | 301 | 1Y EGA TT Calib (3A5-TT-30.02) | Transmitter 01 | B | 0190E017 | 2018-02-26 | 2011-04-16 | PHSANTANJO
0190-033-268 | 411273 | 0190-COF-PRO-RST-ROASTR04-GAUGE_5 | PM03 | 301 | 1Y RST PG Calib (3A2-PG-070) | Gauge 05 | C | 0190E017 | 2018-02-26 | 2011-04-16 | PHSANTANJO
0190-033-267 | 33045 | 0190-COF-PRO-EGA-PNUSYS01 | PM03 | 301 | 1Y EGA PIT Calib (3A5-PIT-35.62) | Egron A Pneumatic Distribution System | B | 0190E002 | 2018-02-26 | 2011-04-16 | PHSANTANJO
0190-033-266 | 33046 | 0190-COF-PRO-A54-LICOMP01-TRANSMITTER_1 | PM03 | 301 | 1Y A54 FIT Calib (3A7-FIT-14.04) | Transmitter 01 | B | 0190E017 | 2018-02-26 | 2011-04-16 | PHSANTANJO
0190-033-265 | 33046 | 0190-COF-PRO-A54-ROWTNK | PM03 | 301 | 1Y A54 FIT Calib (3A6-FIT-13.07) | P-ERA 54 RO-Water Booster Tank | B | 0190E002 | 2018-02-26 | 2011-04-16 | PHSANTANJO
0190-033-264 | 33046 | 0190-COF-PRO-FFE-FNSHRCLNDR | PM03 | 301 | 52W FFE FIT Calib (3A8-FIT-27.06) | FFE Finisher CALANDRIA | C | 0190E002 | 2018-02-26 | 2011-04-16 | PHSANTANJO
0190-033-262 | 33046 | 0190-COF-PRO-FFE-FFE01-TRANSMITTER_6 | PM03 | 301 | 1Y FFE FIT Calib (3A8-FIT-02.09) | Transmitter 06 | B | 0190E017 | 2018-02-26 | 2011-04-16 | PHSANTANJO
0190-033-261 | 33046 | 0190-COF-PRO-FFE-CLARIF05 | PM03 | 301 | 1Y E54 FIT Calib (3A8-FIT-31.21) | FFE Centrifuge Clarifier No 5 | B | 0190E002 | 2018-02-26 | 2011-04-16 | PHSANTANJO
0190-033-260 | 33046 | 0190-COF-PRO-FFE-CLARIF04 | PM03 | 301 | 1Y E54 FIT Calib (3A4-FIT-35.11) | FFE Centrifuge Clarifier No 4 | B | 0190E002 | 2018-02-26 | 2011-04-16 | PHSANTANJO
0190-033-259 | 411273 | 0190-COF-PRO-RST-ROASTR04-GAUGE_4 | PM03 | 301 | 1Y RST PG Calib (3A2-PG-069) | Gauge 04 | C | 0190E017 | 2018-02-26 | 2011-04-16 | PHSANTANJO
0190-033-258 | 33046 | 0190-COF-PRO-FFE-CLARIF02 | PM03 | 301 | 1Y E54 FIT Calib (3A4-FIT-33.12) | FFE Centrifuge Clarifier No 2 | B | 0190E002 | 2018-02-26 | 2011-04-16 | PHSANTANJO
0190-033-257 | 33046 | 0190-COF-PRO-FFE-CLARIF01 | PM03 | 301 | 1Y E54 FIT Calib (3A4-FIT-32.11) | FFE Centrifuge Clarifier No 1 | B | 0190E002 | 2018-02-26 | 2011-04-16 | PHSANTANJO
0190-033-256 | 33046 | 0190-COF-PRO-E54-DISHED01 | PM03 | 301 | 1Y E54 FIT Calib (3A4-FIT-30.11) | E54 Cell Header | B | 0190E017 | 2018-02-26 | 2011-04-16 | PHSANTANJO
0190-033-255 | 33046 | 0190-COF-PRO-E54-HEATER04 | PM03 | 301 | 1Y E54 FIT Calib (3A4-FIT-32.03) | Pre Wetting Heater Assembly | B | 0190E002 | 2018-02-26 | 2011-08-01 | PHSANTANJO
0190-033-254 | 33046 | 0190-COF-PRO-E54-FLSTNK01 | PM03 | 301 | 1Y E54 FIT Calib (3A4-FIT-08.03) | IPTA Flash Tank | B | 0190E002 | 2018-02-26 | 2011-04-16 | PHSANTANJO
0190-033-253 | 33046 | 0190-COF-PRO-E54-DISHED01 | PM03 | 301 | 1Y E54 FIT Calib (3A4-FIT-51.22) | E54 Cell Header | B | 0190E002 | 2018-02-26 | 2011-04-16 | PHSANTANJO
0190-033-252 | 33045 | 0190-COF-PRO-RST-ROASTR04-TRANSMITTER_2 | PM03 | 301 | 1Y RST DPT Calib (3A2-DPT-002) | Transmitter 02 | B | 0190E017 | 2018-02-26 | 2011-04-16 | PHSANTANJO
0190-033-251 | 33046 | 0190-COF-PRO-E54-SIRTNK01 | PM03 | 301 | 1Y E54 FIT Calib (3A4-FIT-50.23) | SIR Tank | B | 0190E001 | 2018-02-26 | 2011-04-16 | PHSANTANJO
0190-033-250 | 33044 | 0190-COF-PRO-E54-TRWTNK02 | PM03 | 301 | 1Y E54 LIT Calib (3A4-LIT-41.19) | Treated Water To Clarifier Tank | B | 0190E002 | 2018-02-26 | 2011-04-16 | PHSANTANJO
0190-033-249 | 411273 | 0190-COF-PRO-RST-ROASTR04-GAUGE_3 | PM03 | 301 | 1Y RST PG Calib (3A2-PG-066) | Gauge 03 | C | 0190E017 | 2018-02-26 | 2011-04-16 | PHSANTANJO
0190-033-248 | 33044 | 0190-COF-PRO-A54-SKDASMBLY02-SPTRGL01 | PM03 | 301 | 1Y A54 LIT Calib (3A7-LIT-10.03) | P-ERA 54 Gas-Liquid Separator | C | 0190E002 | 2018-02-26 | 2011-04-16 | PHSANTANJO
0190-033-247 | 33044 | 0190-COF-PRO-A54-STRCOLMN | PM03 | 301 | 1Y A54 LIT Calib (3A7-LIT-03.11) | P-ERA 54 Stripping Column | B | 0190E002 | 2018-02-26 | 2011-08-01 | PHSANTANJO
0190-033-246 | 411273 | 0190-COF-PRO-RST-ROASTR02-GAUGE_1 | PM03 | 301 | 1Y RST PG Calib (3A2-PG-10.28) | Gauge 01 | C | 0190E017 | 2018-02-26 | 2011-04-16 | PHSANTANJO
0190-033-245 | 33044 | 0190-COF-PRO-FFE-FNSHRCLNDR | PM03 | 301 | 1Y FFE LIT Calib (3A8-LIT-23.13) | FFE Finisher CALANDRIA | C | 0190E002 | 2018-02-26 | 2011-05-12 | PHSANTANJO
0190-033-244 | 33047 | 0190-COF-PRO-FFE-CTLTNK-CTLTNK03 | PM03 | 301 | 1Y E54 LIT Calib (3A8-LIT-46.05) | Clarified Thin Liqour Rare Tank | B | 0190E002 | 2018-02-26 | 2011-04-16 | PHSANTANJO
0190-033-243 | 33047 | 0190-COF-PRO-A54-SKDASMBLY01-OILTNK01 | PM03 | 301 | 1Y A54 WIT Calib (3A7-WIT-11.16) | P-ERA 54 Oil Tank | C | 0190E001 | 2018-02-26 | 2011-04-16 | PHSANTANJO
0190-033-242 | 33047 | 0190-COF-PRO-FFE-CTLTNK-CTLTNK02 | PM03 | 301 | 1Y E54 LIT Calib (3A8-LIT-45.02) | Clarified Thin Liquor Tank #2 | B | 0190E002 | 2018-02-26 | 2011-05-12 | PHSANTANJO
0190-033-241 | 411273 | 0190-COF-PRO-RST-ROASTR04-GAUGE_2 | PM03 | 301 | 1Y RST PG Calib (3A2-PG-068) | Gauge 02 | C | 0190E017 | 2018-02-26 | 2011-05-12 | PHSANTANJO
0190-033-239 | 33047 | 0190-COF-PRO-E54-UTETNK05 | PM03 | 301 | 1Y FFE WT Calib (3A8-WT-26.08) | Unclarified Thin Extract Tank No 5 | B | 0190E002 | 2018-02-26 | 2011-05-12 | PHSANTANJO
0190-033-238 | 33047 | 0190-COF-PRO-E54-UTETNK04 | PM03 | 301 | 1Y FFE WT Calib (3A8-WT-25.08) | Unclarified Thin Extract Tank No 4 | B | 0190E002 | 2018-02-26 | 2011-05-12 | PHSANTANJO
0190-033-237 | 411273 | 0190-COF-PRO-RST-TRNSPRT-STRVLV02 | PM03 | 301 | 1Y RST PG Calib (3A2-PG-044) | GCTransport to Roasters Star Valve | B | 0190E017 | 2018-02-26 | 2011-05-12 | PHSANTANJO
0190-033-236 | 411273 | 0190-COF-PRO-RST-ROASTR04-GAUGE_1 | PM03 | 301 | 2Y RST PG Calib (3A2-PG-086) | Gauge 01 | C | 0190E017 | 2016-09-20 | 2011-05-12 | PHSANTANJO
0190-033-235 | 33047 | 0190-COF-PRO-E54-UTETNK01 | PM03 | 301 | 1Y E54 WT Calib (3A8-WT-21.08) | Unclarified Thin Extract Tank No 1 | B | 0190E017 | 2017-05-18 | 2011-05-12 | PHSANTANJO
0190-033-234 | 33047 | 0190-COF-PRO-E54-SIRTNK01 | PM03 | 301 | 1Y E54 WIT Calib (3A4-WIT-50.02) | SIR Tank | B | 0190E002 | 2018-02-26 | 2011-04-16 | PHSANTANJO
0190-033-233 | 411273 | 0190-COF-PRO-WFE-WFEVAP01-GAUGE_2 | PM03 | 301 | 2Y WFE PG Calib (3A3-PG-041) | Gauge 02 | C | 0190E017 | 2018-02-26 | 2011-04-16 | PHSANTANJO
0190-033-232 | 411273 | 0190-COF-PRO-WFE-WFEVAP01-GAUGE_1 | PM03 | 301 | 2Y WFE PG Calib (3A3-PG-040) | Gauge 01 | B | 0190E017 | 2018-02-26 | 2011-04-16 | PHSANTANJO
0190-033-231 | 33045 | 0190-COF-PRO-FFE-PRSTMCNDSTNK | PM03 | 301 | 1Y FFE PIT Calib (3A8-PIT-32.04) | FFE Pre Evap Steam Condensate Tank | C | 0190E001 | 2018-02-26 | 2011-04-16 | PHSANTANJO
0190-033-230 | 33045 | 0190-COF-PRO-FFE-PRSTMCNDSTNK | PM03 | 301 | 1Y FFE PIT Calib (3A8-PIT-32.15) | FFE Pre Evap Steam Condensate Tank | C | 0190E001 | 2018-02-26 | 2011-04-16 | PHSANTANJO
0190-033-229 | 33045 | 0190-COF-PRO-E54-HEATER03-TRANSMITTER_3 | PM03 | 301 | 78W E54 PIT Calib (3A4-PIT-10.04) | Transmitter 03 | B | 0190E017 | 2018-02-05 | 2011-04-16 | PHSANTANJO
0190-033-228 | 33047 | 0190-COF-PRO-A54-CFRHPR01 | PM03 | 301 | 1Y E54 WIT Calib (3A7-WIT-02.03) | P-ERA 54 Constant Feed Rate Hopper | C | 0190E002 | 2018-02-05 | 2011-04-16 | PHSANTANJO
0190-033-227 | 411273 | 0190-COF-PRO-E45-CIPRTRNSYS-CIPTNK01 | PM03 | 301 | 2Y E45 PG Calib (3A3-PG-024) | E45 CIP Drain Tank | C | 0190E017 | 2018-02-05 | 2011-04-16 | PHSANTANJO
0190-033-226 | 411273 | 0190-COF-PRO-E45-CIPRTRNSYS-CIPTNK01 | PM03 | 301 | 2Y E45 PG Calib (3A3-PG-023) | E45 CIP Drain Tank | C | 0190E017 | 2018-02-05 | 2011-04-16 | PHSANTANJO
0190-033-225 | 33044 | 0190-COF-PRO-E54-FLSTNK01 | PM03 | 301 | 1Y E54 LIT Calib (3A4-LIT-08.09) | IPTA Flash Tank | B | 0190E002 | 2018-02-05 | 2011-04-16 | PHSANTANJO
0190-033-224 | 33044 | 0190-COF-PRO-E54-IPTASYS-CONTNK02 | PM03 | 301 | 1Y E54 LIT Calib (3A4-LIT-42.02) | IPTA Condensate Tank | B | 0190E002 | 2018-02-05 | 2011-04-16 | PHSANTANJO
0190-033-223 | 411273 | 0190-COF-PRO-E45-PREHTR01-GAUGE_4 | PM03 | 301 | 2Y E45 PG Calib (3A3-PG-015) | Gauge 04 | C | 0190E017 | 2018-02-05 | 2011-04-16 | PHSANTANJO
0190-033-222 | 33044 | 0190-COF-PRO-FFE-4AFXCLNDR | PM03 | 301 | 1Y FFE LIT Calib (3A8-LIT-16.08) | FFE 4th Effect 4A Calandria | C | 0190E002 | 2018-02-05 | 2011-04-16 | PHSANTANJO
0190-033-221 | 33044 | 0190-COF-PRO-E54-WTRHTRCNSYS-CONTNK01 | PM03 | 301 | 1Y E54 LIT Calib (3A4-LIT-43.13) | Water Heater Condensate Tank | C | 0190E002 | 2018-02-05 | 2011-04-16 | PHSANTANJO
0190-033-220 | 33044 | 0190-COF-PRO-FFE-3FXCAL | PM03 | 301 | 1Y FFE LIT Calib (3A4-LIT-9255/3) | FFE 3rd Effect Calandria | C | 0190E002 | 2016-09-06 | 2011-08-01 | PHSANTANJO
0190-033-219 | 33044 | 0190-COF-PRO-FFE-2AFXCAL | PM03 | 301 | 1Y FFE LIT Calib (3A8-LIT-10.07) | FFE 2nd Effect 2A Calandria | C | 0190E002 | 2018-02-05 | 2011-04-16 | PHSANTANJO
0190-033-218 | 33044 | 0190-COF-PRO-FFE-FFE01-TRANSMITTER_5 | PM03 | 301 | 1Y FFE LIT Calib (3A8-LIT-07.09) | Transmitter 05 | B | 0190E017 | 2018-02-05 | 2011-04-16 | PHSANTANJO
0190-033-217 | 33045 | 0190-COF-PRO-E54-HEATER03-TRANSMITTER_2 | PM03 | 301 | 1Y E54 PIT Calib (3A4-PIT-05.35) | Transmitter 02 | B | 0190E017 | 2018-02-05 | 2011-04-16 | PHSANTANJO
0190-033-216 | 56861 | 0190-COF-PRO-E54-DISHED01 | PM03 | 301 | 1Y E54 PCV Calib (3A4-PCV-05.35) | E54 Cell Header | B | 0190E002 | 2018-02-05 | 2011-04-16 | PHSANTANJO
0190-033-215 | 411273 | 0190-COF-PRO-E45-PREHTR01-GAUGE_3 | PM03 | 301 | 2Y E45 PG Calib (3A3_PG-069) | Gauge 03 | C | 0190E017 | 2018-02-05 | 2011-04-16 | PHSANTANJO
0190-033-214 | 411273 | 0190-COF-PRO-E45-PREHTR01-GAUGE_2 | PM03 | 301 | 2Y E45 PG Calib (3A3_PG-068) | Gauge 02 | C | 0190E017 | 2018-02-05 | 2011-04-16 | PHSANTANJO
0190-033-213 | 56861 | 0190-COF-PRO-E54-DISHED01 | PM03 | 301 | 1Y E54 FCV Calib (3A4-FCV-51.23) | E54 Cell Header | B | 0190E002 | 2018-02-05 | 2011-04-16 | PHSANTANJO
0190-033-212 | 411273 | 0190-COF-PRO-E45-PREHTR01-GAUGE_1 | PM03 | 301 | 2Y E45 PG Calib (3A3_PG-067) | Gauge 01 | C | 0190E017 | 2018-02-05 | 2011-04-16 | PHSANTANJO
0190-033-211 | 33045 | 0190-COF-PRO-FFE-FFE01-TRANSMITTER_4 | PM03 | 301 | 1Y FFE PIT Calib (3A8-PIT-32.19) | Transmitter 04 | B | 0190E017 | 2018-02-05 | 2011-04-16 | PHSANTANJO
0190-033-210 | 33045 | 0190-COF-PRO-FFE-FFE01-TRANSMITTER_3 | PM03 | 301 | 78W FFE CIT Calib (3A7-PIT-32.19) | Transmitter 03 | B | 0190E017 | 2018-02-05 | 2011-04-16 | PHSANTANJO
0190-033-209 | 33043 | 0190-COF-PRO-HWS-HWTNK01 | PM03 | 301 | 1Y EGA PIT Calib (3A5-TT-01.03) | Hot Water Tank | B | 0190E001 | 2017-04-26 | 2011-08-01 | PHSANTANJO
0190-033-208 | 33043 | 0190-COF-PRO-E54-COOLER11-TRANSMITTER_2 | PM03 | 301 | 78W E54 TT Calib (3A4-TT-15.32) | Transmitter 02 | B | 0190E017 | 2018-02-05 | 2011-04-16 | PHSANTANJO
0190-033-207 | 33045 | 0190-COF-PRO-FFE-FNSHRCLNDR | PM03 | 301 | 1Y FFE PIT Calib (3A8-PIT-23.14) | FFE Finisher CALANDRIA | C | 0190E002 | 2018-02-05 | 2011-04-16 | PHSANTANJO
0190-033-206 | 56861 | 0190-COF-PRO-E54-CNDNSR01 | PM03 | 301 | 1Y E54 PCV Calib (3A4-PCV-17.11) | IPTA Condenser | B | 0190E002 | 2018-02-05 | 2011-04-16 | PHSANTANJO
0190-033-205 | 33045 | 0190-COF-PRO-E54-HEATER01-TRANSMITTER_3 | PM03 | 301 | 1Y E54 PIT Calib (3A4-PIT-06.57) | Transmitter 03 | B | 0190E017 | 2018-02-05 | 2011-04-16 | PHSANTANJO
0190-033-204 | 56861 | 0190-COF-PRO-E54-DISHED01 | PM03 | 301 | 1Y E54 PCV Calib (3A4-PCV-15.28) | E54 Cell Header | B | 0190E002 | 2018-02-05 | 2011-04-16 | PHSANTANJO
0190-033-203 | 56861 | 0190-COF-PRO-E54-FLSTNK01 | PM03 | 301 | 1Y E54 PCV Calib (3A4-PCV-08.12) | IPTA Flash Tank | B | 0190E002 | 2018-02-05 | 2011-04-16 | PHSANTANJO
0190-033-202 | 33045 | 0190-COF-PRO-E54-STMHDR05-TRANSMITTER_1 | PM03 | 301 | 1Y E54 PIT Calib (3A4-PIT-06.32) | Transmitter 01 | B | 0190E017 | 2018-02-05 | 2011-04-16 | PHSANTANJO
0190-033-201 | 33045 | 0190-COF-PRO-E54-WGHTNK01 | PM03 | 301 | 1Y E54 PIT Calib (3A4-PIT-15.30) | Weigh Tank No 1 | B | 0190E001 | 2018-02-05 | 2011-08-01 | PHSANTANJO
0190-033-200 | 33047 | 0190-COF-PRO-E54-MH_PNL01 | PM03 | 301 | 1Y E54 PIT Calib (3A4-WIT-22.02) | E54 Moving Hopper Field Panel | B | 0190E017 | 2018-02-05 | 2011-04-16 | PHSANTANJO
0190-033-199 | 411274 | 0190-COF-PRO-E54-STMEJE01-GAUGE_1 | PM03 | 301 | 1Y E54 TG Calib (3A4-TG-023) | Gauge 01 | C | 0190E017 | 2018-02-05 | 2011-04-16 | PHSANTANJO
0190-033-198 | 56861 | 0190-COF-PRO-FFE-1FXCAL-CNTRLVLV_2 | PM03 | 301 | 78W FFE FCV Calib (3A8-FCV-02.10) | Control Valve 02 | B | 0190E017 | 2018-02-05 | 2011-04-16 | PHSANTANJO
0190-033-197 | 56861 | 0190-COF-PRO-FFE-PRSTMCNDSTNK | PM03 | 301 | 18M FFE PCV Calib (3A8-PCV-32.18) | FFE Pre Evap Steam Condensate Tank | C | 0190E001 | 2018-02-05 | 2011-04-16 | PHSANTANJO
0190-033-196 | 56861 | 0190-COF-PRO-FFE-PRSTMCNDSTNK | PM03 | 301 | 1Y FFE PCV Calib (3A8-PCV-32.12) | FFE Pre Evap Steam Condensate Tank | C | 0190E001 | 2018-02-05 | 2011-04-16 | PHSANTANJO
0190-033-195 | 56861 | 0190-COF-PRO-FFE-FNSHRCLNDR | PM03 | 301 | 18M FFE TCV Calib (3A8-TCV-29.12) | FFE Finisher CALANDRIA | C | 0190E002 | 2018-02-05 | 2011-04-16 | PHSANTANJO
0190-033-194 | 56861 | 0190-COF-PRO-FFE-FNSHRCLNDR | PM03 | 301 | 78W FFE PCV Calib (3A8-PCV-23.11) | FFE Finisher CALANDRIA | C | 0190E002 | 2018-02-05 | 2011-04-16 | PHSANTANJO
0190-033-193 | 56861 | 0190-COF-PRO-FFE-PRSTMCNDSTNK | PM03 | 301 | 1Y FFE PCV Calib (3A8-PCV-32.14) | FFE Pre Evap Steam Condensate Tank | C | 0190E001 | 2017-04-26 | 2011-04-16 | PHSANTANJO
0190-033-192 | 56861 | 0190-COF-PRO-E54-IPTASYS-CONTNK02 | PM03 | 301 | 1Y E54 LCV Calib (3A4-LCV-42.07) | IPTA Condensate Tank | B | 0190E002 | 2018-02-05 | 2011-04-16 | PHSANTANJO
0190-033-191 | 56861 | 0190-COF-PRO-E54-HEATER01-CONTROLVALVE_1 | PM03 | 301 | 1Y E54 PCV Calib (3A4-PCV-38.13) | Control Valve 01 | B | 0190E017 | 2018-02-05 | 2011-04-16 | PHSANTANJO
0190-033-190 | 56861 | 0190-COF-PRO-E54-HEATER02-CONTROLVALVE_1 | PM03 | 301 | 1Y E54 FCV Calib (3A4-FCV-04.18) | Control Valve 01 | B | 0190E017 | 2018-02-05 | 2011-04-16 | PHSANTANJO
0190-033-189 | 56861 | 0190-COF-PRO-E54-FLSTNK01 | PM03 | 301 | 78W E54 FCV Calib (3A4-FCV-08.04) | IPTA Flash Tank | B | 0190E002 | 2018-02-05 | 2011-04-16 | PHSANTANJO
0190-033-188 | 33045 | 0190-COF-PRO-E54-FLSTNK01 | PM03 | 301 | 78W E54 PIT Calib (3A4-PIT-08.05) | IPTA Flash Tank | B | 0190E002 | 2018-02-05 | 2011-08-01 | PHSANTANJO
0190-033-187 | 411273 | 0190-COF-PRO-SHP-HYDTST | PM03 | 301 | 52W E54 PG Calib (3A4-PG-077) | Hydraulic tester | C | 0190E017 | 2016-09-23 | 2011-04-16 | PHSANTANJO
0190-033-186 | 33045 | 0190-COF-PRO-E54-HEATER01-TRANSMITTER_2 | PM03 | 301 | 1Y E54 PIT Calib (3A4-PIT-06.10) | Transmitter 02 | B | 0190E017 | 2018-02-05 | 2011-04-16 | PHSANTANJO
0190-033-185 | 33043 | 0190-COF-PRO-E54-DISHED01 | PM03 | 301 | 1Y E54 TT Calib (3A4-TT-9144) | E54 Cell Header | B | 0190E002 | 2018-02-05 | 2011-04-16 | PHSANTANJO
0190-033-184 | 33043 | 0190-COF-PRO-E54-HEATER01-TRANSMITTER_1 | PM03 | 301 | 78W E54 TT Calib (3A4-TT-06.54) | Transmitter 01 | B | 0190E017 | 2018-02-05 | 2011-04-16 | PHSANTANJO
0190-033-183 | 56861 | 0190-COF-PRO-E54-HEATER03-CONTROLVALVE_1 | PM03 | 301 | 78W E54 TCV Calib (3A4-TCV-13.09) | Control Valve 01 | B | 0190E017 | 2018-02-05 | 2011-04-16 | PHSANTANJO
0190-033-182 | 33045 | 0190-COF-PRO-EGA-WTSCRBR-SCRTNK | PM03 | 301 | 1Y EGA PIT Calib (3A5-PIT-38.14) | Wet Scrubber Tank | B | 0190E001 | 2018-02-05 | 2011-04-15 | PHSANTANJO
0190-033-181 | 33043 | 0190-COF-PRO-E54-CNDNSR01 | PM03 | 301 | 1Y E54 TT Calib (3A4-TT-17.07) | IPTA Condenser | B | 0190E002 | 2018-02-05 | 2011-04-15 | PHSANTANJO
0190-033-180 | 33043 | 0190-COF-PRO-E54-FLSTNK01 | PM03 | 301 | 6M E54 TT Calib (3A4-TT-08.06) | IPTA Flash Tank | B | 0190E002 | 2018-02-05 | 2011-04-15 | PHSANTANJO
0190-033-179 | 33043 | 0190-COF-PRO-FFE-FNSHRCLNDR | PM03 | 301 | 1Y FFE TT Calib (3A8-TT-20.21) | FFE Finisher CALANDRIA | C | 0190E002 | 2018-02-05 | 2011-04-15 | PHSANTANJO
0190-033-178 | 33043 | 0190-COF-PRO-A54-SKDASMBLY01-WTRCOL01 | PM03 | 301 | 78W A54 TT Calib (3A7-TT-13.03) | P-ERA 54 Water Absorption Column | B | 0190E002 | 2018-02-05 | 2011-04-15 | PHSANTANJO
0190-033-177 | 56861 | 0190-COF-PRO-A54-SKDASMBLY01-WTRCOL01 | PM03 | 301 | 1Y E54 LCV Calib (3A7-LCV-12.11) | P-ERA 54 Water Absorption Column | B | 0190E002 | 2018-02-05 | 2011-04-15 | PHSANTANJO
0190-033-176 | 33043 | 0190-COF-PRO-A54-SKDASMBLY01-OILCOL01 | PM03 | 301 | 1Y A54 TT Calib (3A7-TT-11.12) | P-ERA 54 Oil Absorption Column | C | 0190E002 | 2018-02-05 | 2011-04-15 | PHSANTANJO
0190-033-175 | 33045 | 0190-COF-PRO-A54-SKDASMBLY01-OILCOL01 | PM03 | 301 | 1Y A54 PIT Calib (3A7-PIT-11.07) | P-ERA 54 Oil Absorption Column | C | 0190E002 | 2018-02-05 | 2011-04-15 | PHSANTANJO
0190-033-174 | 33045 | 0190-COF-PRO-A54-SKDASMBLY02-SPTRGL01 | PM03 | 301 | 78W A54 PIT Calib (3A7-PIT-10.06) | P-ERA 54 Gas-Liquid Separator | C | 0190E002 | 2018-02-05 | 2011-04-15 | PHSANTANJO
0190-033-173 | 33043 | 0190-COF-PRO-A54-SKDASMBLY01-RECOLR01 | PM03 | 301 | 78W A54 TT Calib (3A7-TT-09.02) | P-ERA 54 Recycle Cooler | C | 0190E002 | 2018-02-05 | 2011-04-15 | PHSANTANJO
0190-033-172 | 400614 | 0190-COF-PRO-EGA-GRKVSL02-PRESSRELVAL_2 | PM03 | 301 | 1Y EGA PRV Calib (3A5-PRV-005) | Pressure Relief Valve 02 | B | 0190E017 | 2018-02-05 | 2011-04-15 | PHSANTANJO
0190-033-171 | 33043 | 0190-COF-PRO-A54-SKDASMBLY02-ACNDSR01 | PM03 | 301 | 1Y A54 TT Calib (3A7-TT-05.02) | P-ERA 54 Aroma Condenser | C | 0190E002 | 2018-02-05 | 2011-08-01 | PHSANTANJO
0190-033-170 | 33045 | 0190-COF-PRO-A54-STRCOLMN | PM03 | 301 | 78W A54 PIT Calib (3A7-PIT-03.15) | P-ERA 54 Stripping Column | B | 0190E002 | 2018-02-05 | 2011-04-15 | PHSANTANJO
0190-033-169 | 33045 | 0190-COF-PRO-A54-STRCOLMN | PM03 | 301 | 1Y A54 PIT Calib (3A7-PIT-03.12) | P-ERA 54 Stripping Column | B | 0190E002 | 2018-02-05 | 2011-04-15 | PHSANTANJO
0190-033-168 | 33043 | 0190-COF-PRO-A54-STRCOLMN | PM03 | 301 | 1Y A54 TT Calib (3A7-TT-03.01) | P-ERA 54 Stripping Column | B | 0190E002 | 2018-02-05 | 2011-04-15 | PHSANTANJO
0190-033-167 | 33044 | 0190-COF-PRO-FFE-FVPCDNSTNK | PM03 | 301 | 1Y E54 LIT Calib (3A8-LIT-30.03) | FFE Finisher Vapor Condensate Tank | C | 0190E017 | 2018-02-05 | 2011-08-01 | PHSANTANJO
0190-033-166 | 400614 | 0190-COF-PRO-EGA-GRKVSL01-PRESSRELVAL_2 | PM03 | 301 | 1Y EGA PRV Calib (3A5_PRV-001) | Pressure Relief Valve 02 | B | 0190E017 | 2018-02-05 | 2011-04-15 | PHSANTANJO
0190-033-165 | 33044 | 0190-COF-PRO-FFE-FSTCDNSTNK | PM03 | 301 | 1Y FFE LIT Calib (3A8-LIT-25.04) | FFE Finisher Steam Condensate Tank | C | 0190E002 | 2018-02-05 | 2011-04-15 | PHSANTANJO
0190-033-164 | 411274 | 0190-COF-PRO-E45-COOLER11-GAUGE_1 | PM03 | 301 | 1Y E45 TG Calib (3A3_TG-005) | Gauge 01 | C | 0190E017 | 2018-02-05 | 2011-04-15 | PHSANTANJO
0190-033-163 | 423477 | 0190-COF-PRO-A54-SKDASMBLY02-DSPMP01 | PM03 | 301 | 13W A54 GD Calib (3A4-GD-15.7) | P-ERA 54 Distillate Withdrawal Pump | B | 0190E001 | 2020-07-03 | 2011-04-15 | PHDAVODAMA
0190-033-162 | 33043 | 0190-COF-PRO-FFE-FNSHRCLNDR | PM03 | 301 | 78W FFE TT Calib (3A8-TT-23.04) | FFE Finisher CALANDRIA | C | 0190E002 | 2018-02-05 | 2011-04-15 | PHSANTANJO
0190-033-161 | 33043 | 0190-COF-PRO-FFE-FFE01-TRANSMITTER_2 | PM03 | 301 | 1Y FFE TT Calib (3A8-TT-20.04) | Transmitter 02 | B | 0190E017 | 2018-02-05 | 2011-08-01 | PHSANTANJO
0190-033-160 | 33044 | 0190-COF-PRO-FFE-PRVPRCDNSTNK | PM03 | 301 | 1Y FFE LIT Calib (3A8-LIT-21.04) | FFE Pre Evap Vapor Condensate Tank | C | 0190E002 | 2018-02-05 | 2011-04-15 | PHSANTANJO
0190-033-159 | 56861 | 0190-COF-PRO-FFE-PRVPRCDNSTNK | PM03 | 301 | 1Y FFE LCV Calib (3A4-LCV-27.05) | FFE Pre Evap Vapor Condensate Tank | C | 0190E002 | 2017-07-10 | 2011-04-15 | PHSANTANJO
0190-033-158 | 33044 | 0190-COF-PRO-FFE-PRSTMCNDSTNK | PM03 | 301 | 18M FFE LIT Calib (3A8-LIT-06.05) | FFE Pre Evap Steam Condensate Tank | C | 0190E002 | 2018-02-05 | 2011-04-15 | PHSANTANJO
0190-033-157 | 56861 | 0190-COF-PRO-FFE-PRSTMCNDSTNK | PM03 | 301 | 1Y FFE LCV Calib (3A8-LCV-26.05) | FFE Pre Evap Steam Condensate Tank | C | 0190E002 | 2018-02-05 | 2011-04-15 | PHSANTANJO
0190-033-156 | 33044 | 0190-COF-PRO-FFE-4AFXCLNDR | PM03 | 301 | 1Y FFE LIT Calib (3A8-LIT-16.07) | FFE 4th Effect 4A Calandria | C | 0190E002 | 2018-02-05 | 2011-04-15 | PHSANTANJO
0190-033-155 | 33043 | 0190-COF-PRO-EGA-BLWR06-TRANSMITTER_1 | PM03 | 301 | 1Y EGA TT Calib (TT 03) | Transmitter 01 | B | 0190E017 | 2018-02-05 | 2011-04-15 | PHSANTANJO
0190-033-154 | 33043 | 0190-COF-PRO-FFE-2AFXCAL | PM03 | 301 | 1Y FFE TT Calib (3A8-TT-08.03) | FFE 2nd Effect 2A Calandria | C | 0190E002 | 2018-02-05 | 2011-04-15 | PHSANTANJO
0190-033-153 | 400614 | 0190-COF-PRO-EGA-GRKVSL01-PRESSRELVAL_1 | PM03 | 301 | 1Y EGA PRV Calib (3A5_PRV-001) | Pressure Relief Valve 01 | B | 0190E017 | 2018-02-05 | 2011-04-15 | PHSANTANJO
0190-033-152 | 33043 | 0190-COF-PRO-FFE-FFE01-TRANSMITTER_1 | PM03 | 301 | 78W FFE TT Calib (3A8-TT-01.13) | Transmitter 01 | B | 0190E017 | 2018-02-05 | 2011-08-01 | PHSANTANJO
0190-033-151 | 33043 | 0190-COF-PRO-FFE-PREHTR01-TRANSMITTER_1 | PM03 | 301 | 1Y FFE TT Calib (3A8-TT-02.08) | Transmitter 01 | B | 0190E017 | 2018-02-05 | 2011-04-15 | PHSANTANJO
0190-033-150 | 56861 | 0190-COF-PRO-FFE-CLARIF05 | PM03 | 301 | 1Y E54 FCV Calib (3A4-FCV-31.18) | FFE Centrifuge Clarifier No 5 | B | 0190E002 | 2018-02-05 | 2011-04-15 | PHSANTANJO
0190-033-149 | 400614 | 0190-COF-PRO-EGA-GRKVSL02-PRESSRELVAL_1 | PM03 | 301 | 1Y EGA PRV Calib (3A5-PRV-005) | Pressure Relief Valve 01 | B | 0190E017 | 2018-02-05 | 2011-04-15 | PHSANTANJO
0190-033-148 | 56861 | 0190-COF-PRO-FFE-CLARIF03 | PM03 | 301 | 1Y E54 FCV Calib (3A4-FCV-34.12) | FFE Centrifuge Clarifier No 3 | B | 0190E002 | 2018-02-05 | 2011-04-15 | PHSANTANJO
0190-033-147 | 56861 | 0190-COF-PRO-FFE-CLARIF02 | PM03 | 301 | 1Y E54 FCV Calib (3A4-FCV-06.37/02) | FFE Centrifuge Clarifier No 2 | B | 0190E002 | 2018-02-05 | 2011-04-15 | PHSANTANJO
0190-033-146 | 56861 | 0190-COF-PRO-FFE-CLARIF01 | PM03 | 301 | 1Y E54 PIT Calib (3A6-PIT-11.07) | FFE Centrifuge Clarifier No 1 | B | 0190E002 | 2018-02-05 | 2011-04-15 | PHSANTANJO
0190-033-145 | 56861 | 0190-COF-PRO-E54-STMHDR05-CONTROLVALVE_1 | PM03 | 301 | 1Y E54 PCV Calib (3A4-PCV-06.31) | Control Valve 01 | B | 0190E017 | 2018-02-05 | 2011-04-15 | PHSANTANJO
0190-033-144 | 56861 | 0190-COF-PRO-A45-SKDASMBLY01-PWCOLR01 | PM03 | 301 | 78W A45 LCV Calib (3A6-LCV-12.11) | P-ERA 45 Pre-Wet Cooler | C | 0190E017 | 2018-02-05 | 2011-04-15 | PHSANTANJO
0190-033-143 | 56861 | 0190-COF-PRO-A54-SKDASMBLY01-PWCOLR01 | PM03 | 301 | 1Y A54 LCV Calib (3A7-LCV-12.11) | P-ERA 54 Pre-Wet Cooler | C | 0190E002 | 2018-02-05 | 2011-04-15 | PHSANTANJO
0190-033-142 | 33043 | 0190-COF-PRO-E54-HEATER03-TRANSMITTER_1 | PM03 | 301 | 1Y E54 TT Calib (3A4-TT-13.09) | Transmitter 01 | B | 0190E017 | 2018-02-05 | 2011-04-15 | PHSANTANJO
0190-033-141 | 33045 | 0190-COF-PRO-E54-CNDNSR01 | PM03 | 301 | 1Y E54 PIT Calib (3A4-PIT-17.10) | IPTA Condenser | B | 0190E002 | 2018-02-05 | 2011-04-15 | PHSANTANJO
0190-033-140 | 411273 | 0190-COF-PRO-E54-DISHED02 | PM03 | 301 | 1Y E54 PG Calib (3A4-PG-110) | E54 Hydraulic Distribution System | B | 0190E017 | 2016-09-23 | 2011-04-15 | PHSANTANJO
0190-033-139 | 33047 | 0190-COF-PRO-E54-WGHTNK02 | PM03 | 301 | 1Y E54 WIT Calib (3A4-WIT-20.08) | Weigh Tank No 2 | B | 0190E002 | 2018-02-05 | 2011-04-14 | PHSANTANJO
0190-033-138 | 33047 | 0190-COF-PRO-E54-WGHTNK01 | PM03 | 301 | 1Y E54 WIT Calib (3A4-WIT-19.09) | Weigh Tank No 1 | B | 0190E002 | 2018-02-05 | 2011-04-14 | PHSANTANJO
0190-033-137 | 33043 | 0190-COF-PRO-E54-EXTCEL08-TRANSMITTER_2 | PM03 | 301 | 1Y E54 TT Calib (3A4-TT-07.16/8) | Transmitter 02 | B | 0190E017 | 2018-02-05 | 2011-04-14 | PHSANTANJO
0190-033-136 | 33045 | 0190-COF-PRO-E54-EXTCEL08-TRANSMITTER_1 | PM03 | 301 | 78W E54 PIT Calib (3A4-PIT-P07.07/8) | Transmitter 01 | B | 0190E017 | 2018-02-05 | 2011-04-14 | PHSANTANJO
0190-033-135 | 33045 | 0190-COF-PRO-E54-EXTCEL07-TRANSMITTER_2 | PM03 | 301 | 78W E54 PIT Calib (3A4-PIT-P07.07/7) | Transmitter 02 | B | 0190E017 | 2018-02-05 | 2011-04-14 | PHSANTANJO
0190-033-134 | 33045 | 0190-COF-PRO-E54-EXTCEL06-TRANSMITTER_2 | PM03 | 301 | 78W E54 PIT Calib (3A4-PIT-P07.07/6) | Transmitter 02 | B | 0190E017 | 2018-02-05 | 2011-04-14 | PHSANTANJO
0190-033-133 | 33045 | 0190-COF-PRO-E54-EXTCEL05-TRANSMITTER_2 | PM03 | 301 | 78W E54 PIT Calib (3A4-PIT-P07.07/5) | Transmitter 02 | B | 0190E017 | 2018-02-05 | 2011-04-14 | PHSANTANJO
0190-033-132 | 33045 | 0190-COF-PRO-E54-EXTCEL04-TRANSMITTER_2 | PM03 | 301 | 1Y E54 PIT Calib (3A4-PIT-P07.07/4) | Transmitter 02 | B | 0190E017 | 2018-02-05 | 2011-04-14 | PHSANTANJO
0190-033-131 | 33045 | 0190-COF-PRO-E54-EXTCEL03-TRANSMITTER_2 | PM03 | 301 | 78W E54 PIT Calib (3A4-PIT-P07.07/3) | Cell Pressure Transmiiter | B | 0190E017 | 2018-02-05 | 2011-04-14 | PHSANTANJO
0190-033-130 | 33045 | 0190-COF-PRO-E54-EXTCEL02-TRANSMITTER_2 | PM03 | 301 | 78W E54 PIT Calib (3A4-PIT-07.07/2) | Cell Pressure Transmiiter | B | 0190E017 | 2018-02-05 | 2011-04-14 | PHSANTANJO
0190-033-129 | 33045 | 0190-COF-PRO-E54-EXTCEL01-TRANSMITTER_2 | PM03 | 301 | 18M E54 PIT Calib (3A4-PIT-07.07/1) | Cell Pressure Transmiiter | B | 0190E017 | 2018-02-05 | 2011-04-14 | PHSANTANJO
0190-033-128 | 33043 | 0190-COF-PRO-E54-EXTCEL07-TRANSMITTER_1 | PM03 | 301 | 1Y E54 TT Calib (3A4-TT-07.16/7) | Transmitter 01 | B | 0190E017 | 2018-02-05 | 2011-04-14 | PHSANTANJO
0190-033-127 | 33043 | 0190-COF-PRO-E54-EXTCEL06-TRANSMITTER_1 | PM03 | 301 | 1Y E54 TT Calib (3A4-TT-07.16/6) | Transmitter 01 | B | 0190E017 | 2018-02-05 | 2011-04-14 | PHSANTANJO
0190-033-126 | 33043 | 0190-COF-PRO-E54-EXTCEL05-TRANSMITTER_1 | PM03 | 301 | 1Y E54 TT Calib (3A4-TT-07.16/5) | Transmitter 01 | B | 0190E017 | 2018-02-05 | 2011-04-14 | PHSANTANJO
0190-033-125 | 33043 | 0190-COF-PRO-E54-EXTCEL04-TRANSMITTER_1 | PM03 | 301 | 1Y E54 TT Calib (3A4-TT-07.16/4) | Transmitter 01 | B | 0190E017 | 2018-02-05 | 2011-04-14 | PHSANTANJO
0190-033-124 | 33043 | 0190-COF-PRO-E54-EXTCEL03-TRANSMITTER_1 | PM03 | 301 | 1Y E54 TT Calib (3A4-TT-07.16/3) | Cell Temperature Transmitter | B | 0190E017 | 2018-02-05 | 2011-04-14 | PHSANTANJO
0190-033-123 | 33043 | 0190-COF-PRO-E54-EXTCEL02-TRANSMITTER_1 | PM03 | 301 | 1Y E54 TT Calib (3A4-TT-07.16/2) | Cell Temperature Transmitter | B | 0190E017 | 2018-02-05 | 2011-04-14 | PHSANTANJO
0190-033-122 | 33043 | 0190-COF-PRO-E54-EXTCEL01-TRANSMITTER_1 | PM03 | 301 | 1Y E54 TT Calib (3A4-TT-07.16/1) | Cell Temperature Transmitter | B | 0190E017 | 2018-02-05 | 2011-04-14 | PHSANTANJO
0190-033-121 | 56861 | 0190-COF-PRO-EGA-BLWR06-CONTROLVALVE_1 | PM03 | 301 | 1Y EGA TCV Calib (3A5-TCV-11.12) | Control Valve 01 | B | 0190E017 | 2018-02-05 | 2011-04-14 | PHSANTANJO
0190-033-120 | 33046 | 0190-COF-PRO-WFE-WFEVAP01-TRANSMITTER_8 | PM03 | 301 | 1Y WFE FIT Calib (3A9-FIT-13.08) | Transmitter 08 | B | 0190E017 | 2018-02-05 | 2011-04-14 | PHSANTANJO
0190-033-119 | 33046 | 0190-COF-PRO-E45-FLSTNK01 | PM03 | 301 | 1Y E45 FIT Calib (3A3-FIT-08.03) | IPTA Flash Tank | B | 0190E002 | 2018-02-05 | 2011-04-14 | PHSANTANJO
0190-033-118 | 400614 | 0190-COF-PRO-E54-STMHDR01-PRESSRELVAL_1 | PM03 | 301 | 1Y E54 PRV Calib (3A4-PRV-06.51) | Pressure Relief Valve 01 | B | 0190E017 | 2018-02-05 | 2011-04-14 | PHSANTANJO
0190-033-117 | 56861 | 0190-COF-PRO-A45-ROWTNK | PM03 | 301 | 1Y A45 FCV Calib (3A6-FCV-13.07) | P-ERA 45 RO-Water Booster Tank | C | 0190E002 | 2018-02-05 | 2011-04-14 | PHSANTANJO
0190-033-116 | 33046 | 0190-COF-PRO-E45-CELHDR01 | PM03 | 301 | 1Y E45 FIT Calib (3A3-FIT-32.03) | E45 Cell Header | B | 0190E002 | 2018-02-05 | 2011-04-14 | PHSANTANJO
0190-033-115 | 411273 | 0190-COF-PRO-E54-TRWTNK01 | PM03 | 301 | 1Y E54 PG Calib (3A4-PG-31.03) | Treated Water Tank | B | 0190E017 | 2017-07-17 | 2011-04-14 | PHSANTANJO
0190-033-114 | 33046 | 0190-COF-PRO-E45-CELHDR01 | PM03 | 301 | 1Y E45 FIT Calib (3A3-FIT-28.21) | E45 Cell Header | B | 0190E002 | 2018-02-05 | 2011-04-14 | PHSANTANJO
0190-033-113 | 33044 | 0190-COF-PRO-E45-PREHTR01-TRANSMITTER_2 | PM03 | 301 | 1Y E45 FIT Calib (3A3-FIT-12.10) | Transmitter 02 | B | 0190E017 | 2018-02-05 | 2011-04-14 | PHSANTANJO
0190-033-112 | 33044 | 0190-COF-PRO-WFE-TRWTNK01 | PM03 | 301 | 18M WFE LIT Calib (3A9-LIT-04.03) | Treated Water Tank | B | 0190E017 | 2018-02-05 | 2011-04-14 | PHSANTANJO
0190-033-111 | 33044 | 0190-COF-PRO-E45-INTTNK01 | PM03 | 301 | 1Y E45 LIT Calib (3A3-LIT-09.02) | IPTA Intermediate Tank | B | 0190E002 | 2018-02-05 | 2011-04-14 | PHSANTANJO
0190-033-110 | 33044 | 0190-COF-PRO-E45-FLSTNK01 | PM03 | 301 | 1Y E45 LIT Calib (3A3-LIT-08.07) | IPTA Flash Tank | B | 0190E002 | 2018-02-05 | 2011-04-14 | PHSANTANJO
0190-033-109 | 33044 | 0190-COF-PRO-E45-CONSYSTM-CONTNK | PM03 | 301 | 1Y E45 LIT Calib (3A3-LIT-22.02) | IPTA Condensate Tank | C | 0190E002 | 2018-02-05 | 2011-04-14 | PHSANTANJO
0190-033-108 | 33044 | 0190-COF-PRO-WFE-WFEVAP01-TRANSMITTER_7 | PM03 | 301 | 1Y WFE LIT Calib (3A9-LIT-15.21) | Transmitter 07 | B | 0190E017 | 2018-02-05 | 2011-04-14 | PHSANTANJO
0190-033-107 | 33044 | 0190-COF-PRO-WFE-STMCON-CONTNK01 | PM03 | 301 | 1Y WFE LIT Calib (3A9-LIT-11.02) | WFE Steam Condensate Tank | C | 0190E002 | 2018-02-05 | 2011-04-14 | PHSANTANJO
0190-033-106 | 33044 | 0190-COF-PRO-WFE-EXTTNK03 | PM03 | 301 | 1Y WFE LIT Calib (3A9-LIT-03.02) | WFE Extract Feed Tank No 3 | B | 0190E002 | 2018-02-05 | 2011-04-14 | PHSANTANJO
0190-033-105 | 56861 | 0190-COF-PRO-E54-CIPTNK01 | PM03 | 301 | 1Y SCE CIT Calib (3D1-CIT-30.08) | Mobile CIP Tank | B | 0190E001 | 2018-02-05 | 2011-04-14 | PHSANTANJO
0190-033-104 | 33044 | 0190-COF-PRO-WFE-EXTTNK01 | PM03 | 301 | 1Y WFE LIT Calib (3A9-LIT-01.03) | WFE Extract Feed Tank No 1 | B | 0190E002 | 2018-02-05 | 2011-04-14 | PHSANTANJO
0190-033-103 | 33044 | 0190-COF-PRO-A45-DSTANKS-DSTNKB01 | PM03 | 301 | 1Y E45 LIT Calib (3A6-LIT-16.04T) | P-ERA 45 Distillate Tank B | B | 0190E002 | 2018-02-05 | 2011-04-14 | PHSANTANJO
0190-033-102 | 33044 | 0190-COF-PRO-A45-DSTANKS-DSTNKA01 | PM03 | 301 | 1Y E45 LIT Calib (3A6-LIT-15.04) | P-ERA 45 Distillate Tank A | B | 0190E002 | 2018-02-05 | 2011-04-14 | PHSANTANJO
0190-033-101 | 33044 | 0190-COF-PRO-A45-SKDASMBLY01-WTRCOL01 | PM03 | 301 | 1Y A45 LT Calib (3A7-LT-12.11) | P-ERA 45 Water Absorption Column | C | 0190E002 | 2018-02-05 | 2011-04-14 | PHSANTANJO
0190-033-100 | 33044 | 0190-COF-PRO-A45-SKDASMBLY01-OILTNK01 | PM03 | 301 | 1Y A45 LT Calib (3A6-LT-11.03) | P-ERA 45 Oil Tank | C | 0190E002 | 2018-02-05 | 2011-04-14 | PHSANTANJO
0190-033-099 | 33044 | 0190-COF-PRO-A45-SKDASMBLY02-SPTRGL01 | PM03 | 301 | 1Y A45 LIT Calib (3A6-LIT-10.03) | P-ERA 45 Gas-Liquid Separator | C | 0190E002 | 2019-01-11 | 2011-04-14 | PHSANTANJO
0190-033-098 | 33044 | 0190-COF-PRO-A45-STRCOLMN | PM03 | 301 | 1Y A45 LT Calib (3A6-LT-03.11) | P-ERA 45 Stripping Column | C | 0190E001 | 2019-01-11 | 2011-04-14 | PHSANTANJO
0190-033-097 | 33044 | 0190-COF-PRO-E45-CIPRTRNSYS-CIPTNK01 | PM03 | 301 | 1Y E45 LIT Calib (3A3-LIT-18.02) | E45 CIP Drain Tank | C | 0190E002 | 2019-01-11 | 2011-04-14 | PHSANTANJO
0190-033-096 | 33047 | 0190-COF-PRO-E45-MOVHPR01-TRANSMITTER_3 | PM03 | 301 | 1Y E45 WIT Calib (3A3-WIT-22.02) | Transmitter 03 | B | 0190E017 | 2019-01-11 | 2011-04-14 | PHSANTANJO
0190-033-095 | 33047 | 0190-COF-PRO-A45-SKDASMBLY01-OILTNK01 | PM03 | 301 | 1Y A45 WIT Calib (3A6-WIT-11.16) | P-ERA 45 Oil Tank | C | 0190E001 | 2019-01-11 | 2011-04-14 | PHSANTANJO
0190-033-094 | 33045 | 0190-COF-PRO-WFE-STMEJE01-TRANSMITTER_1 | PM03 | 301 | 1Y WFE PIT Calib (3A9-PIT-12.19) | Transmitter 01 | B | 0190E017 | 2019-01-11 | 2011-04-14 | PHSANTANJO
0190-033-093 | 56861 | 0190-COF-PRO-SCE-SCTPMP01 | PM03 | 301 | 1Y SCE CIT Calib (3D1-CIT-30.06) | ERA Strong Caustic Pump no. 1 | C | 0190E001 | 2019-01-11 | 2011-04-14 | PHSANTANJO
0190-033-092 | 56861 | 0190-COF-PRO-SCE-EVATNK02 | PM03 | 301 | 1Y SCE CIT Calib (3D1-CIT-30.04) | Evaporator Storage Tank | C | 0190E001 | 2019-01-11 | 2011-04-14 | PHSANTANJO
0190-033-091 | 33043 | 0190-COF-PRO-WFE-WFEVAP01-TRANSMITTER_6 | PM03 | 301 | 1Y WFE TT Calib (3A9-TT-06.18) | Transmitter 06 | B | 0190E017 | 2019-01-11 | 2011-04-14 | PHSANTANJO
0190-033-090 | 33045 | 0190-COF-PRO-E45-CELHDR01 | PM03 | 301 | 1Y E45 PG Calib (3A6-PG-33.01) | E45 Cell Header | B | 0190E017 | 2019-01-11 | 2011-04-14 | PHSANTANJO
0190-033-089 | 56861 | 0190-COF-PRO-SCE-CIPLP01 | PM03 | 301 | 1Y SCE CIT Calib (3D1-CIT-30.02) | FFE Low Pressure CIP Pump 1 | C | 0190E001 | 2019-01-11 | 2011-04-14 | PHSANTANJO
0190-033-088 | 33047 | 0190-COF-PRO-A45-CFRHPR01 | PM03 | 301 | 1Y A45 WIT Calib (3A6-WIT-02.03) | P-ERA 45 Constant Feed Rate Hopper | C | 0190E002 | 2019-01-11 | 2011-04-14 | PHSANTANJO
0190-033-087 | 33047 | 0190-COF-PRO-A45-INVHPR01 | PM03 | 301 | 1Y A45 WIT Calib (3A7-WIT-01.02) | P-ERA 45 Inventory Hopper | B | 0190E002 | 2019-01-11 | 2011-04-14 | PHSANTANJO
0190-033-086 | 33044 | 0190-COF-PRO-HWS-HWTNK01 | PM03 | 301 | 1Y EGA LIT Calib (3A5-LIT-001) | Hot Water Tank | B | 0190E001 | 2017-01-24 | 2011-04-14 | PHSANTANJO
0190-033-085 | 56861 | 0190-COF-PRO-E45-COOLER11-CONTROLVALVE_1 | PM03 | 301 | 1Y E45 TCV Calib (3A3-TCV-15.07) | Control Valve 01 | B | 0190E017 | 2019-01-11 | 2011-04-14 | PHSANTANJO
0190-033-084 | 56861 | 0190-COF-PRO-E45-WGHSYSTM-WGHTNK01 | PM03 | 301 | 1Y E45 PCV Calib (3A3-PCV-15.29) | Weigh Tank No 1 | B | 0190E017 | 2019-01-11 | 2011-04-14 | PHSANTANJO
0190-033-083 | 411273 | 0190-COF-PRO-EGA-GRKVSL02-GAUGE_1 | PM03 | 301 | 1Y EGA PG Calib (3A5-PG-36.10/02) | Gauge 01 | C | 0190E017 | 2019-01-11 | 2011-04-14 | PHSANTANJO
0190-033-082 | 33045 | 0190-COF-PRO-EGA-GRKVSL02-SENSOR_1 | PM03 | 301 | 1Y EGA PS Calib (3A5-PS-90025) | Sensor 01 | B | 0190E017 | 2019-01-11 | 2011-04-14 | PHSANTANJO
0190-033-081 | 33045 | 0190-COF-PRO-WFE-WFEVAP01-TRANSMITTER_5 | PM03 | 301 | 1Y WFE PIT Calib (3A9-PIT-15.07) | Transmitter 05 | B | 0190E017 | 2019-01-11 | 2011-04-14 | PHSANTANJO
0190-033-080 | 33045 | 0190-COF-PRO-WFE-WFEVAP01-TRANSMITTER_4 | PM03 | 301 | 1Y WFE PIT Calib (3A9-PIT-12.08) | Transmitter 04 | B | 0190E017 | 2019-01-11 | 2011-04-14 | PHSANTANJO
0190-033-079 | 56861 | 0190-COF-PRO-WFE-WFEVAP01-CONTROLVALVE_1 | PM03 | 301 | 1Y WFE PCV Calib (3A9-PCV-15.08) | Control Valve 01 | B | 0190E017 | 2019-01-11 | 2011-04-14 | PHSANTANJO
0190-033-078 | 33046 | 0190-COF-PRO-E54-HEATER04 | PM03 | 301 | 1Y E54 FIT Calib (3A7-FIT-13.07) | Pre Wetting Heater Assembly | B | 0190E017 | 2019-01-11 | 2011-04-14 | PHSANTANJO
0190-033-077 | 56861 | 0190-COF-PRO-A45-SKDASMBLY02-DSPMP01 | PM03 | 301 | 1Y A45 FCV Calib (3A6-FCV-14.01) | P-ERA 45 Distillate Withdrawal Pump | B | 0190E002 | 2017-07-17 | 2011-04-14 | PHSANTANJO
0190-033-076 | 33045 | 0190-COF-PRO-E45-CELHDR01 | PM03 | 301 | 1Y E45 PIT Calib (3A3-PIT-15.32) | E45 Cell Header | B | 0190E002 | 2019-01-11 | 2011-04-14 | PHSANTANJO
0190-033-075 | 33044 | 0190-COF-PRO-WFE-VPRCON-CONTNK02 | PM03 | 301 | 1Y WFE LIT Calib (3A9-LIT-17.02) | WFE Vapor Condensate Tank | C | 0190E002 | 2019-01-11 | 2011-04-13 | PHSANTANJO
0190-033-074 | 33045 | 0190-COF-PRO-E45-PREHTR01-TRANSMITTER_1 | PM03 | 301 | 1Y E45 PIT Calib (3A3-PIT-29.11) | Transmitter 01 | B | 0190E017 | 2019-01-11 | 2011-04-13 | PHSANTANJO
0190-033-073 | 56861 | 0190-COF-PRO-E45-PREHTR01-CONTROLVALVE_1 | PM03 | 301 | 1Y E45 TCV Calib (3A3-TCV-13.11) | Control Valve 01 | B | 0190E017 | 2019-01-11 | 2011-04-13 | PHSANTANJO
0190-033-072 | 56861 | 0190-COF-PRO-E45-CELHDR01 | PM03 | 301 | 1Y EGA FCV Calib (3A3-FCV-32.02) | E45 Cell Header | B | 0190E002 | 2019-01-11 | 2011-04-13 | PHSANTANJO
0190-033-071 | 56861 | 0190-COF-PRO-E45-CELHDR01 | PM03 | 301 | 1Y E45 PIT Calib (3A3-PIT-31.04) | E45 Cell Header | B | 0190E002 | 2019-01-11 | 2011-04-13 | PHSANTANJO
0190-033-070 | 33045 | 0190-COF-PRO-E54-EXTCEL08-TRANSMITTER_3 | PM03 | 301 | 1Y E54 PIT Calib (3A4-PIT-003) | Transmitter 03 | B | 0190E001 | 2019-01-11 | 2011-04-13 | PHSANTANJO
0190-033-069 | 33043 | 0190-COF-PRO-E45-CNDNSR01 | PM03 | 301 | 1Y E45 TT Calib (3A3-TT-08.15) | IPTA Condenser | B | 0190E002 | 2019-01-11 | 2011-04-13 | PHSANTANJO
0190-033-068 | 33044 | 0190-COF-PRO-E45-UTESYSTM-UTETNK02 | PM03 | 301 | 78W E45 LIT Calib (3A3-LIT-23.03) | Unclarified Thin Extract Tank No 2 | B | 0190E002 | 2019-01-11 | 2011-04-13 | PHSANTANJO
0190-033-067 | 400614 | 0190-COF-PRO-RST-AIRTNK04-PRESSRELVAL_1 | PM03 | 301 | 1Y RST PRV Calib (3A2-PRV-002) | Pressure Relief Valve 01 | B | 0190E017 | 2019-01-11 | 2011-04-13 | PHSANTANJO
0190-033-066 | 56861 | 0190-COF-PRO-E45-CNDNSR01 | PM03 | 301 | 78W E45 PCV Calib (3A3-PCV-17.09) | IPTA Condenser | B | 0190E002 | 2019-01-11 | 2011-04-13 | PHSANTANJO
0190-033-065 | 56861 | 0190-COF-PRO-E45-CELHDR01 | PM03 | 301 | 1Y E45 PCV Calib (3A3-PCV-06.62) | E45 Cell Header | B | 0190E002 | 2019-01-11 | 2011-04-13 | PHSANTANJO
0190-033-064 | 56861 | 0190-COF-PRO-E45-FLSTNK01 | PM03 | 301 | 1Y E45 FCV Calib (3A3-FCV-08.06) | IPTA Flash Tank | B | 0190E002 | 2019-01-11 | 2011-04-13 | PHSANTANJO
0190-033-063 | 33045 | 0190-COF-PRO-E45-CELHDR01 | PM03 | 301 | 1Y E45 PIT Calib (3A3-PIT-06.28) | E45 Cell Header | B | 0190E002 | 2019-01-11 | 2011-04-13 | PHSANTANJO
0190-033-062 | 411273 | 0190-COF-PRO-RST-AIRTNK04-GAUGE_1 | PM03 | 301 | 1Y RST PG Calib (3A2-PG-073) | Gauge 01 | C | 0190E017 | 2019-01-11 | 2011-04-13 | PHSANTANJO
0190-033-061 | 33044 | 0190-COF-PRO-E54-INTTNK01 | PM03 | 301 | 1Y E54 LIT Calib (3A4-LIT-09.02) | IPTA Intermediate Tank | B | 0190E017 | 2019-01-11 | 2011-04-13 | PHSANTANJO
0190-033-060 | 33045 | 0190-COF-PRO-E45-HPWHTR01-TRANSMITTER_4 | PM03 | 301 | 1Y E45 PIT Calib (3A3-PIT-06.05) | Transmitter 04 | B | 0190E017 | 2019-01-11 | 2011-04-12 | PHSANTANJO
0190-033-059 | 33043 | 0190-COF-PRO-E45-FLSTNK01 | PM03 | 301 | 6M E45 TT Calib (3A3-TT-08.04) | IPTA Flash Tank | B | 0190E002 | 2019-01-11 | 2011-04-12 | PHSANTANJO
0190-033-058 | 33045 | 0190-COF-PRO-EGA-GRKVSL01-SENSOR_1 | PM03 | 301 | 1Y EGA PS Calib (3A5_PS-90024) | Sensor 01 | B | 0190E017 | 2019-01-11 | 2011-04-12 | PHSANTANJO
0190-033-057 | 33043 | 0190-COF-PRO-A45-DSTANKS-DSTNKA01 | PM03 | 301 | 1Y A45 TT Calib (3A3-TT-15.14) | P-ERA 45 Distillate Tank A | B | 0190E002 | 2019-01-11 | 2011-04-12 | PHSANTANJO
0190-033-056 | 33045 | 0190-COF-PRO-E45-CELHDR01 | PM03 | 301 | 1Y E45 PIT Calib (3A3-PIT-06.75) | E45 Cell Header | B | 0190E002 | 2019-01-11 | 2011-04-12 | PHSANTANJO
0190-033-055 | 33045 | 0190-COF-PRO-E45-FLSTNK01 | PM03 | 301 | 1Y E45 PIT Calib (3A3-PIT-08.05) | IPTA Flash Tank | B | 0190E002 | 2019-01-11 | 2011-04-12 | PHSANTANJO
0190-033-054 | 33045 | 0190-COF-PRO-E45-CNDNSR01 | PM03 | 301 | 18M E45 PIT Calib (3A3-PIT-16.08) | IPTA Condenser | B | 0190E017 | 2019-01-11 | 2011-04-12 | PHSANTANJO
0190-033-053 | 56861 | 0190-COF-PRO-E45-HPWHTR01-CONTROLVALVE_2 | PM03 | 301 | 1Y E45 CV Calib (3A3_CV-002) | Control Valve 02 | B | 0190E017 | 2019-01-11 | 2011-04-12 | PHSANTANJO
0190-033-052 | 56861 | 0190-COF-PRO-E45-HPWHTR01-CONTROLVALVE_1 | PM03 | 301 | 78W E45 PCV Calib (3A3-PCV-05.07) | Control Valve 01 | B | 0190E017 | 2019-01-11 | 2011-04-12 | PHSANTANJO
0190-033-051 | 33045 | 0190-COF-PRO-E45-STMEJE01-TRANSMITTER_1 | PM03 | 301 | 78W E45 PIT Calib (3A3-PIT-17.10) | Transmitter 01 | B | 0190E017 | 2019-01-11 | 2011-04-12 | PHSANTANJO
0190-033-050 | 56861 | 0190-COF-PRO-E45-CELHDR01 | PM03 | 301 | 6M E45 PCV Calib (3A3-PCV-06.09) | E45 Cell Header | B | 0190E017 | 2019-01-11 | 2011-04-11 | PHSANTANJO
0190-033-049 | 33043 | 0190-COF-PRO-E45-HPWHTR01-TRANSMITTER_3 | PM03 | 301 | 1Y E45 TT Calib (3A3-TT-31.06) | Transmitter 03 | B | 0190E017 | 2019-01-11 | 2011-04-11 | PHSANTANJO
0190-033-048 | 33043 | 0190-COF-PRO-A45-SKDASMBLY02-SPTRGL01 | PM03 | 301 | 1Y A45 PIT Calib (3A6-PIT-10.02) | P-ERA 45 Gas-Liquid Separator | C | 0190E002 | 2019-01-11 | 2011-04-11 | PHSANTANJO
0190-033-047 | 33045 | 0190-COF-PRO-E54-FLSTNK01 | PM03 | 301 | 1Y E54 PIT Calib (PIT 9141) | IPTA Flash Tank | B | 0190E017 | 2019-01-11 | 2011-04-11 | PHSANTANJO
0190-033-046 | 33045 | 0190-COF-PRO-A45-STRCOLMN | PM03 | 301 | 1Y A45 PIT Calib (3A6-PIT-03.12) | P-ERA 45 Stripping Column | C | 0190E017 | 2019-01-11 | 2011-04-11 | PHSANTANJO
0190-033-045 | 411273 | 0190-COF-PRO-A54-CFRHPR01-CFSCRW01 | PM03 | 301 | 1Y A54 PG Calib (3A4-PG-153) | P-ERA 54 Constant Feed Rate Screwfeeder | B | 0190E017 | 2019-01-11 | 2011-04-11 | PHSANTANJO
0190-033-044 | 33044 | 0190-COF-PRO-FFE-2AEXPMP1-TRANSMITTER_1 | PM03 | 301 | 1Y FFE LIT Calib (3A8-LIT-07.08) | Transmitter 01 | B | 0190E017 | 2019-01-11 | 2011-04-11 | PHSANTANJO
0190-033-043 | 33043 | 0190-COF-PRO-WFE-WFEVAP01-TRANSMITTER_3 | PM03 | 301 | 18M WFE TT Calib (3A9-TT-16.08) | Transmitter 03 | B | 0190E017 | 2019-01-11 | 2011-04-11 | PHSANTANJO
0190-033-042 | 33045 | 0190-COF-PRO-A45-DSTANKS-DSTNKB01 | PM03 | 301 | 1Y A45 PIT Calib (3A6-PIT-16.10) | P-ERA 45 Distillate Tank B | B | 0190E002 | 2019-01-11 | 2011-04-11 | PHSANTANJO
0190-033-041 | 33045 | 0190-COF-PRO-A45-DSTANKS-DSTNKA01 | PM03 | 301 | 1Y A45 PIT Calib (3A6-PIT-15.10) | P-ERA 45 Distillate Tank A | B | 0190E002 | 2019-01-11 | 2011-04-11 | PHSANTANJO
0190-033-040 | 411273 | 0190-COF-PRO-EGA-EDCAHU-GAUGE_1 | PM03 | 301 | 1Y EGA PG Calib (3A5-PG-012) | Gauge 01 | C | 0190E017 | 2019-01-11 | 2011-04-09 | PHSANTANJO
0190-033-039 | 33043 | 0190-COF-PRO-A45-SKDASMBLY01-WTRCOL01 | PM03 | 301 | 1Y A45 TT Calib (3A6-TT-13.03) | P-ERA 45 Water Absorption Column | C | 0190E002 | 2019-01-11 | 2011-04-09 | PHSANTANJO
0190-033-038 | 411273 | 0190-COF-PRO-RST-TRNSPRT-STRVLV06 | PM03 | 301 | 2Y RST PG Calib (3A2-PG-046) | Destoned RC to Silo B1B2 Star Valve | B | 0190E017 | 2019-01-11 | 2011-04-09 | PHSANTANJO
0190-033-037 | 33043 | 0190-COF-PRO-A45-SKDASMBLY01-OILCOL01 | PM03 | 301 | 1Y A45 TT Calib (3A6-TT-11.12) | P-ERA 45 Oil Absorption Column | C | 0190E002 | 2019-01-11 | 2011-04-09 | PHSANTANJO
0190-033-036 | 33043 | 0190-COF-PRO-A45-SKDASMBLY01-RECOL01 | PM03 | 301 | 1Y A45 TT Calib (3A6-TT-09.02) | P-ERA 45 Recycle Cooler | C | 0190E002 | 2019-01-11 | 2011-04-09 | PHSANTANJO
0190-033-035 | 33043 | 0190-COF-PRO-A45-LICOMP01-TRANSMITTER_1 | PM03 | 301 | 1Y A45 TT Calib (3A6-TT-07.06) | Transmitter 01 | B | 0190E017 | 2019-01-11 | 2011-04-09 | PHSANTANJO
0190-033-034 | 33043 | 0190-COF-PRO-A45-STRCOLMN | PM03 | 301 | 1Y A45 TT Calib (3A6-TT-05.02) | P-ERA 45 Stripping Column | C | 0190E002 | 2019-01-11 | 2011-04-09 | PHSANTANJO
0190-033-033 | 33043 | 0190-COF-PRO-A45-STRCOLMN | PM03 | 301 | 1Y A45 TT Calib (3A6-TT-03.36) | P-ERA 45 Stripping Column | C | 0190E002 | 2019-01-11 | 2011-04-09 | PHSANTANJO
0190-033-032 | 33045 | 0190-COF-PRO-A45-STRCOLMN | PM03 | 301 | 1Y A45 PIT Calib (3A6-PIT-03.15) | P-ERA 45 Stripping Column | C | 0190E002 | 2019-01-11 | 2011-04-09 | PHSANTANJO
0190-033-031 | 33045 | 0190-COF-PRO-RST-ROASTR03-SENSOR_4 | PM03 | 301 | 1Y E45 PS Calib (3A2-PS-32.15/03) | Sensor 04 | B | 0190E017 | 2019-01-11 | 2011-04-09 | PHSANTANJO
0190-033-030 | 33044 | 0190-COF-PRO-E45-UTESYSTM-UTETNK01 | PM03 | 301 | 18M E45 LIT Calib (3A3-LIT-24.03) | Unclarified Thin Extract Tank No 1 | B | 0190E002 | 2019-01-11 | 2011-04-09 | PHSANTANJO
0190-033-029 | 33043 | 0190-COF-PRO-E54-COOLER11-TRANSMITTER_1 | PM03 | 301 | 1Y E54 TT Calib (3A3-TT-15.28) | Transmitter 01 | B | 0190E017 | 2019-01-11 | 2011-04-09 | PHSANTANJO
0190-033-028 | 56861 | 0190-COF-PRO-E45-CELHDR01 | PM03 | 301 | 1Y E45 FCV Calib (3A3-FCV-28.22) | E45 Cell Header | B | 0190E002 | 2019-01-11 | 2011-04-09 | PHSANTANJO
0190-033-027 | 411273 | 0190-COF-PRO-FFE-CTLTNK-SUPPMP01 | PM03 | 301 | 1Y FFE PG Calib (3A8-PG-151) | FFE Supply Pump01_M11 | B | 0190E001 | 2019-01-11 | 2011-04-09 | PHSANTANJO
0190-033-026 | 56861 | 0190-COF-PRO-E45-CELHDR01 | PM03 | 301 | 1Y E45 PCV Calib (3A3-PCV-06.32) | E45 Cell Header | B | 0190E002 | 2019-01-11 | 2011-04-09 | PHSANTANJO
0190-033-025 | 56861 | 0190-COF-PRO-E45-CELHDR01 | PM03 | 301 | 1Y E45 PCV Calib (3A3-PCV-06.27) | E45 Cell Header | B | 0190E002 | 2019-01-11 | 2011-04-09 | PHSANTANJO
0190-033-024 | 33045 | 0190-COF-PRO-RST-ROASTR03-SENSOR_1 | PM03 | 301 | 1Y RST PS Calib (3A2-PS-11.26/03) | Sensor 01 | B | 0190E017 | 2018-01-24 | 2011-04-09 | PHSANTANJO
0190-033-023 | 56861 | 0190-COF-PRO-E45-STMEJE01-CONTROLVALVE_1 | PM03 | 301 | 78W E45 PCV Calib (3A3-PCV-16.09) | Control Valve 01 | B | 0190E017 | 2018-01-24 | 2011-04-09 | PHSANTANJO
0190-033-022 | 56861 | 0190-COF-PRO-E45-CELHDR01 | PM03 | 301 | 78W E45 FCV Calib (3A3-FCV-04.18) | E45 Cell Header | B | 0190E001 | 2018-01-24 | 2011-04-09 | PHSANTANJO
0190-033-021 | 33047 | 0190-COF-PRO-E45-WGHSYSTM-WGHTNK02 | PM03 | 301 | 1Y E45 WIT Calib (3A3-WIT-20.09) | Weigh Tank No 2 | B | 0190E002 | 2018-01-24 | 2011-04-09 | PHSANTANJO
0190-033-020 | 33047 | 0190-COF-PRO-E45-WGHSYSTM-WGHTNK01 | PM03 | 301 | 78W E45 WIT Calib (3A3-WIT-19.10) | Weigh Tank No 1 | B | 0190E002 | 2018-01-24 | 2011-04-09 | PHSANTANJO
0190-033-019 | 33045 | 0190-COF-PRO-E45-EXTCEL08-TRANSMITTER_1 | PM03 | 301 | 1Y E45 PIT Calib (3A3-PIT-07.07/8) | Cell Pressure Transmiiter | B | 0190E017 | 2018-01-24 | 2011-04-09 | PHSANTANJO
0190-033-018 | 33045 | 0190-COF-PRO-E45-EXTCEL07-TRANSMITTER_2 | PM03 | 301 | 1Y E45 PIT Calib (3A3-PIT-07.07/7) | Transmitter 02 | B | 0190E017 | 2018-01-24 | 2011-04-09 | PHSANTANJO
0190-033-017 | 33045 | 0190-COF-PRO-E45-EXTCEL03-TRANSMITTER_2 | PM03 | 301 | 1Y E45 PIT Calib (3A3-PIT-07.07/3) | Cell Pressure Transmiiter | B | 0190E017 | 2018-01-24 | 2011-04-09 | PHSANTANJO
0190-033-016 | 33045 | 0190-COF-PRO-E45-EXTCEL02-TRANSMITTER_2 | PM03 | 301 | 1Y E45 PIT Calib (3A3-PIT-07.07/2) | Cell Pressure Transmiiter | B | 0190E001 | 2018-01-24 | 2011-04-09 | PHSANTANJO
0190-033-015 | 33043 | 0190-COF-PRO-E45-EXTCEL06-TRANSMITTER_2 | PM03 | 301 | 78W E45 TT Calib (3A3-TT-07.16/6) | Cell Temperature Transmitter | B | 0190E002 | 2018-01-24 | 2011-04-09 | PHSANTANJO
0190-033-014 | 411273 | 0190-COF-PRO-EGA-TRWTNK01 | PM03 | 301 | 1Y EGA PG Calib (2E PG-028) | Treated Water Tank To Egron | B | 0190E017 | 2018-01-24 | 2011-04-09 | PHSANTANJO
0190-033-014 | 33045 | 0190-COF-PRO-RST-HDRTNK01-SENSOR_1 | PM03 | 301 | 1Y RST PS Calib (3A2-PS-32.04/01) | Sensor 01 | B | 0190E017 | 2018-01-24 | 2014-09-10 | PHSANTANJO
0190-033-014 | 33045 | 0190-COF-PRO-RST-HDRTNK01-SENSOR_2 | PM03 | 301 | 1Y RST PSH Calib (3A2-PSH-32.04/01) | Sensor 02 | B | 0190E017 | 2018-01-24 | 2014-09-10 | PHSANTANJO
0190-033-013 | 33045 | 0190-COF-PRO-WFE-WFEVAP01-TRANSMITTER_2 | PM03 | 301 | 78W WFE PIT Calib (3A9-PIT-15.11) | Transmitter 02 | B | 0190E017 | 2018-01-24 | 2011-04-09 | PHSANTANJO
0190-033-012 | 33043 | 0190-COF-PRO-E45-EXTCEL05-TRANSMITTER_1 | PM03 | 301 | 1Y E45 TT Calib (3A3-TT-07.16/5) | Cell Temperature Transmitter | B | 0190E017 | 2018-01-24 | 2011-04-09 | PHSANTANJO
0190-033-011 | 33043 | 0190-COF-PRO-E45-EXTCEL04-TRANSMITTER_2 | PM03 | 301 | 1Y E45 TT Calib (3A3-TT-07.16/4) | Cell Temperature Transmitter | B | 0190E017 | 2018-01-24 | 2011-04-09 | PHSANTANJO
0190-033-010 | 33043 | 0190-COF-PRO-E45-EXTCEL03-TRANSMITTER_1 | PM03 | 301 | 1Y E45 TT Calib (3A3-TT-07.16/3) | Cell Temperature Transmitter | B | 0190E017 | 2018-01-24 | 2011-04-09 | PHSANTANJO
0190-033-009 | 33043 | 0190-COF-PRO-E45-EXTCEL02-TRANSMITTER_1 | PM03 | 301 | 18M E45 TT Calib (3A3-TT-07.16/2) | Cell Temperature Transmitter | B | 0190E017 | 2018-01-24 | 2011-04-09 | PHSANTANJO
0190-033-008 | 33043 | 0190-COF-PRO-E45-EXTCEL01-TRANSMITTER_2 | PM03 | 301 | 1Y E45 TIT Calib (3A3-TIT-07.16/1) | Cell Pressure Transmiiter | B | 0190E017 | 2018-01-24 | 2011-04-09 | PHSANTANJO
0190-033-007 | 33043 | 0190-COF-PRO-WFE-WFEVAP01-TRANSMITTER_1 | PM03 | 301 | 1Y WFE PIT Calib (3A9-PIT-18.02) | Transmitter 01 | B | 0190E017 | 2018-01-24 | 2011-04-09 | PHSANTANJO
0190-033-006 | 33045 | 0190-COF-PRO-EGA-BHFLTR01-TRANSMITTER_1 | PM03 | 301 | 1Y EGA PIT Calib (3A5-PIT-28.04) | Transmitter 01 | B | 0190E017 | 2018-01-24 | 2011-04-09 | PHSANTANJO
0190-033-005 | 33043 | 0190-COF-PRO-E45-EXTCEL07-TRANSMITTER_1 | PM03 | 301 | 1Y E45 TT Calib (3A3-TT-07.16/7) | Transmitter 01 | B | 0190E017 | 2018-01-24 | 2011-04-09 | PHSANTANJO
0190-033-004 | 33045 | 0190-COF-PRO-E45-EXTCEL06-TRANSMITTER_1 | PM03 | 301 | 1Y E45 PIT Calib (3A3-PIT-07.07/6) | Cell Pressure Transmiiter | B | 0190E017 | 2018-01-24 | 2011-04-09 | PHSANTANJO
0190-033-003 | 33045 | 0190-COF-PRO-EGA-EDCAHU-TRANSMITTER_1 | PM03 | 301 | 1Y EGA TT Calib (4C TT-001) | Transmitter 01 | B | 0190E017 | 2018-01-24 | 2014-09-10 | PHSANTANJO
0190-033-003 | 33046 | 0190-COF-PRO-FFE-PRSTMCNDSTNK-CNDPMP01 | PM03 | 301 | 1Y FFE FIT Calib (3A8-FIT-17.04) | Pre-Evap Condensate pump M57 | B | 0190E015 | 2018-01-24 | 2011-04-09 | PHSANTANJO
0190-033-002 | 33045 | 0190-COF-PRO-E45-EXTCEL04-TRANSMITTER_1 | PM03 | 301 | 1Y E45 PIT Calib (3A3-PIT-07.07/4) | Cell Pressure Transmiiter | B | 0190E017 | 2018-01-24 | 2011-04-09 | PHSANTANJO
0190-033-001 | 33045 | 0190-COF-PRO-E45-EXTCEL01-TRANSMITTER_1 | PM03 | 301 | 1Y E45 PIT Calib (3A3-PIT-07.07/01) | Cell Temperature Transmitter | B | 0190E017 | 2018-01-24 | 2011-04-09 | PHSANTANJO
0190-032-629 | 513812 | 0190-COF-PRO-EGA-AFTCOL01 | PM03 | 307 | 4W Cleaning of Shower Valve/Nozzle AD/AC | Egron After Cooler / After Dryer Bed | A | 0190E001 | 2018-11-06 | 2016-08-30 | PHSANTANJO
0190-032-629 | 513812 | 0190-COF-PRO-EGA-BGHOUSESYS-BHFLTR01 | PM03 | 307 | 4W Cleaning of Shower Valve/Nozzle-BHF | Bag House Filter | A | 0190E001 | 2018-11-06 | 2016-08-30 | PHSANTANJO
0190-032-629 | 513812 | 0190-COF-PRO-EGA-EGRTWR01 | PM03 | 307 | 4W Cleaning of Shower Valve/Nozzle-Tower | Egron Tower | A | 0190E001 | 2018-11-06 | 2016-08-30 | PHSANTANJO
0190-032-628 | 411273 | 0190-COF-PRO-A54-STRCOLMN | PM03 | 301 | 52W A54 PG Calib (3A4-PG-052) | P-ERA 54 Stripping Column | B | 0190E017 | 2018-04-16 | 2016-08-23 | PHSANTANJO
0190-032-627 | 411273 | 0190-COF-PRO-FFE-FFE01-GAUGE_3 | PM03 | 301 | 52W FFE PG Calib (3A8-PG-01.03) | Gauge 03 | C | 0190E017 | 2018-04-16 | 2016-08-23 | PHSANTANJO
0190-032-626 | 411273 | 0190-COF-PRO-FFE-FNSHRCLNDR | PM03 | 301 | 52W FFE PG Calib (3A8-PG-23.03) | FFE Finisher CALANDRIA | C | 0190E017 | 2018-04-16 | 2016-08-23 | PHSANTANJO
0190-032-625 | 411273 | 0190-COF-PRO-E54-STMHDR02 | PM03 | 301 | 52W E54 PG Calib (3A4-PG-06.33) | Cell Steam Drainage Header (V12) | B | 0190E017 | 2018-04-16 | 2016-08-23 | PHSANTANJO
0190-032-624 | 411273 | 0190-COF-PRO-A54-ROWTNK | PM03 | 301 | 52W A54 PG Calib (3A7-PG-17.12) | P-ERA 54 RO-Water Booster Tank | B | 0190E017 | 2018-04-16 | 2016-08-23 | PHSANTANJO
0190-032-623 | 33047 | 0190-COF-PRO-E45-MOVHPR01-TRANSMITTER_2 | PM03 | 301 | 52W E45 WIT Calib (WIT 22.02 TS2) | Transmitter 02 | B | 0190E017 | 2018-04-16 | 2016-08-23 | PHSANTANJO
0190-032-622 | 33047 | 0190-COF-PRO-E45-MOVHPR01-TRANSMITTER_1 | PM03 | 301 | 52W E45 WIT Calib (WIT 22.02 TS1) | Transmitter 01 | B | 0190E017 | 2018-04-16 | 2016-08-23 | PHSANTANJO
0190-032-621 | 33046 | 0190-COF-PRO-WFE-VPRCON-CONTNK02 | PM03 | 301 | 52W WFE FIT Calib (3A9-FIT-17.08) | WFE Vapor Condensate Tank | C | 0190E017 | 2018-04-16 | 2016-08-23 | PHSANTANJO
0190-032-620 | 33046 | 0190-COF-PRO-E45-STMHDR01-TRANSMITTER_2 | PM03 | 301 | 52W E45 FIT Calib (3A3-FIT-15.15) | Transmitter 02 | B | 0190E017 | 2018-04-16 | 2016-08-23 | PHSANTANJO
0190-032-619 | 411274 | 0190-COF-PRO-A45-SKDASMBLY02-ACNDSR01 | PM03 | 301 | 52W A45 TG Calib (3A6-TG-032) | P-ERA 45 Aroma Condenser | C | 0190E017 | 2018-04-16 | 2016-08-23 | PHSANTANJO
0190-032-618 | 411274 | 0190-COF-PRO-A45-SKDASMBLY02-SPTRGL01 | PM03 | 301 | 52W A45 TG Calib (3A3_TG-002) | P-ERA 45 Gas-Liquid Separator | C | 0190E017 | 2018-04-16 | 2016-08-23 | PHSANTANJO
0190-032-617 | 411274 | 0190-COF-PRO-WFE-COOLER01 | PM03 | 301 | 52W WFE TG Calib (3A3-TG-07.04) | WFE Extract Cooler | B | 0190E017 | 2018-04-16 | 2016-08-23 | PHSANTANJO
0190-032-616 | 411274 | 0190-COF-PRO-E45-COOLER11-GAUGE_5 | PM03 | 301 | 52W E45 TG Calib (3A3-TG-016) | Gauge 05 | C | 0190E017 | 2018-04-16 | 2016-08-23 | PHSANTANJO
0190-032-615 | 411274 | 0190-COF-PRO-WFE-COOLER01 | PM03 | 301 | 52W WFE TG Calib (3A3-TG-07.02) | WFE Extract Cooler | B | 0190E017 | 2018-04-16 | 2016-08-23 | PHSANTANJO
0190-032-614 | 411273 | 0190-COF-PRO-A45-DSTANKS-DSTNKA01 | PM03 | 301 | 52W E45 PG Calib (3A6-PG-70.21) | P-ERA 45 Distillate Tank A | B | 0190E017 | 2018-04-16 | 2016-08-23 | PHSANTANJO
0190-032-613 | 411273 | 0190-COF-PRO-A45-XHPR01 | PM03 | 301 | 52W A45 PG Calib (3A3-PG-047) | P-ERA 45 Discharge Hopper | C | 0190E017 | 2018-04-16 | 2016-08-23 | PHSANTANJO
0190-032-612 | 411273 | 0190-COF-PRO-A45-SKDASMBLY02-ACNDSR01 | PM03 | 301 | 52W A45 PG Calib (3A6-PG-09.09) | P-ERA 45 Aroma Condenser | C | 0190E017 | 2018-04-16 | 2016-08-30 | PHSANTANJO
0190-032-611 | 411273 | 0190-COF-PRO-E45-LPWHTR02-GAUGE_7 | PM03 | 301 | 52W E45 PG Calib (3A3-PG-087) | Gauge 07 | C | 0190E017 | 2017-01-24 | 2016-08-30 | PHSANTANJO
0190-032-610 | 411273 | 0190-COF-PRO-E45-HYDSYSTM-LUBTNK01 | PM03 | 301 | 52W E45 PG Calib (3A3-PG-17.25) | Hydraulic Pump Oil Tank | B | 0190E017 | 2018-04-16 | 2016-08-23 | PHSANTANJO
0190-032-609 | 400614 | 0190-COF-PRO-E45-HPWHTR01-PRESSRELVAL_2 | PM03 | 301 | 52W E45 PRV Calib (3A9-PRV-31.05) | Pressure Relief Valve 02 | B | 0190E017 | 2018-04-16 | 2016-08-23 | PHSANTANJO
0190-032-608 | 400614 | 0190-COF-PRO-A45-DSTANKS-DSTNKA01 | PM03 | 301 | 52W A45 PRV Calib (3A3_PRV-001) | P-ERA 45 Distillate Tank A | B | 0190E017 | 2018-04-16 | 2016-08-23 | PHSANTANJO
0190-032-607 | 33045 | 0190-COF-PRO-E45-RWDSYSTEM-RWDTNK01 | PM03 | 301 | 52W E45 TT Calib (TT 21.08) | Rework Dosing Tank | C | 0190E017 | 2018-04-16 | 2016-08-23 | PHSANTANJO
0190-032-606 | 33045 | 0190-COF-PRO-E45-IPTPMPSYSTM-IPTPMP01 | PM03 | 301 | 52W E45 PIT Calib (3A3-PIT-10.06) | IPTA Pump No 1 | B | 0190E017 | 2018-04-16 | 2016-08-23 | PHSANTANJO
0190-032-605 | 67995 | 0190-COF-PRO-RST-TRNSPRT-RCSILO04 | PM03 | 301 | 52W RST TS Calib (3A2-TS-20.03C) | RC Silo B3 | C | 0190E017 | 2018-04-16 | 2016-08-23 | PHSANTANJO
0190-032-604 | 67995 | 0190-COF-PRO-RST-TRNSPRT-RCSILO03 | PM03 | 301 | 52W RST TS Calib (3A2-TS-20.03B) | RC Silo B2 | C | 0190E017 | 2018-04-16 | 2016-08-23 | PHSANTANJO
0190-032-603 | 67995 | 0190-COF-PRO-RST-TRNSPRT-RCSILO02 | PM03 | 301 | 52W RST TS Calib (3A2-TS-20.03A) | RC Silo B1 | C | 0190E017 | 2018-04-16 | 2016-08-23 | PHSANTANJO
0190-032-602 | 411273 | 0190-COF-PRO-RST-HDRTNK03-GAUGE_3 | PM03 | 301 | 52W RST PG Calib (3A2-PS-31.09) | Gauge 03 | C | 0190E017 | 2018-04-16 | 2016-08-23 | PHSANTANJO
0190-032-601 | 33045 | 0190-COF-PRO-RST-HDRTNK04-TRANSMITTER_2 | PM03 | 301 | 52W RST PT Calib (3A2-PT-32.09/04) | Transmitter 02 | B | 0190E017 | 2018-04-16 | 2016-08-23 | PHSANTANJO
0190-032-600 | 411273 | 0190-COF-PRO-RST-ROASTR03-GAUGE_11 | PM03 | 301 | 52W RST PG Calib (3A2-PG-062) | Gauge 11 | C | 0190E017 | 2018-04-16 | 2016-08-23 | PHSANTANJO
0190-032-599 | 400614 | 0190-COF-PRO-EGA-EGRTWR01-PRESSRELVAL_1 | PM03 | 301 | 52W EGA PRV Calib (3A5-PRV-006) | Pressure Relief Valve 01 | B | 0190E017 | 2018-04-16 | 2016-08-23 | PHSANTANJO
0190-032-598 | 33045 | 0190-COF-PRO-EGA-EGRTWR01-TRANSMITTER_1 | PM03 | 301 | 52W EGA PIT Calib (3A5-PIT-3533) | Transmitter 01 | B | 0190E017 | 2018-04-16 | 2016-08-23 | PHSANTANJO
0190-032-597 | 33045 | 0190-COF-PRO-EGA-EGRTWR01-TRANSMITTER_2 | PM03 | 301 | 52W EGA PIT Calib (3A5-PIT-005) | Transmitter 02 | B | 0190E017 | 2018-04-16 | 2016-08-23 | PHSANTANJO
0190-032-589 | 411274 | 0190-COF-PRO-EGA-EDCAHU-GAUGE_41 | PM03 | 301 | 52W EGA TG Calib (3A14-TG-026) | Gauge 41 | C | 0190E017 | 2018-04-16 | 2016-08-26 | PHSANTANJO
0190-032-588 | 411274 | 0190-COF-PRO-EGA-EGRTWR01-GAUGE_2 | PM03 | 301 | 52W EGA TG Calib (3A5-TG-018) | Gauge 02 | C | 0190E017 | 2018-04-16 | 2016-08-23 | PHSANTANJO
0190-032-587 | 33045 | 0190-COF-PRO-SCE-STMEJE01 | PM03 | 301 | 52W SCE PIT Calib (3D1-PIT-29.07) | Steam Ejector | C | 0190E017 | 2018-04-16 | 2016-08-23 | PHSANTANJO
0190-032-586 | 411274 | 0190-COF-PRO-E54-WGHTNK01 | PM03 | 301 | 52W E54 TG Calib (3A4-TG-019) | Weigh Tank No 1 | B | 0190E017 | 2018-04-16 | 2016-08-30 | PHSANTANJO
0190-032-585 | 411274 | 0190-COF-PRO-E54-WTRHTRCNSYS-CONPMP01 | PM03 | 301 | 52W E54 TG Calib (3A4-TG-132) | Water Heater Condensate Pump | B | 0190E017 | 2018-04-16 | 2016-08-30 | PHSANTANJO
0190-032-584 | 411274 | 0190-COF-PRO-E54-WGHTNK02 | PM03 | 301 | 52W E54 TG Calib (3A4-TG-018) | Weigh Tank No 2 | B | 0190E017 | 2018-04-16 | 2016-08-30 | PHSANTANJO
0190-032-583 | 411274 | 0190-COF-PRO-FFE-FFE01-GAUGE_4 | PM03 | 301 | 52W E54 TG Calib (3A4-TG-01.02) | Gauge 04 | C | 0190E017 | 2018-04-16 | 2016-08-30 | PHSANTANJO
0190-032-582 | 411274 | 0190-COF-PRO-E54-EXTCEL01-GAUGE_4 | PM03 | 301 | 52W E54 TG Calib (3A4-TG-008) | Gauge 04 | C | 0190E017 | 2018-04-16 | 2016-08-30 | PHSANTANJO
0190-032-581 | 411273 | 0190-COF-PRO-FFE-CLARIF06 | PM03 | 301 | 52W E54 PG Calib (3A4-PG-141) | FFE Centrifuge Clarifier No 6 | B | 0190E017 | 2018-04-16 | 2016-08-30 | PHSANTANJO
0190-032-580 | 411273 | 0190-COF-PRO-FFE-CLARIF06 | PM03 | 301 | 52W E54 PG Calib (3A4-PG-143) | FFE Centrifuge Clarifier No 6 | B | 0190E017 | 2018-04-16 | 2016-08-30 | PHSANTANJO
0190-032-579 | 411273 | 0190-COF-PRO-FFE-CLARIF06 | PM03 | 301 | 52W E54 PG Calib (3A4-PG-142) | FFE Centrifuge Clarifier No 6 | B | 0190E017 | 2018-04-16 | 2016-08-30 | PHSANTANJO
0190-032-578 | 411273 | 0190-COF-PRO-FFE-CLARIF03 | PM03 | 301 | 52W E54 PG Calib (3A4-PG-123) | FFE Centrifuge Clarifier No 3 | B | 0190E017 | 2018-04-16 | 2016-08-30 | PHSANTANJO
0190-032-577 | 411273 | 0190-COF-PRO-FFE-CLARIF03 | PM03 | 301 | 52W E54 PG Calib (3A4-PG-122) | FFE Centrifuge Clarifier No 3 | B | 0190E017 | 2018-04-16 | 2016-08-30 | PHSANTANJO
0190-032-576 | 411273 | 0190-COF-PRO-FFE-CLARIF01 | PM03 | 301 | 52W E54 PG Calib (3A4-PG-115) | FFE Centrifuge Clarifier No 1 | B | 0190E017 | 2018-04-16 | 2016-08-30 | PHSANTANJO
0190-032-575 | 411273 | 0190-COF-PRO-E54-FLSTNK01 | PM03 | 301 | 52W E54 PG Calib (3A4-PG-106) | IPTA Flash Tank | B | 0190E017 | 2018-04-16 | 2016-08-30 | PHSANTANJO
0190-032-574 | 411273 | 0190-COF-PRO-E54-STMHDR01-GAUGE_8 | PM03 | 301 | 52W E54 PG Calib (3A4-PG-03.33/01) | Gauge 08 | C | 0190E017 | 2018-04-16 | 2016-08-30 | PHSANTANJO
0190-032-573 | 411273 | 0190-COF-PRO-FFE-CTLTNK-CTLTNK02 | PM03 | 301 | 52W E54 PG Calib (3A4-PG-48.04) | Clarified Thin Liquor Tank #2 | B | 0190E017 | 2018-04-16 | 2016-08-30 | PHSANTANJO
0190-032-572 | 411273 | 0190-COF-PRO-E54-WTRHTRCNSYS-CONTNK01 | PM03 | 301 | 52W E54 PG Calib (3A4-PG-43.09) | Water Heater Condensate Tank | C | 0190E017 | 2018-04-16 | 2016-08-30 | PHSANTANJO
0190-032-571 | 411273 | 0190-COF-PRO-E54-WTRHTRCNSYS-CONPMP01 | PM03 | 301 | 52W E54 PG Calib (3A4-PG-133) | Water Heater Condensate Pump | B | 0190E017 | 2018-04-16 | 2016-08-30 | PHSANTANJO
0190-032-570 | 411273 | 0190-COF-PRO-E54-STMHDR02 | PM03 | 301 | 52W E54 PG Calib (3A4-PG-023) | Cell Steam Drainage Header (V12) | B | 0190E017 | 2018-04-16 | 2016-08-30 | PHSANTANJO
0190-032-569 | 411273 | 0190-COF-PRO-E54-STMHDR02 | PM03 | 301 | 52W E54 PG Calib (3A4-PG-021) | Cell Steam Drainage Header (V12) | B | 0190E017 | 2018-04-16 | 2016-08-30 | PHSANTANJO
0190-032-568 | 411273 | 0190-COF-PRO-A54-SKDASMBLY02-DSPMP01 | PM03 | 301 | 52W A54 PG Calib (3A4_PG-081) | P-ERA 54 Distillate Withdrawal Pump | B | 0190E017 | 2017-01-24 | 2016-08-30 | PHSANTANJO
0190-032-567 | 56861 | 0190-COF-PRO-FFE-CLARIF03 | PM03 | 301 | 52W FFE FCV Calib (3A4-FCV 06.37/03) | FFE Centrifuge Clarifier No 3 | B | 0190E017 | 2018-04-16 | 2016-08-30 | PHSANTANJO
0190-032-566 | 423477 | 0190-COF-PRO-E54-EXTCEL01-TRANSMITTER_3 | PM03 | 301 | 52W E54 CO Calib (3A4-GD-001) | Transmitter 03 | C | 0190E017 | 2018-04-16 | 2016-08-30 | PHSANTANJO
0190-032-565 | 56861 | 0190-COF-PRO-E45-CONSYSTM-CONTNK | PM03 | 301 | 52W E45 LCV Calib (3A3-LCV-42.07) | IPTA Condensate Tank | C | 0190E017 | 2018-04-16 | 2016-08-30 | PHSANTANJO
0190-032-564 | 423477 | 0190-COF-PRO-A45-SKDASMBLY02-SPTRGL01 | PM03 | 301 | 52W E45 GD Calib (3A3-GD-001) | P-ERA 45 Gas-Liquid Separator | C | 0190E017 | 2018-04-16 | 2016-08-30 | PHSANTANJO
0190-032-563 | 411274 | 0190-COF-PRO-E45-STMEJE01-GAUGE_4 | PM03 | 301 | 52W E45 TG Calib (3A3-TG-07.03) | Gauge 04 | C | 0190E017 | 2018-04-16 | 2016-08-30 | PHSANTANJO
0190-032-562 | 411273 | 0190-COF-PRO-E45-LPWHTR02-GAUGE_12 | PM03 | 301 | 52W E45 PG Calib (3A3-PG-06.11/01) | Gauge 12 | C | 0190E017 | 2018-04-16 | 2016-08-30 | PHSANTANJO
0190-032-561 | 411273 | 0190-COF-PRO-E45-STMEJE01-GAUGE_3 | PM03 | 301 | 52W E45 PG Calib (3A3-PG-17.03) | Gauge 03 | C | 0190E017 | 2018-04-16 | 2016-08-30 | PHSANTANJO
0190-032-560 | 411273 | 0190-COF-PRO-E45-HYDSYSTM-HYDSYS03 | PM03 | 301 | 52W E45 PG Calib (3A3-PG-17.26) | E45 Hydraulic Distribution System | B | 0190E017 | 2018-04-16 | 2016-08-30 | PHSANTANJO
0190-032-559 | 411273 | 0190-COF-PRO-E45-STMEJE01-GAUGE_2 | PM03 | 301 | 52W E45 PG Calib (3A3-PG-17.15) | Gauge 02 | C | 0190E017 | 2018-04-16 | 2016-08-30 | PHSANTANJO
0190-032-558 | 411273 | 0190-COF-PRO-A45-PWPMP01 | PM03 | 301 | 52W A45 PG Calib (3A6-PG-13.06) | P-ERA 45 Pre-Wet Stuffing Pump | C | 0190E017 | 2018-04-16 | 2016-08-30 | PHSANTANJO
0190-032-557 | 411273 | 0190-COF-PRO-A45-PWPMP01 | PM03 | 301 | 52W A45 PG Calib (3A6-PG-03.33/03) | P-ERA 45 Pre-Wet Stuffing Pump | C | 0190E017 | 2018-04-16 | 2016-08-30 | PHSANTANJO
0190-032-556 | 411273 | 0190-COF-PRO-E45-HYDSYSTM-HYDSYS03 | PM03 | 301 | 52W E45 PG Calib (3A3-PG-062) | E45 Hydraulic Distribution System | B | 0190E017 | 2018-04-16 | 2016-08-30 | PHSANTANJO
0190-032-555 | 411273 | 0190-COF-PRO-E45-HYDSYSTM-HYDSYS03 | PM03 | 301 | 52W E45 PG Calib (3A3-PG-061) | E45 Hydraulic Distribution System | B | 0190E017 | 2018-04-16 | 2016-08-30 | PHSANTANJO
0190-032-554 | 411273 | 0190-COF-PRO-E45-COOLER11-GAUGE_7 | PM03 | 301 | 52W E45 PG Calib (3A3-PG-060) | Gauge 07 | C | 0190E017 | 2018-04-16 | 2016-08-30 | PHSANTANJO
0190-032-553 | 411273 | 0190-COF-PRO-E45-COOLER11-GAUGE_6 | PM03 | 301 | 52W E45 PG Calib (3A3-PG-059) | Gauge 06 | C | 0190E017 | 2018-04-16 | 2016-08-30 | PHSANTANJO
0190-032-552 | 411273 | 0190-COF-PRO-E45-LPWHTR02-GAUGE_11 | PM03 | 301 | 52W E45 PG Calib (3A3-PG-058) | Gauge 11 | C | 0190E017 | 2018-04-16 | 2016-08-30 | PHSANTANJO
0190-032-551 | 411273 | 0190-COF-PRO-E45-LPWHTR02-GAUGE_10 | PM03 | 301 | 52W E45 PG Calib (3A3-PG-057) | Gauge 10 | C | 0190E017 | 2018-04-16 | 2016-08-30 | PHSANTANJO
0190-032-550 | 411273 | 0190-COF-PRO-E45-RWDSYSTEM-RWDTNK01 | PM03 | 301 | 52W E45 PG Calib (3A3-PG-056) | Rework Dosing Tank | C | 0190E017 | 2018-04-16 | 2016-08-30 | PHSANTANJO
0190-032-549 | 411273 | 0190-COF-PRO-E45-PREHTR01-GAUGE_7 | PM03 | 301 | 52W E45 PG Calib (3A9-PG-13.10) | Gauge 07 | C | 0190E017 | 2018-04-16 | 2016-08-30 | PHSANTANJO
0190-032-548 | 411273 | 0190-COF-PRO-WFE-HEATER01 | PM03 | 301 | 52W WFE PG Calib (3A9-PG-12.10) | WFE Pre Heater | B | 0190E017 | 2018-04-16 | 2016-08-30 | PHSANTANJO
0190-032-547 | 411273 | 0190-COF-PRO-WFE-STMCON-M07 | PM03 | 301 | 52W WFE PG Calib (3A9-PG-12.07) | WFE Steam Condensate Pump | B | 0190E017 | 2018-04-16 | 2016-08-30 | PHSANTANJO
0190-032-546 | 411273 | 0190-COF-PRO-WFE-STMEJE01-GAUGE_3 | PM03 | 301 | 52W E45 PG Calib (3A9-PG-10.02) | Gauge 03 | C | 0190E017 | 2018-04-16 | 2016-08-30 | PHSANTANJO
0190-032-545 | 411273 | 0190-COF-PRO-WFE-VPRCON-M06 | PM03 | 301 | 52W E45 PG Calib (3A9-PG-002) | Vapor Condensate Pump | B | 0190E017 | 2018-04-16 | 2016-08-30 | PHSANTANJO
0190-032-544 | 411273 | 0190-COF-PRO-E54-HEATER03-GAUGE_4 | PM03 | 301 | 52W E54 PG Calib (3A9-PG-001) | Gauge 04 | C | 0190E017 | 2018-04-16 | 2016-08-30 | PHSANTANJO
0190-032-543 | 411273 | 0190-COF-PRO-E45-HPWHTR01-GAUGE_10 | PM03 | 301 | 52W E45 PG Calib (3A3-PG-06.11/02) | Gauge 10 | C | 0190E017 | 2018-04-16 | 2016-08-30 | PHSANTANJO
0190-032-542 | 411273 | 0190-COF-PRO-E45-EXTCEL08-STMHDR02 | PM03 | 301 | 52W E45 PG Calib (3A3-PG-002) | Cell Steam Drainage Header (V12) | B | 0190E017 | 2018-04-16 | 2016-08-30 | PHSANTANJO
0190-032-541 | 411273 | 0190-COF-PRO-E45-HPWHTR01-GAUGE_9 | PM03 | 301 | 52W E45 PG Calib (3A3-PG-001) | Gauge 09 | C | 0190E017 | 2018-04-16 | 2016-08-30 | PHSANTANJO
0190-032-540 | 52264 | 0190-COF-PRO-E45-LPWHTR02-PRESSRELVAL_2 | PM03 | 301 | 52W E45 PRV Calib (3A3-PRV-05.03) | Pressure Relief Valve 02 | B | 0190E017 | 2018-04-16 | 2016-08-30 | PHSANTANJO
0190-032-539 | 52264 | 0190-COF-PRO-E45-LPWHTR02-PRESSRELVAL_1 | PM03 | 301 | 52W E45 PRV Calib (3A3-PRV-06.03) | Pressure Relief Valve 01 | B | 0190E017 | 2018-04-16 | 2016-08-30 | PHSANTANJO
0190-032-538 | 33045 | 0190-COF-PRO-E45-LPWHTR02-TRANSMITTER_2 | PM03 | 301 | 52W E45 PIT Calib (3A3-PIT-002) | Transmitter 02 | C | 0190E017 | 2018-04-16 | 2016-08-30 | PHSANTANJO
0190-032-537 | 33045 | 0190-COF-PRO-RST-CNTRLRM-PGRNDR01 | PM03 | 301 | 52W RST PS Calib (3A2-PSH-003) | Roasting Portable Grinder | B | 0190E017 | 2018-04-16 | 2016-08-30 | PHSANTANJO
0190-032-536 | 33045 | 0190-COF-PRO-RST-ROASTR03-SENSOR_8 | PM03 | 301 | 52W RST PS Calib (3A2-PS-10.22/03) | Sensor 08 | C | 0190E017 | 2018-04-16 | 2016-08-30 | PHSANTANJO
0190-032-535 | 33045 | 0190-COF-PRO-RST-ROASTR02-SENSOR_4 | PM03 | 301 | 52W RST PS Calib (3A2-PS-32.17/02) | Sensor 04 | C | 0190E017 | 2018-04-16 | 2016-08-29 | PHSANTANJO
0190-032-534 | 33045 | 0190-COF-PRO-RST-ROASTR03-TRANSMITTER_10 | PM03 | 301 | 52W RST DPT Calib (3A2-DPT-005) | Transmitter 10 | B | 0190E017 | 2018-04-16 | 2016-08-29 | PHSANTANJO
0190-032-533 | 425990 | 0190-COF-PRO-EGA-BKELTR01 | PM03 | 301 | 52W EGA MIT Calib (60387154) | Egron Coffee Line 14 Bucket Elevator | B | 0190E017 | 2017-05-08 | 2016-08-29 | PHSANTANJO
0190-032-532 | 33044 | 0190-COF-PRO-SCE-CRTTNK01 | PM03 | 301 | 52W EGA LIT Calib (3A5-LIT-003) | CIP Return Tank | C | 0190E017 | 2018-04-16 | 2016-08-29 | PHSANTANJO
0190-032-531 | 411273 | 0190-COF-PRO-EGA-TOTFIL01 | PM03 | 301 | 52W EGA PG Calib (3A1-PG-01-1847) | Egron Totebin Fillling Station | B | 0190E017 | 2018-04-16 | 2016-08-29 | PHSANTANJO
0190-032-530 | 411273 | 0190-COF-PRO-EGA-TRWTNK01 | PM03 | 301 | 52W EGA PG Calib (3A5-PG-04.05) | Treated Water Tank To Egron | B | 0190E017 | 2018-04-16 | 2016-08-29 | PHSANTANJO
0190-032-529 | 411273 | 0190-COF-PRO-EGA-TRWTNK01 | PM03 | 301 | 52W EGA PG Calib (3A5-PG-011) | Treated Water Tank To Egron | B | 0190E017 | 2018-04-16 | 2016-08-26 | PHSANTANJO
0190-032-528 | 411273 | 0190-COF-PRO-E45-FAN01-GAUGE_01 | PM03 | 301 | 52W EGA PG Calib (3A5-PG-057) | Gauge 01 | C | 0190E017 | 2018-04-16 | 2016-08-26 | PHSANTANJO
0190-032-527 | 411274 | 0190-COF-PRO-EGA-EDCAHU-GAUGE_40 | PM03 | 301 | 52W EGA TG Calib (3A14-TG-025) | Gauge 40 | C | 0190E017 | 2018-04-16 | 2016-08-26 | PHSANTANJO
0190-032-526 | 411274 | 0190-COF-PRO-EGA-EDCAHU-GAUGE_39 | PM03 | 301 | 52W EGA TG Calib (3A14-TG-027) | Gauge 39 | C | 0190E017 | 2018-04-16 | 2016-08-26 | PHSANTANJO
0190-032-525 | 411274 | 0190-COF-PRO-EGA-EDCAHU-GAUGE_38 | PM03 | 301 | 52W EGA TG Calib (3A14-TG-028) | Gauge 38 | C | 0190E017 | 2018-04-16 | 2016-08-26 | PHSANTANJO
0190-032-524 | 411274 | 0190-COF-PRO-EGA-EDCAHU-GAUGE_37 | PM03 | 301 | 52W EGA TG Calib (3A14-TG-015 ) | Gauge 37 | C | 0190E017 | 2018-04-16 | 2016-08-26 | PHSANTANJO
0190-032-523 | 411274 | 0190-COF-PRO-EGA-EDCAHU-GAUGE_36 | PM03 | 301 | 52W EGA TG Calib (3A14-TG-014) | Gauge 36 | C | 0190E017 | 2018-04-16 | 2016-08-26 | PHSANTANJO
0190-032-522 | 411274 | 0190-COF-PRO-EGA-EDCAHU-GAUGE_35 | PM03 | 301 | 52W EGA TG Calib (3A14-TG-012) | Gauge 35 | C | 0190E017 | 2018-04-16 | 2016-08-26 | PHSANTANJO
0190-032-521 | 411274 | 0190-COF-PRO-EGA-EDCAHU-GAUGE_34 | PM03 | 301 | 52W EGA TG Calib (3A14-TG-011) | Gauge 34 | C | 0190E017 | 2018-04-16 | 2016-08-26 | PHSANTANJO
0190-032-520 | 411274 | 0190-COF-PRO-EGA-EDCAHU-GAUGE_33 | PM03 | 301 | 52W EGA TG Calib (3A14-TG-010) | Gauge 33 | C | 0190E017 | 2018-04-16 | 2016-08-26 | PHSANTANJO
0190-032-519 | 411274 | 0190-COF-PRO-EGA-EDCAHU-GAUGE_32 | PM03 | 301 | 52W EGA TG Calib (3A14-TG-008) | Gauge 32 | C | 0190E017 | 2018-04-16 | 2016-08-26 | PHSANTANJO
0190-032-518 | 411274 | 0190-COF-PRO-EGA-EDCAHU-GAUGE_31 | PM03 | 301 | 52W EGA TG Calib (3A14-TG-007) | Gauge 31 | C | 0190E017 | 2018-04-16 | 2016-08-26 | PHSANTANJO
0190-032-517 | 411273 | 0190-COF-PRO-EGA-EDCAHU-GAUGE_30 | PM03 | 301 | 52W EGA PG Calib (3A14-PG-02.02 ) | Gauge 30 | C | 0190E017 | 2018-04-16 | 2016-08-26 | PHSANTANJO
0190-032-516 | 411273 | 0190-COF-PRO-EGA-EDCAHU-GAUGE_29 | PM03 | 301 | 52W EGA PG Calib (3A14-PG-048) | Gauge 29 | C | 0190E017 | 2018-04-16 | 2016-08-26 | PHSANTANJO
0190-032-515 | 411273 | 0190-COF-PRO-EGA-EDCAHU-GAUGE_28 | PM03 | 301 | 52W EGA PG Calib (3A14-PG-047) | Gauge 28 | C | 0190E017 | 2018-04-16 | 2016-08-26 | PHSANTANJO
0190-032-514 | 411273 | 0190-COF-PRO-EGA-EDCAHU-GAUGE_27 | PM03 | 301 | 52W EGA PG Calib (3A14-PG-023) | Gauge 27 | C | 0190E017 | 2018-04-16 | 2016-08-26 | PHSANTANJO
0190-032-513 | 411273 | 0190-COF-PRO-EGA-EDCAHU-GAUGE_26 | PM03 | 301 | 52W EGA PG Calib (3A14-PG-025) | Gauge 26 | C | 0190E017 | 2018-04-16 | 2016-08-26 | PHSANTANJO
0190-032-512 | 411273 | 0190-COF-PRO-EGA-EDCAHU-GAUGE_25 | PM03 | 301 | 52W EGA PG Calib (3A14-PG-016) | Gauge 25 | C | 0190E017 | 2018-04-16 | 2016-08-26 | PHSANTANJO
0190-032-511 | 411273 | 0190-COF-PRO-EGA-EDCAHU-GAUGE_24 | PM03 | 301 | 52W EGA PG Calib (3A14-PG-014) | Gauge 24 | C | 0190E017 | 2018-04-16 | 2016-08-26 | PHSANTANJO
0190-032-510 | 411273 | 0190-COF-PRO-EGA-EDCAHU-GAUGE_23 | PM03 | 301 | 52W EGA PG Calib (3A14-PG-013) | Gauge 23 | C | 0190E017 | 2018-04-16 | 2016-08-26 | PHSANTANJO
0190-032-509 | 411273 | 0190-COF-PRO-EGA-EDCAHU-GAUGE_22 | PM03 | 301 | 52W EGA PG Calib (3A14-PG-012) | Gauge 22 | C | 0190E017 | 2018-04-16 | 2016-08-26 | PHSANTANJO
0190-032-508 | 411273 | 0190-COF-PRO-EGA-EDCAHU-GAUGE_21 | PM03 | 301 | 52W EGA PG Calib (3A14-PG-011) | Gauge 21 | C | 0190E017 | 2018-04-16 | 2016-08-26 | PHSANTANJO
0190-032-507 | 411273 | 0190-COF-PRO-EGA-EDCAHU-GAUGE_20 | PM03 | 301 | 52W EGA PG Calib (3A14-PG-009) | Gauge 20 | C | 0190E017 | 2018-04-16 | 2016-08-26 | PHSANTANJO
0190-032-506 | 411273 | 0190-COF-PRO-EGA-EDCAHU-GAUGE_19 | PM03 | 301 | 52W EGA PG Calib (3A14-PG-033) | Gauge 19 | C | 0190E017 | 2018-04-16 | 2016-08-26 | PHSANTANJO
0190-032-505 | 33047 | 0190-COF-GCO-CND-TIPSTN01 | PM03 | 301 | 52W GCO WIT Calib (B534328514) | GC Tipping Station | C | 0190E017 | 2017-07-17 | 2016-08-26 | PHSANTANJO
0190-032-504 | 33047 | 0190-COF-GCO-CND-TIPSTN01 | PM03 | 301 | 52W GCO WIT Calib (B534328513) | GC Tipping Station | C | 0190E017 | 2017-07-17 | 2016-08-26 | PHSANTANJO
0190-032-503 | 33047 | 0190-COF-GCO-CND-TIPSTN01 | PM03 | 301 | 52W GCO WIT Calib (3A1-WI-33507192) | GC Tipping Station | C | 0190E017 | 2017-07-17 | 2016-08-26 | PHSANTANJO
0190-032-502 | 33047 | 0190-COF-GCO-CND-TIPSTN01 | PM03 | 301 | 52W GCO WIT Calib (3A1-WI-33237193) | GC Tipping Station | C | 0190E017 | 2017-07-17 | 2016-08-26 | PHSANTANJO
0190-032-501 | 33047 | 0190-COF-GCO-CND-TIPSTN01 | PM03 | 301 | 52W GCO WIT Calib (3A1-WI-33207191) | GC Tipping Station | C | 0190E017 | 2017-07-17 | 2016-08-26 | PHSANTANJO
0190-032-500 | 33047 | 0190-COF-GCO-CND-TIPSTN01 | PM03 | 301 | 52W GCO WIT Calib (3A1-WI-32111402) | GC Tipping Station | C | 0190E017 | 2017-07-17 | 2016-08-26 | PHSANTANJO
0190-032-441 | 551898 | 0190-COF-PRO-WFE-CONDEN01 | PM03 | 307 | 52W WFE Condenser Inspection | WFE Condenser | B | 0190E001 |  | 2019-03-08
0190-032-440 | 551898 | 0190-COF-PRO-A54-SKDASMBLY02-ACNDSR01 | PM03 | 307 | 52W ERA54 Aroma Condenser Inspection | P-ERA 54 Aroma Condenser | C | 0190E001 |  | 2019-03-08
0190-032-439 | 551898 | 0190-COF-PRO-A45-SKDASMBLY02-ACNDSR01 | PM03 | 307 | 52W ERA45 Aroma Condenser Inspection | P-ERA 45 Aroma Condenser | C | 0190E001 | 2019-07-19 | 2019-03-08 | PHSANTANJO
0190-032-438 | 551898 | 0190-COF-PRO-E45-CNDNSR01 | PM03 | 307 | 52W E45 IPT Condenser Inspection | IPTA Condenser | B | 0190E001 | 2019-07-19 | 2019-03-08 | PHSANTANJO
0190-032-437 | 551898 | 0190-COF-PRO-E54-CNDNSR01 | PM03 | 307 | 52W E54 IPT Condenser Inspection | IPTA Condenser | B | 0190E001 |  | 2019-03-08
0190-032-436 | 551897 | 0190-COF-PRO-E45-EXTCEL08 | PM03 | 305 | 52W E45C8 VM2 Valve-Actuator Replacement | Extraction 45 Cell No 8 | A | 0190E001 | 2019-07-19 | 2019-03-08 | PHSANTANJO
0190-032-435 | 551897 | 0190-COF-PRO-E45-EXTCEL07 | PM03 | 305 | 52W E45C7 VM2 Valve-Actuator Replacement | Extraction 45 Cell No 7 | A | 0190E001 | 2019-07-19 | 2019-03-08 | PHSANTANJO
0190-032-434 | 551897 | 0190-COF-PRO-E45-EXTCEL06 | PM03 | 305 | 52W E45C6 VM2 Valve-Actuator Replacement | Extraction 45 Cell No 6 | A | 0190E001 | 2019-07-19 | 2019-03-08 | PHSANTANJO
0190-032-433 | 551897 | 0190-COF-PRO-E45-EXTCEL05 | PM03 | 305 | 52W E45C5 VM2 Valve-Actuator Replacement | Extraction 45 Cell No 5 | A | 0190E001 | 2019-07-19 | 2019-03-08 | PHSANTANJO
0190-032-432 | 551897 | 0190-COF-PRO-E45-EXTCEL04 | PM03 | 305 | 52W E45C4 VM2 Valve-Actuator Replacement | Extraction 45 Cell No 4 | A | 0190E001 | 2019-07-19 | 2019-03-08 | PHSANTANJO
0190-032-431 | 551897 | 0190-COF-PRO-E45-EXTCEL03 | PM03 | 305 | 52W E45C3 VM2 Valve-Actuator Replacement | Extraction 45 Cell No 3 | A | 0190E001 | 2019-07-19 | 2019-03-08 | PHSANTANJO
0190-032-430 | 551897 | 0190-COF-PRO-E45-EXTCEL02 | PM03 | 305 | 52W E45C2 VM2 Valve-Actuator Replacement | Extraction 45 Cell No 2 | A | 0190E001 | 2019-07-19 | 2019-03-08 | PHSANTANJO
0190-032-429 | 551897 | 0190-COF-PRO-E45-EXTCEL01 | PM03 | 305 | 52W E45C1 VM2 Valve-Actuator Replacement | Extraction 45 Cell No 1 | A | 0190E001 | 2019-07-19 | 2019-03-08 | PHSANTANJO
0190-032-428 | 551897 | 0190-COF-PRO-E54-EXTCEL08 | PM03 | 305 | 52W E54C8 VM2 Valve-Actuator Replacement | Extraction Cell 54 No 8 | A | 0190E001 |  | 2019-03-08
0190-032-427 | 551897 | 0190-COF-PRO-E54-EXTCEL07 | PM03 | 305 | 52W E54C7 VM2 Valve-Actuator Replacement | Extraction Cell 54 No 7 | A | 0190E001 |  | 2019-03-08
0190-032-426 | 551897 | 0190-COF-PRO-E54-EXTCEL06 | PM03 | 305 | 52W E54C6 VM2 Valve-Actuator Replacement | Extraction Cell 54 No 6 | A | 0190E001 |  | 2019-03-08
0190-032-425 | 551897 | 0190-COF-PRO-E54-EXTCEL05 | PM03 | 305 | 52W E54C5 VM2 Valve-Actuator Replacement | Extraction Cell 54 No 5 | A | 0190E001 |  | 2019-03-08
0190-032-424 | 551897 | 0190-COF-PRO-E54-EXTCEL04 | PM03 | 305 | 52W E54C4 VM2 Valve-Actuator Replacement | Extraction Cell 54 No 4 | A | 0190E001 |  | 2019-03-08
0190-032-423 | 551897 | 0190-COF-PRO-E54-EXTCEL03 | PM03 | 305 | 52W E54C3 VM2 Valve-Actuator Replacement | Extraction Cell 54 No 3 | A | 0190E001 |  | 2019-03-08
0190-032-422 | 551897 | 0190-COF-PRO-E54-EXTCEL02 | PM03 | 305 | 52W E54C2 VM2 Valve-Actuator Replacement | Extraction Cell 54 No 2 | A | 0190E001 | 2021-01-13 | 2019-03-08 | PHDAVODAMA
0190-032-421 | 551897 | 0190-COF-PRO-E54-EXTCEL01 | PM03 | 305 | 52W E54C1 VM2 Valve-Actuator Replacement | Extraction Cell 54 No 1 | A | 0190E001 | 2021-01-13 | 2019-03-08 | PHDAVODAMA
0190-032-420 | 549741 | 0190-COF-PRO-E45-EXTCEL08 | PM03 | 305 | 104WE45 C8 SteamtoExp Valve Replacement | Extraction 45 Cell No 8 | A | 0190E001 | 2021-10-05 | 2019-02-05 | PHDAVODAMA
0190-032-419 | 549741 | 0190-COF-PRO-E45-EXTCEL07 | PM03 | 305 | 104WE45 C7 SteamtoExp Valve Replacement | Extraction 45 Cell No 7 | A | 0190E001 | 2021-10-05 | 2019-02-05 | PHDAVODAMA
0190-032-418 | 549741 | 0190-COF-PRO-E45-EXTCEL06 | PM03 | 305 | 104WE45 C6 SteamtoExp Valve Replacement | Extraction 45 Cell No 6 | A | 0190E001 | 2021-10-05 | 2019-02-05 | PHDAVODAMA
0190-032-417 | 549741 | 0190-COF-PRO-E45-EXTCEL05 | PM03 | 305 | 104WE45 C5 SteamtoExp Valve Replacement | Extraction 45 Cell No 5 | A | 0190E001 | 2021-10-05 | 2019-02-05 | PHDAVODAMA
0190-032-416 | 549741 | 0190-COF-PRO-E45-EXTCEL04 | PM03 | 305 | 104WE45 C4 SteamtoExp Valve Replacement | Extraction 45 Cell No 4 | A | 0190E001 | 2021-10-05 | 2019-02-05 | PHDAVODAMA
0190-032-415 | 549741 | 0190-COF-PRO-E45-EXTCEL03 | PM03 | 305 | 104WE45 C3 SteamtoExp Valve Replacement | Extraction 45 Cell No 3 | A | 0190E001 | 2021-10-05 | 2019-02-05 | PHDAVODAMA
0190-032-414 | 549741 | 0190-COF-PRO-E45-EXTCEL02 | PM03 | 305 | 104WE45 C2 SteamtoExp Valve Replacement | Extraction 45 Cell No 2 | A | 0190E001 | 2021-10-05 | 2019-02-05 | PHDAVODAMA
0190-032-413 | 549741 | 0190-COF-PRO-E45-EXTCEL01 | PM03 | 305 | 104WE45 C1 SteamtoExp Valve Replacement | Extraction 45 Cell No 1 | A | 0190E001 | 2021-10-05 | 2019-02-05 | PHDAVODAMA
0190-032-412 | 549741 | 0190-COF-PRO-E54-EXTCEL08 | PM03 | 305 | 52W E54C8 Steam to Exp Valve Replacement | Extraction Cell 54 No 8 | A | 0190E001 |  | 2019-02-05
0190-032-411 | 549741 | 0190-COF-PRO-E54-EXTCEL07 | PM03 | 305 | 52W E54C7 Steam to Exp Valve Replacement | Extraction Cell 54 No 7 | A | 0190E001 |  | 2019-02-05
0190-032-410 | 549741 | 0190-COF-PRO-E54-EXTCEL06 | PM03 | 305 | 52W E54C6 Steam to Exp Valve Replacement | Extraction Cell 54 No 6 | A | 0190E001 |  | 2019-02-05
0190-032-409 | 549741 | 0190-COF-PRO-E54-EXTCEL05 | PM03 | 305 | 52W E54C5 Steam to Exp Valve Replacement | Extraction Cell 54 No 5 | A | 0190E001 |  | 2019-02-05
0190-032-408 | 549741 | 0190-COF-PRO-E54-EXTCEL04 | PM03 | 305 | 52W E54C4 Steam to Exp Valve Replacement | Extraction Cell 54 No 4 | A | 0190E001 |  | 2019-02-05
0190-032-407 | 549741 | 0190-COF-PRO-E54-EXTCEL03 | PM03 | 305 | 52W E54C3 Steam to Exp Valve Replacement | Extraction Cell 54 No 3 | A | 0190E001 |  | 2019-02-05
0190-032-406 | 549741 | 0190-COF-PRO-E54-EXTCEL02 | PM03 | 305 | 52W E54C2 Steam to Exp Valve Replacement | Extraction Cell 54 No 2 | A | 0190E001 |  | 2019-02-05
0190-032-405 | 549741 | 0190-COF-PRO-E54-EXTCEL01 | PM03 | 305 | 52W E54C1 Steam to Exp Valve Replacement | Extraction Cell 54 No 1 | A | 0190E001 |  | 2019-02-05
0190-032-404 | 549740 | 0190-COF-PRO-EGA-EGRTWR01 | PM03 | 305 | 52W EGA Knocking Device1 Servicing | Egron Tower | A | 0190E001 | 2020-08-24 | 2019-02-05 | PHDAVODAMA
0190-032-404 | 549740 | 0190-COF-PRO-EGA-EGRTWR01 | PM03 | 305 | 52W EGA Knocking Device2 Servicing | Egron Tower | A | 0190E001 | 2020-08-24 | 2019-02-05 | PHDAVODAMA
0190-032-404 | 549740 | 0190-COF-PRO-EGA-EGRTWR01 | PM03 | 305 | 52W EGA Knocking Device3 Servicing | Egron Tower | A | 0190E001 | 2020-08-24 | 2019-02-05 | PHDAVODAMA
0190-032-403 | 549653 | 0190-COF-PRO-ARC-OILT03 | PM03 | 305 | 52W Valve 11.84 Gasket Replacement | Oil Collect Tank | B | 0190E001 | 2020-06-05 | 2019-01-31 | PHDAVODAMA
0190-032-402 | 549150 | 0190-COF-PRO-E54-EXTCEL08 | PM03 | 305 | 10Y E54C8 VM2 Positioner replacement | Extraction Cell 54 No 8 | A | 0190E002 | 2019-01-18 | 2019-01-18 | PHSANTANJO
0190-032-401 | 549150 | 0190-COF-PRO-E54-EXTCEL07 | PM03 | 305 | 10Y E54C7 VM2 Positioner replacement | Extraction Cell 54 No 7 | A | 0190E002 | 2019-01-18 | 2019-01-18 | PHSANTANJO
0190-032-400 | 549150 | 0190-COF-PRO-E54-EXTCEL06 | PM03 | 305 | 10Y E54C6 VM2 Positioner replacement | Extraction Cell 54 No 6 | A | 0190E002 | 2019-01-18 | 2019-01-18 | PHSANTANJO
0190-032-399 | 549150 | 0190-COF-PRO-E54-EXTCEL05 | PM03 | 305 | 10Y E54C5 VM2 Positioner replacement | Extraction Cell 54 No 5 | A | 0190E002 | 2019-01-18 | 2019-01-18 | PHSANTANJO
0190-032-398 | 549150 | 0190-COF-PRO-E54-EXTCEL04 | PM03 | 305 | 10Y E54C4 VM2 Positioner replacement | Extraction Cell 54 No 4 | A | 0190E002 | 2019-01-18 | 2019-01-18 | PHSANTANJO
0190-032-397 | 549150 | 0190-COF-PRO-E54-EXTCEL03 | PM03 | 305 | 10Y E54C3 VM2 Positioner replacement | Extraction Cell 54 No 3 | A | 0190E002 | 2019-01-18 | 2019-01-18 | PHSANTANJO
0190-032-396 | 549150 | 0190-COF-PRO-E54-EXTCEL02 | PM03 | 305 | 10Y E54C2 VM2 Positioner replacement | Extraction Cell 54 No 2 | A | 0190E002 | 2019-01-18 | 2019-01-18 | PHSANTANJO
0190-032-395 | 549150 | 0190-COF-PRO-E54-EXTCEL01 | PM03 | 305 | 10Y E54C1 VM2 Positioner replacement | Extraction Cell 54 No 1 | A | 0190E002 | 2019-01-18 | 2019-01-18 | PHSANTANJO
0190-032-394 | 549150 | 0190-COF-PRO-E45-EXTCEL08 | PM03 | 305 | 10Y E45C8 VM2 Positioner replacement | Extraction 45 Cell No 8 | A | 0190E002 | 2019-07-19 | 2019-01-18 | PHSANTANJO
0190-032-393 | 549150 | 0190-COF-PRO-E45-EXTCEL07 | PM03 | 305 | 10Y E45C7 VM2 Positioner replacement | Extraction 45 Cell No 7 | A | 0190E002 | 2019-07-19 | 2019-01-18 | PHSANTANJO
0190-032-392 | 549150 | 0190-COF-PRO-E45-EXTCEL06 | PM03 | 305 | 10Y E45C6 VM2 Positioner replacement | Extraction 45 Cell No 6 | A | 0190E002 | 2019-07-19 | 2019-01-18 | PHSANTANJO
0190-032-391 | 549150 | 0190-COF-PRO-E45-EXTCEL05 | PM03 | 305 | 10Y E45C5 VM2 Positioner replacement | Extraction 45 Cell No 5 | A | 0190E002 | 2019-07-19 | 2019-01-18 | PHSANTANJO
0190-032-390 | 549150 | 0190-COF-PRO-E45-EXTCEL04 | PM03 | 305 | 10Y E45C4 VM2 Positioner replacement | Extraction 45 Cell No 4 | A | 0190E002 | 2019-07-19 | 2019-01-18 | PHSANTANJO
0190-032-389 | 549150 | 0190-COF-PRO-E45-EXTCEL03 | PM03 | 305 | 10Y E45C3 VM2 Positioner replacement | Extraction 45 Cell No 3 | A | 0190E002 | 2019-07-19 | 2019-01-18 | PHSANTANJO
0190-032-388 | 549150 | 0190-COF-PRO-E45-EXTCEL02 | PM03 | 305 | 10Y E45C2 VM2 Positioner replacement | Extraction 45 Cell No 2 | A | 0190E002 | 2019-07-19 | 2019-01-18 | PHSANTANJO
0190-032-387 | 549150 | 0190-COF-PRO-E45-EXTCEL01 | PM03 | 305 | 10Y E45C1 VM2 Positioner replacement | Extraction 45 Cell No 1 | A | 0190E002 | 2020-08-12 | 2019-01-18 | PHDAVODAMA
0190-032-387 | 549150 | 0190-COF-PRO-WFE-VPRCON-CONTNK02 | PM03 | 305 | 10Y E45C1 VM2 Positioner replacement | WFE Vapor Condensate Tank | C | 0190E002 | 2020-08-12 | 2020-08-12 | PHDAVODAMA
0190-032-386 | 549000 | 0190-COF-PRO-E54-EXTCEL08 | PM03 | 305 | 52W E54C8 Replace Hyd Block&ByPass Valve | Extraction Cell 54 No 8 | A | 0190E002 | 2020-11-14 | 2019-01-11 | PHDAVODAMA
0190-032-385 | 549000 | 0190-COF-PRO-E54-EXTCEL07 | PM03 | 305 | 52W E54C7 Replace Hyd Block&ByPass Valve | Extraction Cell 54 No 7 | A | 0190E002 | 2021-02-12 | 2019-01-11 | PHDAVODAMA
0190-032-384 | 549000 | 0190-COF-PRO-E54-EXTCEL06 | PM03 | 305 | 52W E54C6 Replace Hyd Block&ByPass Valve | Extraction Cell 54 No 6 | A | 0190E002 | 2020-08-21 | 2019-01-11 | PHDAVODAMA
0190-032-383 | 549000 | 0190-COF-PRO-E54-EXTCEL05 | PM03 | 305 | 52W E54C5 Replace Hyd Block&ByPass Valve | Extraction Cell 54 No 5 | A | 0190E002 | 2020-06-04 | 2019-01-11 | PHDAVODAMA
0190-032-382 | 549000 | 0190-COF-PRO-E54-EXTCEL04 | PM03 | 305 | 52W E54C4 Replace Hyd Block&ByPass Valve | Extraction Cell 54 No 4 | A | 0190E002 | 2020-05-01 | 2019-01-11 | PHDAVODAMA
0190-032-381 | 549000 | 0190-COF-PRO-E54-EXTCEL03 | PM03 | 305 | 52W E54C3 Replace Hyd Block&ByPass Valve | Extraction Cell 54 No 3 | A | 0190E002 |  | 2019-01-11
0190-032-380 | 549000 | 0190-COF-PRO-E54-EXTCEL02 | PM03 | 305 | 52W E54C2 Replace Hyd Block&ByPass Valve | Extraction Cell 54 No 2 | A | 0190E002 | 2021-03-03 | 2019-01-11 | PHDAVODAMA
0190-032-379 | 549000 | 0190-COF-PRO-E54-EXTCEL01 | PM03 | 305 | 52W E54C1 Replace Hyd Block&ByPass Valve | Extraction Cell 54 No 1 | A | 0190E002 | 2020-09-25 | 2019-01-11 | PHDAVODAMA
0190-032-378 | 549000 | 0190-COF-PRO-E45-EXTCEL08 | PM03 | 305 | 52W E45C8 Replace Hyd Block&ByPass Valve | Extraction 45 Cell No 8 | A | 0190E002 | 2020-09-25 | 2019-01-11 | PHDAVODAMA
0190-032-377 | 549000 | 0190-COF-PRO-E45-EXTCEL07 | PM03 | 305 | 52W E45C7 Replace Hyd Block&ByPass Valve | Extraction 45 Cell No 7 | A | 0190E002 | 2020-09-04 | 2019-01-11 | PHDAVODAMA
0190-032-376 | 549000 | 0190-COF-PRO-E45-EXTCEL06 | PM03 | 305 | 52W E45C6 Replace Hyd Block&ByPass Valve | Extraction 45 Cell No 6 | A | 0190E002 | 2020-08-21 | 2019-01-11 | PHDAVODAMA
0190-032-375 | 549000 | 0190-COF-PRO-E45-EXTCEL05 | PM03 | 305 | 52W E45C5 Replace Hyd Block&ByPass Valve | Extraction 45 Cell No 5 | A | 0190E002 | 2021-08-02 | 2019-01-11 | PHDAVODAMA
0190-032-374 | 549000 | 0190-COF-PRO-E45-EXTCEL04 | PM03 | 305 | 52W E45C4 Replace Hyd Block&ByPass Valve | Extraction 45 Cell No 4 | A | 0190E002 | 2021-03-03 | 2019-01-11 | PHDAVODAMA
0190-032-373 | 549000 | 0190-COF-PRO-E45-EXTCEL03 | PM03 | 305 | 52W E45C3 Replace Hyd Block&ByPass Valve | Extraction 45 Cell No 3 | A | 0190E002 | 2021-03-03 | 2019-01-11 | PHDAVODAMA
0190-032-372 | 549000 | 0190-COF-PRO-E45-EXTCEL02 | PM03 | 305 | 52W E45C2 Replace Hyd Block&ByPass Valve | Extraction 45 Cell No 2 | A | 0190E002 | 2019-07-19 | 2019-01-11 | PHSANTANJO
0190-032-371 | 549000 | 0190-COF-PRO-E45-EXTCEL01 | PM03 | 305 | 52W E45C1 Replace Hyd Block&ByPass Valve | Extraction 45 Cell No 1 | A | 0190E002 | 2020-11-14 | 2019-01-11 | PHDAVODAMA
0190-032-370 | 402244 | 0190-COF-PRO-A54-ROWTNK-ROWPMP | PM03 | 305 | 156W Elec Mtr Serv A54 ROWaterBoosterPmp | P-ERA 54 RO-Water Booster Pump | B | 0190E001 | 2018-12-04 | 2016-02-11 | PHSANTANJO
0190-032-369 | 402244 | 0190-COF-PRO-A45-ROWTNK-ROWPMP | PM03 | 305 | 156W Elec Mtr Serv A45 ROWaterBoosterPmp | P-ERA 45 RO-Water Booster Pump | B | 0190E001 | 2019-07-19 | 2016-02-11 | PHSANTANJO
0190-032-368 | 420176 | 0190-COF-PRO-EGA-WTBTHSYSTM-M25 | PM03 | 305 | 156W Elec Mtr Serv WaterBathCondPump | Water Bath Condensate Pump | B | 0190E002 | 2018-12-04 | 2016-01-05 | PHSANTANJO
0190-032-367 | 50646 | 0190-COF-PRO-RST-TRNSPRT-STRVLV06 | PM03 | 305 | 156W Destoned RCtoRCSiloB1/B2 Motor Serv | Destoned RC to Silo B1B2 Star Valve | B | 0190E002 | 2018-12-04 | 2015-07-23 | PHSANTANJO
0190-032-366 | 50646 | 0190-COF-PRO-RST-TRNSPRT-STRVLV07 | PM03 | 305 | 156W RC TransporttoGrinders Motor Serv | RC Transport to Grinders Star Valve | B | 0190E002 | 2018-12-04 | 2015-07-23 | PHSANTANJO
0190-032-365 | 50646 | 0190-COF-PRO-RST-TRNSPRT-DESTON02 | PM03 | 305 | 156W RCStorgDestoner2Vibrator Motor Serv | RC Storing A & B Destoner 02 | C | 0190E002 | 2018-12-04 | 2015-07-23 | PHSANTANJO
0190-032-364 | 50646 | 0190-COF-GCO-CND-BLOWER01 | PM03 | 305 | 156W GC TransporttoRoasters Motor Serv | GC Blower Transport to Roasting | C | 0190E002 | 2018-12-04 | 2015-07-23 | PHSANTANJO
0190-032-363 | 50646 | 0190-COF-PRO-RST-TRNSPRT-M01 | PM03 | 305 | 156W GC Storing BlwrtoGCSilo Motor Serv | GC Tipping Blower To Silo | B | 0190E002 | 2018-12-04 | 2015-07-23 | PHSANTANJO
0190-032-362 | 50646 | 0190-COF-PRO-RST-TRNSPRT-M03 | PM03 | 305 | 156W GC Blower to Roasters Motor Serv | GC Blower To Roasters | B | 0190E002 | 2018-12-04 | 2015-07-23 | PHSANTANJO
0190-032-361 | 50646 | 0190-COF-PRO-RST-TRNSPRT-STRVLV07 | PM03 | 305 | 156W RCTransprtBlwrtoGrinders Motor Serv | RC Transport to Grinders Star Valve | B | 0190E002 | 2018-12-04 | 2015-07-23 | PHSANTANJO
0190-032-360 | 50646 | 0190-COF-PRO-RST-TRNSPRT-M19 | PM03 | 305 | 156W RC DustAspirationBlowerB Motor Serv | RC Transport B Dust Aspiration Blower | B | 0190E002 | 2018-12-04 | 2015-07-23 | PHSANTANJO
0190-032-359 | 50646 | 0190-COF-PRO-RST-ROASTR03-FAN12 | PM03 | 305 | 156W Exhaust Fan R3 Motor Serv | R3 Exhaust Fan | B | 0190E002 | 2018-12-04 | 2015-07-23 | PHSANTANJO
0190-032-358 | 50646 | 0190-COF-PRO-RST-ROASTR02-FAN11 | PM03 | 305 | 156W Exhaust Fan R2 Motor Serv | R2 Exhaust Fan | B | 0190E002 | 2018-12-04 | 2015-07-23 | PHSANTANJO
0190-032-357 | 50646 | 0190-COF-PRO-RST-ROASTR01-FAN10 | PM03 | 305 | 156W Exhaust Fan R1 Motor Serv | R1 Exhaust Fan | B | 0190E002 | 2018-12-04 | 2015-07-23 | PHSANTANJO
0190-032-356 | 50646 | 0190-COF-PRO-RST-TRNSPRT-M21 | PM03 | 305 | 156W Chaff AspirationBlower B Motor Serv | Chaff Aspiration B Blower | B | 0190E002 | 2018-12-04 | 2015-07-23 | PHSANTANJO
0190-032-355 | 50646 | 0190-COF-PRO-RST-TRNSPRT-M27 | PM03 | 305 | 156W Chaff AspirationBlower A Motor Serv | Chaff Aspiration A Blower | B | 0190E002 | 2018-12-04 | 2015-07-23 | PHSANTANJO
0190-032-354 | 50646 | 0190-COF-PRO-RST-TRNSPRT-M07 | PM03 | 305 | 156W R4 RC Storing Blower Motor Serv | RC Storing Roaster No 4 Blower | B | 0190E002 | 2018-12-04 | 2015-07-23 | PHSANTANJO
0190-032-353 | 50646 | 0190-COF-PRO-RST-ROASTR04-FAN13 | PM03 | 305 | 156W Exhaust Fan R4 Motor Serv | Roaster No 4 Exhaust Fan | B | 0190E002 | 2018-12-04 | 2015-07-23 | PHSANTANJO
0190-032-352 | 50646 | 0190-COF-PRO-RST-TRNSPRT-M05 | PM03 | 305 | 156W R3 RC Storing Blower Motor Serv | RC Storing Roaster No 3 Blower | B | 0190E002 | 2018-12-04 | 2015-07-23 | PHSANTANJO
0190-032-351 | 50646 | 0190-COF-PRO-RST-TRNSPRT-M28 | PM03 | 305 | 156W RCDustAspiration BlowerA Motor Serv | RC Transport A Dust Aspiration Blower | B | 0190E002 | 2018-12-04 | 2015-07-23 | PHSANTANJO
0190-032-350 | 50646 | 0190-COF-PRO-RST-TRNSPRT-M14 | PM03 | 305 | 156W RCTransprtBlwrtoSiloB1B2 Motor Serv | RC Transport To Silo B1 & B2 Blower | B | 0190E002 | 2018-12-04 | 2015-07-23 | PHSANTANJO
0190-032-349 | 50646 | 0190-COF-PRO-RST-TRNSPRT-RCSILO01 | PM03 | 305 | 156W RC Transprt BlwrtoSiloA1 Motor Serv | RC Silo A1 | C | 0190E002 | 2018-12-04 | 2015-07-23 | PHSANTANJO
0190-032-348 | 50646 | 0190-COF-PRO-RST-TRNSPRT-CYCLON10 | PM03 | 305 | 156W Chaff Cyclone B Airlock Motor Serv | Chaff Cyclone B | C | 0190E002 | 2018-12-04 | 2015-07-23 | PHSANTANJO
0190-032-347 | 50646 | 0190-COF-PRO-RST-TRNSPRT-STRVLV03 | PM03 | 305 | 156W RC Transport to Silo A1 Motor Serv | R1R2 RCTransport to Silo A1Star Valve | B | 0190E002 | 2018-12-04 | 2015-07-23 | PHSANTANJO
0190-032-346 | 50646 | 0190-COF-PRO-RST-TRNSPRT-M01 | PM03 | 305 | 156W GC Storing to GC Silos Motor Serv | GC Tipping Blower To Silo | B | 0190E002 | 2018-12-04 | 2015-07-23 | PHSANTANJO
0190-032-345 | 50646 | 0190-COF-PRO-RST-TRNSPRT-CYCLON09 | PM03 | 305 | 156W Chaff Cyclone A Airlock Motor Serv | Chaff Cyclone A | C | 0190E002 | 2018-12-04 | 2015-07-23 | PHSANTANJO
0190-032-344 | 50646 | 0190-COF-PRO-RST-TRNSPRT-STRVLV05 | PM03 | 305 | 156W R4 RC TransporttoSilo A1 Motor Serv | R4 RC Transport to Silo A1 Star Valve | B | 0190E002 | 2018-12-04 | 2015-07-23 | PHSANTANJO
0190-032-343 | 50646 | 0190-COF-PRO-RST-TRNSPRT-STRVLV04 | PM03 | 305 | 156W R3 RC TransporttoSilo A1 Motor Serv | R3 RC Transport to Silo A1 Star Valve | B | 0190E002 | 2018-12-04 | 2015-07-23 | PHSANTANJO
0190-032-342 | 412169 | 0190-COF-PRO-EGA-EGRTWR01 | PM03 | 305 | 5Y HaloNozzle Valve Terminal Replacement | Egron Tower | A | 0190E002 | 2021-03-19 | 2014-12-18 | PHILAGANAN
0190-032-341 | 412169 | 0190-COF-PRO-EGA-EGRTWR01 | PM03 | 305 | 5Y Gericke Valve Terminal Replacement | Egron Tower | A | 0190E002 | 2021-03-19 | 2014-12-18 | PHILAGANAN
0190-032-340 | 420176 | 0190-COF-GCO-CND-TIPSTN01 | PM03 | 305 | 156W Elec Mtr Serv GC chain hoist | GC Tipping Station | C | 0190E002 | 2018-12-04 | 2014-12-18 | PHSANTANJO
0190-032-339 | 420176 | 0190-COF-GCO-CND-DRYFAN01 | PM03 | 305 | 2Y Elec Mtr Serv GC Suction Fan 4 | GC Dryer Exhaust Fan | B | 0190E002 | 2019-01-11 | 2014-12-10 | PHSANTANJO
0190-032-338 | 420176 | 0190-COF-GCO-AUX-DEDFAN03 | PM03 | 305 | 156W Elec Mtr Serv GC Suction Fan 3 | GC Dedusting Air Fan No 3 | B | 0190E002 | 2018-12-04 | 2014-12-10 | PHSANTANJO
0190-032-337 | 420176 | 0190-COF-GCO-AUX-DEDFAN02 | PM03 | 305 | 156W Elec Mtr Serv GC Suction Fan 2 | GC Dedusting Air Fan No 2 | B | 0190E002 | 2018-12-04 | 2014-12-10 | PHSANTANJO
0190-032-336 | 420176 | 0190-COF-GCO-CND-DEDFAN01 | PM03 | 305 | 156W Elec Mtr Serv GC Suction Fan 1 | GC Dedusting Air Fan No 1 | C | 0190E002 | 2018-12-04 | 2014-12-10 | PHSANTANJO
0190-032-335 | 420176 | 0190-COF-GCO-CND-POLSHR04 | PM03 | 305 | 2Y Elec Mtr Serv GC Polisher Vibtr 4 | GC Polisher No 4 | B | 0190E002 | 2019-01-11 | 2014-12-10 | PHSANTANJO
0190-032-334 | 420176 | 0190-COF-GCO-CND-POLSHR03 | PM03 | 305 | 2Y Elec Mtr Serv GC Polisher Vibtr 3 | GC Polisher No 3 | B | 0190E002 | 2019-01-11 | 2014-12-10 | PHSANTANJO
0190-032-333 | 420176 | 0190-COF-GCO-CND-POLSHR02 | PM03 | 305 | 2Y Elec Mtr Serv GC Polisher Vibtr 2 | GC Polisher No 2 | B | 0190E002 | 2019-01-11 | 2014-12-10 | PHSANTANJO
0190-032-332 | 420176 | 0190-COF-GCO-CND-POLSHR01 | PM03 | 305 | 2Y Elec Mtr Serv GC Polisher Vibtr 1 | GC Polisher No 1 | B | 0190E002 | 2019-01-11 | 2014-12-10 | PHSANTANJO
0190-032-331 | 420176 | 0190-COF-GCO-CND-BKELTR01 | PM03 | 305 | 156W Elec Mtr Serv GC Bucket Elevator 1 | GC Bucket Elevator No 1 | C | 0190E002 | 2018-12-04 | 2014-12-10 | PHSANTANJO
0190-032-330 | 420176 | 0190-COF-GCO-CND-BKELTR04 | PM03 | 305 | 156W Elec Mtr Serv GC Bucket Elevator 4 | GC Bucket Elevator No 4 | C | 0190E002 | 2018-12-04 | 2014-12-10 | PHSANTANJO
0190-032-329 | 420176 | 0190-COF-GCO-CND-POLSHR02 | PM03 | 305 | 2Y Elec Mtr Serv GC Polisher 2 mtr 2 | GC Polisher No 2 | B | 0190E002 | 2019-01-11 | 2014-12-10 | PHSANTANJO
0190-032-328 | 420176 | 0190-COF-GCO-CND-POLSHR02 | PM03 | 305 | 2Y Elec Mtr Serv GC Polisher 2 mtr 1 | GC Polisher No 2 | B | 0190E002 | 2019-01-11 | 2014-12-10 | PHSANTANJO
0190-032-327 | 420176 | 0190-COF-GCO-CND-POLSHR03 | PM03 | 305 | 2Y Elec Mtr Serv GC Polisher 3 mtr 2 | GC Polisher No 3 | B | 0190E002 | 2019-01-11 | 2014-12-10 | PHSANTANJO
0190-032-326 | 420176 | 0190-COF-GCO-CND-POLSHR03 | PM03 | 305 | 2Y Elec Mtr Serv GC Polisher 3 mtr 1 | GC Polisher No 3 | B | 0190E002 | 2019-01-11 | 2014-12-10 | PHSANTANJO
0190-032-325 | 420176 | 0190-COF-GCO-CND-POLSHR04 | PM03 | 305 | 2Y Elec Mtr Serv GC Polisher 4 mtr 2 | GC Polisher No 4 | B | 0190E002 | 2019-01-11 | 2014-12-10 | PHSANTANJO
0190-032-324 | 420176 | 0190-COF-GCO-CND-POLSHR04 | PM03 | 305 | 2Y Elec Mtr Serv GC Polisher 4 mtr 1 | GC Polisher No 4 | B | 0190E001 | 2019-01-11 | 2014-12-10 | PHSANTANJO
0190-032-323 | 420176 | 0190-COF-GCO-CND-POLSHR01 | PM03 | 305 | 2Y Elec Mtr Serv GC Polisher 1 mtr 2 | GC Polisher No 1 | B | 0190E002 | 2019-01-11 | 2014-12-10 | PHSANTANJO
0190-032-322 | 420176 | 0190-COF-GCO-CND-POLSHR01 | PM03 | 305 | 2Y Elec Mtr Serv GC Polisher 1 mtr 1 | GC Polisher No 1 | B | 0190E002 | 2019-01-11 | 2014-12-10 | PHSANTANJO
0190-032-321 | 420176 | 0190-COF-GCO-CND-SVALVE02 | PM03 | 305 | 156W Elec Mtr Serv GC SV2 From Polisher | GC Starvalve No 2 To Polisher | C | 0190E002 | 2018-12-04 | 2014-12-10 | PHSANTANJO
0190-032-320 | 420176 | 0190-COF-GCO-CND-SVALVE01 | PM03 | 305 | 156W Elec Mtr Serv GC SV1 From Destoner | GC Starvalve No 1 From Destoner | C | 0190E002 | 2018-12-04 | 2014-12-10 | PHSANTANJO
0190-032-319 | 420176 | 0190-COF-GCO-CND-BLOWER04 | PM03 | 305 | 156W Elec Mtr Serv GC Blower 4 | GC Blower No 4 | C | 0190E002 | 2018-12-04 | 2014-12-10 | PHSANTANJO
0190-032-318 | 420176 | 0190-COF-GCO-CND-BLOWER03 | PM03 | 305 | 156W Elec Mtr Serv GC Blower 3 | GC Blower No 3 | C | 0190E001 | 2018-12-04 | 2014-12-10 | PHSANTANJO
0190-032-317 | 420176 | 0190-COF-GCO-AUX-BLOWER01 | PM03 | 305 | 156W Elec Mtr Serv GC Blower 2 | GC Blower No 2 | B | 0190E002 | 2018-12-04 | 2014-12-10 | PHSANTANJO
0190-032-316 | 420176 | 0190-COF-GCO-CND-BLOWER01 | PM03 | 305 | 156W Elec Mtr Serv GC Blower 1 | GC Blower Transport to Roasting | C | 0190E002 | 2018-12-04 | 2014-12-10 | PHSANTANJO
0190-032-315 | 420176 | 0190-COF-GCO-CND-RMSPTR01 | PM03 | 305 | 156W Elec Mtr Serv GC Rotary Magnet Sep | GC Rotary Magnetic Separator | C | 0190E002 | 2018-12-04 | 2014-12-10 | PHSANTANJO
0190-032-314 | 420176 | 0190-COF-GCO-CND-CLSPTR01 | PM03 | 305 | 156W Elec Mtr Serv GC Suction Sep 2 | GC Cleaning Separator | C | 0190E002 | 2018-12-04 | 2014-12-10 | PHSANTANJO
0190-032-313 | 420176 | 0190-COF-GCO-CND-DESTNR01 | PM03 | 305 | 156W Elec Mtr Serv GC Destoner Vibtr 2 | GC Destoner | B | 0190E002 | 2018-12-04 | 2014-12-10 | PHSANTANJO
0190-032-312 | 420176 | 0190-COF-GCO-CND-BGCLSR02 | PM03 | 305 | 156W Elec Mtr Serv GC Bag Closer Mach 2 | GC Bag Closer Machine No 2 | B | 0190E002 | 2018-12-04 | 2014-12-10 | PHSANTANJO
0190-032-311 | 420176 | 0190-COF-GCO-CND-BLTCVY01 | PM03 | 305 | 156W Elec Mtr Serv GC Weigh Silo1 Conv1 | GC Belt Conveyor No 1 | C | 0190E002 | 2018-12-04 | 2014-12-10 | PHSANTANJO
0190-032-310 | 420176 | 0190-COF-GCO-AUX-SVALVE01 | PM03 | 305 | 156W Elec Mtr Serv GC SV1/ChaffAirlock1 | GC Starvalve No 3 From Airjet No 2 | B | 0190E002 | 2018-12-04 | 2014-12-10 | PHSANTANJO
0190-032-309 | 420176 | 0190-COF-GCO-AUX-SVALVE01 | PM03 | 305 | 156W Elec Mtr Serv GC SV2/ChaffAirlock2 | GC Starvalve No 3 From Airjet No 2 | B | 0190E002 | 2018-12-04 | 2014-12-10 | PHSANTANJO
0190-032-308 | 420176 | 0190-COF-GCO-CND-SCRCVY01 | PM03 | 305 | 2Y Elec Mtr Serv GC Screw Conveyor 1 | GC Screw Conveyor No 1 Tipping | B | 0190E002 | 2019-01-11 | 2014-12-10 | PHSANTANJO
0190-032-307 | 402244 | 0190-COF-PRO-E54-COLFAN01 | PM03 | 305 | 156W Mtr Bearing Rep E54 Cooling Blower | E54 Cooling Fan 01 | A | 0190E002 | 2021-03-19 | 2014-10-02 | PHILAGANAN
0190-032-306 | 402244 | 0190-COF-PRO-E45-FAN01 | PM03 | 305 | 156W Mtr Bearing Rep E45 Cooling Blower | E45 Cooling Fan | A | 0190E002 | 2021-03-19 | 2014-10-02 | PHILAGANAN
0190-032-305 | 402244 | 0190-COF-PRO-RST-ROASTR03-COLDCTRCLN | PM03 | 305 | 156W Mtr Bearing Rep R3 Cold Centriclone | R3 Cold Centriclone | C | 0190E001 | 2018-12-04 | 2013-06-27 | PHSANTANJO
0190-032-304 | 402244 | 0190-COF-PRO-RST-ROASTR03-HOTCTRCLN | PM03 | 305 | 156W Mtr Bearing Rep R3 Hot Centriclone | R3 Hot Centriclone | C | 0190E001 | 2018-12-04 | 2013-06-27 | PHSANTANJO
0190-032-303 | 402244 | 0190-COF-PRO-RST-ROASTR03 | PM03 | 305 | 156W Mtr Bearing Rep R3 Cylinder Motor | Roaster No 3 | A | 0190E001 | 2021-03-19 | 2013-06-27 | PHILAGANAN
0190-032-302 | 402244 | 0190-COF-PRO-RST-ROASTR03 | PM03 | 305 | 156W Mtr Bearing Rep R3 Burner Mtr | Roaster No 3 | A | 0190E001 | 2021-03-19 | 2013-06-27 | PHILAGANAN
0190-032-301 | 402244 | 0190-COF-PRO-RST-ROASTR03-HDRTNK03 | PM03 | 305 | 156W Mtr Bearing Rep R3 HydTank Pump Mtr | R3 Hydrophore Tank | A | 0190E001 | 2021-03-19 | 2013-06-27 | PHILAGANAN
0190-032-300 | 402244 | 0190-COF-PRO-RST-ROASTR03-FAN12 | PM03 | 305 | 156W Mtr Bearing Rep R3 exhaust fan Mtr | R3 Exhaust Fan | B | 0190E001 | 2018-12-04 | 2013-06-27 | PHSANTANJO
0190-032-299 | 402244 | 0190-COF-PRO-RST-ROASTR03-FAN1306 | PM03 | 305 | 156W Mtr Bearing Rep R3 cooling fan Mtr | R3 Cooling Supply Fan | C | 0190E001 | 2018-12-04 | 2013-06-27 | PHSANTANJO
0190-032-298 | 402244 | 0190-COF-PRO-RST-TRNSPRT-STRVLV05 | PM03 | 305 | 156W Mtr BearingRep R4RC Trns2 SiloA1 SV | R4 RC Transport to Silo A1 Star Valve | B | 0190E001 | 2018-12-04 | 2013-04-18 | PHSANTANJO
0190-032-297 | 402244 | 0190-COF-PRO-RST-ROASTR04-COLDCTRCLN | PM03 | 305 | 156W Mtr Bearing Rep R4 Cold Centriclone | Roaster No 4 Cold Centriclone | C | 0190E001 | 2020-11-12 | 2013-04-18 | PHDAVODAMA
0190-032-296 | 402244 | 0190-COF-PRO-RST-ROASTR04-HOTCTRCLN | PM03 | 305 | 156W Mtr Bearing Rep R4 Hot Centriclone | Roaster No 4 Hot Centriclone | C | 0190E001 | 2020-11-12 | 2013-04-18 | PHDAVODAMA
0190-032-295 | 402244 | 0190-COF-PRO-RST-ROASTR04-HDRTNK04 | PM03 | 305 | 156W Mtr Bearing Rep R4 HydTank Pump Mtr | Roaster No 4 Hydrophore Tank | A | 0190E001 | 2021-03-19 | 2013-04-18 | PHILAGANAN
0190-032-294 | 402244 | 0190-COF-PRO-RST-ROASTR04 | PM03 | 305 | 156W Mtr Bearing Rep R4 Cylinder Mtr | Roaster No 4 | A | 0190E001 | 2021-03-19 | 2013-04-18 | PHILAGANAN
0190-032-293 | 402244 | 0190-COF-PRO-RST-ROASTR04 | PM03 | 305 | 156W Mtr Bearing Rep R4 Burner Mtr | Roaster No 4 | A | 0190E001 | 2021-03-19 | 2013-04-18 | PHILAGANAN
0190-032-292 | 402244 | 0190-COF-PRO-RST-TRNSPRT-M12 | PM03 | 305 | 156W Mtr Bearing Rep RC TrnsToSiloA Blwr | RC Transport To Silo A Blower | B | 0190E001 | 2018-12-04 | 2013-04-18 | PHSANTANJO
0190-032-291 | 402244 | 0190-COF-PRO-RST-ROASTR04-FAN13 | PM03 | 305 | 156W Mtr Bearing Rep R4 Exhaust Fan | Roaster No 4 Exhaust Fan | B | 0190E001 | 2018-12-04 | 2013-04-18 | PHSANTANJO
0190-032-290 | 402244 | 0190-COF-PRO-RST-ROASTR04-FAN1306 | PM03 | 305 | 156W Mtr Bearing Rep R4 CoolerSupplyFan | Roaster No 4 Cooler Supply Fan | C | 0190E001 | 2018-12-04 | 2013-04-18 | PHSANTANJO
0190-032-289 | 402244 | 0190-COF-PRO-RST-ROASTR04-FAN1510 | PM03 | 305 | 156W Mtr Bearing Rep R4 CoolerExhaustFan | Roaster No 4 Cooler Exhaust Fan | C | 0190E001 | 2018-12-04 | 2013-04-18 | PHSANTANJO
0190-032-288 | 402244 | 0190-COF-PRO-A45-DSTANKS-DSTNKB01 | PM03 | 305 | 156W Mtr Bearing Rep Distillate Mixer 02 | P-ERA 45 Distillate Tank B | B | 0190E001 | 2019-07-19 | 2013-03-28 | PHSANTANJO
0190-032-287 | 402244 | 0190-COF-PRO-A45-DSTANKS-DSTNKA01 | PM03 | 305 | 156W Mtr Bearing Rep Distillate Mixer 01 | P-ERA 45 Distillate Tank A | B | 0190E001 | 2019-07-19 | 2013-03-28 | PHSANTANJO
0190-032-286 | 402244 | 0190-COF-PRO-RST-TRNSPRT-STRVLV07 | PM03 | 305 | 156W Mtr Bearing Rep RCTrnsprttoGrndr SV | RC Transport to Grinders Star Valve | B | 0190E001 | 2018-12-04 | 2013-03-25 | PHSANTANJO
0190-032-285 | 402244 | 0190-COF-PRO-RST-TRNSPRT-STRVLV06 | PM03 | 305 | 156W Mtr Bearing Rep Ds RCtoSilo B1B2 SV | Destoned RC to Silo B1B2 Star Valve | B | 0190E001 | 2018-12-04 | 2013-03-25 | PHSANTANJO
0190-032-284 | 402244 | 0190-COF-PRO-RST-TRNSPRT-STRVLV05 | PM03 | 305 | 156W Mtr Bearing Rep R4 RC to Silo A1 SV | R4 RC Transport to Silo A1 Star Valve | B | 0190E001 | 2018-12-04 | 2013-03-25 | PHSANTANJO
0190-032-283 | 402244 | 0190-COF-PRO-RST-TRNSPRT-STRVLV04 | PM03 | 305 | 156W Mtr Bearing Rep R3 RC to Silo A1 SV | R3 RC Transport to Silo A1 Star Valve | B | 0190E001 | 2018-12-04 | 2013-03-25 | PHSANTANJO
0190-032-282 | 402244 | 0190-COF-PRO-RST-TRNSPRT-STRVLV03 | PM03 | 305 | 156W Mtr Bearing Rep R1R2 RCtoSilo A1 SV | R1R2 RCTransport to Silo A1Star Valve | B | 0190E001 | 2018-12-04 | 2013-03-25 | PHSANTANJO
0190-032-281 | 402244 | 0190-COF-PRO-RST-TRNSPRT-STRVLV02 | PM03 | 305 | 156W Mtr Bearing Rep GCTransporttoRST SV | GCTransport to Roasters Star Valve | B | 0190E001 | 2018-12-04 | 2013-03-25 | PHSANTANJO
0190-032-280 | 402244 | 0190-COF-PRO-RST-TRNSPRT-STRVLV01 | PM03 | 305 | 156W Mtr Bearing Rep GC TippingtoSilo SV | GC Tipping to Silo Star Valve | B | 0190E001 | 2018-12-04 | 2013-03-25 | PHSANTANJO
0190-032-279 | 402244 | 0190-COF-PRO-RST-TRNSPRT-M27 | PM03 | 305 | 156W Mtr Bearing Rep Chaff Aspiration A | Chaff Aspiration A Blower | B | 0190E001 | 2018-12-04 | 2013-03-20 | PHSANTANJO
0190-032-278 | 402244 | 0190-COF-PRO-RST-TRNSPRT-M28 | PM03 | 305 | 156W Mtr Bearing Rep RCTransA DustAsprtn | RC Transport A Dust Aspiration Blower | B | 0190E001 | 2018-12-04 | 2013-03-20 | PHSANTANJO
0190-032-277 | 402244 | 0190-COF-PRO-RST-TRNSPRT-M21 | PM03 | 305 | 156W Mtr Bearing Rep Chaff Aspiration B | Chaff Aspiration B Blower | B | 0190E001 | 2018-12-04 | 2013-03-20 | PHSANTANJO
0190-032-276 | 402244 | 0190-COF-PRO-RST-TRNSPRT-M19 | PM03 | 305 | 156W Mtr Bearing Rep RCTransB DustAsprtn | RC Transport B Dust Aspiration Blower | B | 0190E001 | 2018-12-04 | 2013-03-20 | PHSANTANJO
0190-032-275 | 402244 | 0190-COF-PRO-RST-TRNSPRT-M14 | PM03 | 305 | 156W Mtr Bearing Rep RC Trans-Silo B1-B2 | RC Transport To Silo B1 & B2 Blower | B | 0190E001 | 2018-12-04 | 2013-03-20 | PHSANTANJO
0190-032-274 | 402244 | 0190-COF-PRO-RST-TRNSPRT-M12 | PM03 | 305 | 156W Mtr Bearing Rep RC TransprtToSiloA | RC Transport To Silo A Blower | B | 0190E001 | 2018-12-04 | 2013-03-20 | PHSANTANJO
0190-032-273 | 402244 | 0190-COF-PRO-RST-TRNSPRT-M09 | PM03 | 305 | 156W Mtr Bearing Rep RC SupplyToGrinder | RC Supply To Grinders Blower | B | 0190E001 | 2018-12-04 | 2013-03-20 | PHSANTANJO
0190-032-272 | 402244 | 0190-COF-PRO-RST-TRNSPRT-M07 | PM03 | 305 | 156W Mtr Bearing Rep. RC Storing Rst No4 | RC Storing Roaster No 4 Blower | B | 0190E001 | 2018-12-04 | 2013-03-20 | PHSANTANJO
0190-032-271 | 402244 | 0190-COF-PRO-RST-TRNSPRT-M05 | PM03 | 305 | 156W Mtr Bearing Rep. RCStoring Rst No3 | RC Storing Roaster No 3 Blower | B | 0190E001 | 2018-12-04 | 2013-03-20 | PHSANTANJO
0190-032-270 | 402244 | 0190-COF-PRO-RST-TRNSPRT-M03 | PM03 | 305 | 156W Mtr Bearing Rep. GCBlowerToRoaster | GC Blower To Roasters | B | 0190E001 | 2018-12-04 | 2013-03-20 | PHSANTANJO
0190-032-269 | 402244 | 0190-COF-PRO-RST-TRNSPRT-M01 | PM03 | 305 | 156W Mtr Bearing Rep. GC Tipping To Silo | GC Tipping Blower To Silo | B | 0190E001 | 2018-12-04 | 2013-03-20 | PHSANTANJO
0190-032-268 | 50646 | 0190-COF-GCO-CND-CLSPTR01 | PM03 | 305 | 156W GC Separator Mtr Inspection | GC Cleaning Separator | C | 0190E002 | 2021-03-15 | 2013-02-13 | PHDAVODAMA
0190-032-266 | 50646 | 0190-COF-PRO-EGA-ECOMXR01 | PM03 | 305 | 156W Mtr Servicing EGA Dist. Mixer01 | Egron Extract CO2 In Line Mixer | B | 0190E002 | 2018-12-04 | 2013-01-11 | PHSANTANJO
0190-032-266 | 50646 | 0190-COF-PRO-EGA-ECOMXR01 | PM03 | 305 | 156W Motor Servicing EGA Dist. Mixer02 | Egron Extract CO2 In Line Mixer | B | 0190E002 | 2018-12-04 | 2013-01-11 | PHSANTANJO
0190-032-265 | 50646 | 0190-COF-PRO-EGA-EGRTWR01 | PM03 | 305 | 156W Tower Knocking Device 3 Motor Serv | Egron Tower | A | 0190E002 | 2021-03-19 | 2013-01-11 | PHILAGANAN
0190-032-264 | 50646 | 0190-COF-PRO-EGA-EGRTWR01 | PM03 | 305 | 156W Tower Knocking Device 2 Motor Serv | Egron Tower | A | 0190E002 | 2021-03-19 | 2013-01-11 | PHILAGANAN
0190-032-263 | 50646 | 0190-COF-PRO-EGA-EGRTWR01 | PM03 | 305 | 156W Tower Knocking Device 1 Motor Serv | Egron Tower | A | 0190E002 | 2021-03-19 | 2013-01-11 | PHILAGANAN
0190-032-262 | 49715 | 0190-COF-PRO-EGA-BFFRSYSTM-BFRPMP01 | PM03 | 305 | 3M E45 Buffer Pump01 Servicing | Egron Buffer Pump | B | 0190E001 | 2020-11-17 | 2012-12-11 | PHDAVODAMA
0190-032-261 | 50646 | 0190-COF-PRO-EGA-EGRTWR01 | PM03 | 305 | 156W Tower Platforminch Motor Serv | Egron Tower | A | 0190E001 | 2021-03-19 | 2012-12-07 | PHILAGANAN
0190-032-260 | 50648 | 0190-COF-PRO-EGA-OVRDRVESYS-M74 | PM03 | 305 | 156W Overs Grinders Mtr Servicing | Overs Grinders | A | 0190E001 | 2021-03-19 | 2012-12-07 | PHILAGANAN
0190-032-259 | 50671 | 0190-COF-PRO-WFE-VPRCON-M06 | PM03 | 305 | 156W WFE Vpr Cnd Pump 01 Mtr Servicing | Vapor Condensate Pump | B | 0190E001 | 2018-12-04 | 2012-10-10 | PHSANTANJO
0190-032-258 | 50671 | 0190-COF-PRO-WFE-STMCON-M07 | PM03 | 305 | 156W WFE Stm Cnd Pump 01 Motor Servicing | WFE Steam Condensate Pump | B | 0190E001 | 2018-12-04 | 2012-10-10 | PHSANTANJO
0190-032-257 | 50646 | 0190-COF-PRO-EGA-CTIFDR-CTIFDR06 | PM03 | 305 | 156W CTI SILO screw feeder 6 Motor Serv | CTI Screwfeeder 06 | A | 0190E002 | 2021-03-19 | 2012-08-20 | PHILAGANAN
0190-032-256 | 50646 | 0190-COF-PRO-EGA-CTIFDR-CTIFDR05 | PM03 | 305 | 156W CTI SILO screw feeder 5 Motor Serv | CTI Screwfeeder 05 | A | 0190E002 | 2021-03-19 | 2012-08-20 | PHILAGANAN
0190-032-255 | 50646 | 0190-COF-PRO-EGA-CTIFDR-CTIFDR04 | PM03 | 305 | 156W CTI SILO screw feeder 4 Motor Serv | CTI Screwfeeder 04 | A | 0190E002 | 2021-03-19 | 2012-08-20 | PHILAGANAN
0190-032-254 | 50646 | 0190-COF-PRO-EGA-CTIFDR-CTIFDR03 | PM03 | 305 | 156W CTI SILO screw feeder 3 Motor Serv | CTI Screwfeeder 03 | A | 0190E002 | 2021-03-19 | 2012-08-20 | PHILAGANAN
0190-032-253 | 50646 | 0190-COF-PRO-EGA-CTIFDR-CTIFDR02 | PM03 | 305 | 156W CTI SILO screw feeder 2 Motor Serv | CTI Screwfeeder 02 | A | 0190E002 | 2021-03-19 | 2012-08-20 | PHILAGANAN
0190-032-252 | 50646 | 0190-COF-PRO-EGA-CTIFDR-CTIFDR01 | PM03 | 305 | 156W CTI SILO screw feeder 1 Motor Serv | CTI Screwfeeder 01 | A | 0190E002 | 2021-03-19 | 2012-08-20 | PHILAGANAN
0190-032-251 | 50646 | 0190-COF-PRO-EGA-SIFTER01 | PM03 | 305 | 156W Vibra Sifter Motor D Servicing | Egron Vibra Sifter | A | 0190E002 | 2021-03-19 | 2012-08-14 | PHILAGANAN
0190-032-250 | 50646 | 0190-COF-PRO-EGA-SIFTER01 | PM03 | 305 | 156W Vibra Sifter Motor C Servicing | Egron Vibra Sifter | A | 0190E002 | 2021-03-19 | 2012-08-14 | PHILAGANAN
0190-032-249 | 50646 | 0190-COF-PRO-EGA-SIFTER01 | PM03 | 305 | 156W Vibra Sifter Motor B Servicing | Egron Vibra Sifter | A | 0190E002 | 2021-03-19 | 2012-08-14 | PHILAGANAN
0190-032-248 | 50646 | 0190-COF-PRO-EGA-SIFTER01 | PM03 | 305 | 156W Vibra Sifter Motor A Servicing | Egron Vibra Sifter | A | 0190E002 | 2021-03-19 | 2012-08-14 | PHILAGANAN
0190-032-247 | 50648 | 0190-COF-PRO-EGA-FLDLFTSYS-M27 | PM03 | 305 | 156W Fluidlift Cooling Loop Mtr Servg | Fluidlift Cooling Pump | A | 0190E001 | 2021-03-19 | 2012-08-14 | PHILAGANAN
0190-032-246 | 50646 | 0190-COF-PRO-EGA-OVRDRVESYS-M75 | PM03 | 305 | 156W Overs Blower Motor Serv | Overs Blower | A | 0190E002 | 2021-03-19 | 2012-08-14 | PHILAGANAN
0190-032-245 | 50648 | 0190-COF-PRO-E54-HPWSHR01 | PM03 | 305 | 156W E54 HPW Pump Motor Servicing | E54 High Pressure Washer01 | A | 0190E001 | 2021-03-19 | 2012-08-14 | PHILAGANAN
0190-032-244 | 429012 | 0190-COF-PRO-FFE-PLCPNL01 | PM03 | 305 | 260W FFE Replace ControllogixController | FFE PLC Panel No 01 | B | 0190E002 | 2017-12-27 | 2012-07-12 | PHSANTANJO
0190-032-243 | 429012 | 0190-COF-PRO-WFE-WFEVAP01 | PM03 | 305 | 260W WFE Replace ControllogixController | Wipe Film Evaporator | A | 0190E002 | 2021-03-19 | 2012-07-12 | PHILAGANAN
0190-032-242 | 55408 | 0190-COF-PRO-RST-ROASTR02-FAN1306 | PM03 | 307 | 1M Cooler Exhst Fan Motor Inspection- R2 | R2 Cooler Exhaust Fan | C | 0190E001 | 2014-09-16 | 2012-07-12 | PHSANTANJO
0190-032-241 | 55408 | 0190-COF-PRO-RST-ROASTR02-FAN1510 | PM03 | 307 | 1M Cooler Supply Fan Motor Inspection-R2 | R2 Cooler Supply Fan | C | 0190E001 | 2014-09-16 | 2012-07-12 | PHSANTANJO
0190-032-240 | 55408 | 0190-COF-PRO-RST-ROASTR03-FAN1510 | PM03 | 307 | 1M Cooling Outlet Fan Mtr Inspection- R3 | R3 Cooling Outlet Air Fan | C | 0190E001 | 2014-09-16 | 2012-07-12 | PHSANTANJO
0190-032-239 | 55408 | 0190-COF-PRO-RST-ROASTR03-FAN1306 | PM03 | 307 | 1M Cooling Supply Fan Mtr Inspection-R3 | R3 Cooling Supply Fan | C | 0190E001 | 2014-09-16 | 2012-07-12 | PHSANTANJO
0190-032-238 | 55408 | 0190-COF-PRO-RST-ROASTR04-FAN1510 | PM03 | 307 | 1M Cooler Exhst Fan Motor Inspection- R4 | Roaster No 4 Cooler Exhaust Fan | C | 0190E001 | 2014-09-16 | 2012-07-12 | PHSANTANJO
0190-032-237 | 55408 | 0190-COF-PRO-RST-ROASTR04-FAN1306 | PM03 | 307 | 1M Cooler Supply Fan Motor Inspection-R4 | Roaster No 4 Cooler Supply Fan | C | 0190E001 | 2014-09-16 | 2012-07-12 | PHSANTANJO
0190-032-236 | 50646 | 0190-COF-GCO-CND-BKELTR04 | PM03 | 307 | 156W GCCD Bucket Elev04 Motor Inspection | GC Bucket Elevator No 4 | C | 0190E002 | 2021-03-15 | 2012-07-07 | PHDAVODAMA
0190-032-235 | 50646 | 0190-COF-GCO-CND-BKELTR01 | PM03 | 307 | 156W GCCD Bucket Elev01 Motor Inspection | GC Bucket Elevator No 1 | C | 0190E002 | 2021-03-15 | 2012-07-07 | PHDAVODAMA
0190-032-234 | 50646 | 0190-COF-GCO-CND-SVALVE02 | PM03 | 307 | 156W GCCD Starvalve02 Motor Inspection | GC Starvalve No 2 To Polisher | C | 0190E002 | 2021-03-15 | 2012-07-07 | PHDAVODAMA
0190-032-233 | 50646 | 0190-COF-GCO-CND-SVALVE01 | PM03 | 307 | 156W GCCD Starvalve01 Motor Inspection | GC Starvalve No 1 From Destoner | C | 0190E002 | 2021-03-15 | 2012-07-07 | PHDAVODAMA
0190-032-232 | 50646 | 0190-COF-GCO-CND-DESTNR01 | PM03 | 307 | 156W GCCD Destoner01 Motor Inspection | GC Destoner | B | 0190E002 | 2021-03-15 | 2012-07-07 | PHDAVODAMA
0190-032-231 | 50646 | 0190-COF-GCO-CND-POLSHR04 | PM03 | 307 | 52W GCCD Polisher04 Motor Inspectio | GC Polisher No 4 | B | 0190E001 | 2019-01-11 | 2012-07-07 | PHSANTANJO
0190-032-230 | 50646 | 0190-COF-GCO-CND-POLSHR03 | PM03 | 307 | 52W GCCD Polisher03 Motor Inspection | GC Polisher No 3 | B | 0190E001 | 2019-01-11 | 2012-07-07 | PHSANTANJO
0190-032-229 | 50646 | 0190-COF-GCO-CND-POLSHR02 | PM03 | 307 | 52W GCCD Polisher02 Motor Inspection | GC Polisher No 2 | B | 0190E001 | 2019-01-11 | 2012-07-07 | PHSANTANJO
0190-032-228 | 50646 | 0190-COF-GCO-CND-POLSHR01 | PM03 | 307 | 52W GCCD Polisher01 Motor Inspection | GC Polisher No 1 | B | 0190E001 | 2019-01-11 | 2012-07-07 | PHSANTANJO
0190-032-227 | 50646 | 0190-COF-GCO-CND-BLOWER04 | PM03 | 305 | 156W GCCD Blower04 Motor Inspection | GC Blower No 4 | C | 0190E001 | 2018-12-04 | 2012-07-07 | PHSANTANJO
0190-032-226 | 50646 | 0190-COF-GCO-CND-BLOWER03 | PM03 | 305 | 156W GCCD Blower03 Motor Inspection | GC Blower No 3 | C | 0190E002 | 2021-03-15 | 2012-07-07 | PHDAVODAMA
0190-032-225 | 56934 | 0190-COF-GCO-CND-BLOWER01 | PM03 | 305 | 3M GCCD Blower01 Motor Inspection | GC Blower Transport to Roasting | C | 0190E001 | 2016-01-13 | 2012-07-07 | PHSANTANJO
0190-032-224 | 55408 | 0190-COF-PRO-FFE-ERTTNK01 | PM03 | 307 | 1M Sealing Water Pump Motor Inspctn | FFE Evap Recirculation Treated Water Tan | C | 0190E001 | 2014-09-16 | 2012-05-26 | PHSANTANJO
0190-032-223 | 50649 | 0190-COF-PRO-EGA-BGHOUSESYS-BHSTRV02 | PM03 | 305 | 156W BH Star Valve Motor Servicing | Baghouse Starvalve | A | 0190E002 | 2021-03-19 | 2011-03-24 | PHILAGANAN
0190-032-222 | 50646 | 0190-COF-PRO-EGA-FLDLFTSYS-FLSTRV12 | PM03 | 305 | 156W Fluid Lift 2 Star Valve Motor Serv | Fluid Lift NUCON Star Valve 02 | A | 0190E002 | 2018-12-04 | 2011-03-24 | PHSANTANJO
0190-032-221 | 50646 | 0190-COF-PRO-EGA-FLDLFTSYS-FLSTRV11 | PM03 | 305 | 156W Fluid Lift 1 Star Valve Motor Serv | Fluid Lift NUCON Star Valve 01 | A | 0190E002 | 2018-12-04 | 2011-03-24 | PHSANTANJO
0190-032-220 | 50646 | 0190-COF-PRO-EGA-BLWR06-EDUCTORBLOWER02 | PM03 | 305 | 156W EDUCTOR BLOWER 2 Motor Serv | EDUCTOR Blower Assembly02 | A | 0190E002 | 2018-12-04 | 2011-03-24 | PHSANTANJO
0190-032-219 | 50646 | 0190-COF-PRO-EGA-M62 | PM03 | 305 | 156W Exhaust Air Fan 2 Motor Serv | Egron Exhaust Air Fan No 2 | A | 0190E002 | 2018-12-04 | 2011-03-24 | PHSANTANJO
0190-032-218 | 50646 | 0190-COF-PRO-EGA-FLDLFTSYS-M47 | PM03 | 305 | 3M Motor Servicing Fluid Lift Blower 02 | Blower Fluidlift No 2 | A | 0190E002 | 2019-01-11 | 2011-03-03 | PHSANTANJO
0190-032-217 | 50646 | 0190-COF-PRO-EGA-BLWR06-EDUCTORBLOWER02 | PM03 | 305 | 3M Motor Servicing Eductor blower02 | EDUCTOR Blower Assembly02 | A | 0190E001 | 2019-01-11 | 2011-03-03 | PHSANTANJO
0190-032-216 | 50646 | 0190-COF-PRO-EGA-M62 | PM03 | 305 | 3M Egron Exhaust Fan 02 Motor Servicing | Egron Exhaust Air Fan No 2 | A | 0190E002 | 2019-01-11 | 2011-03-03 | PHSANTANJO
0190-032-215 | 55408 | 0190-COF-PRO-EGA-OVRDRVESYS-M75 | PM03 | 307 | 1M Motor Inspection Overs Blower | Overs Blower | A | 0190E002 | 2014-09-16 | 2011-03-01 | PHSANTANJO
0190-032-214 | 45558 | 0190-COF-PRO-EGA-WTBTHSYSTM-M25 | PM03 | 305 | 52W WaterBath Condensate Supply Pmp Serv | Water Bath Condensate Pump | B | 0190E001 | 2020-03-19 | 2011-03-01 | PHDAVODAMA
0190-032-213 | 50646 | 0190-COF-PRO-E45-INTTNK01 | PM03 | 305 | 156W IntermediateTnk Agitator Motor Serv | IPTA Intermediate Tank | B | 0190E001 | 2019-07-19 | 2011-03-01 | PHSANTANJO
0190-032-212 | 55408 | 0190-COF-PRO-EGA-CTIFDR-CTIFDR06 | PM03 | 307 | 1M Motor Inspection CTI Screw Feeder06 | CTI Screwfeeder 06 | A | 0190E002 | 2014-09-16 | 2011-03-01 | PHSANTANJO
0190-032-211 | 55408 | 0190-COF-PRO-EGA-CTIFDR-CTIFDR05 | PM03 | 307 | 1M Motor Inspection CTI Screw Feeder05 | CTI Screwfeeder 05 | A | 0190E002 | 2014-09-16 | 2011-03-01 | PHSANTANJO
0190-032-210 | 55408 | 0190-COF-PRO-EGA-CTIFDR-CTIFDR04 | PM03 | 307 | 1M Motor Inspection CTI Screw Feeder04 | CTI Screwfeeder 04 | A | 0190E002 | 2014-09-16 | 2011-03-01 | PHSANTANJO
0190-032-209 | 55408 | 0190-COF-PRO-EGA-CTIFDR-CTIFDR03 | PM03 | 307 | 1M Motor Inspection CTI Screw Feeder03 | CTI Screwfeeder 03 | A | 0190E002 | 2014-09-16 | 2011-03-01 | PHSANTANJO
0190-032-208 | 55408 | 0190-COF-PRO-EGA-CTIFDR-CTIFDR02 | PM03 | 307 | 1M Motor Inspection CTI Screw Feeder02 | CTI Screwfeeder 02 | A | 0190E002 | 2014-09-16 | 2011-03-01 | PHSANTANJO
0190-032-207 | 55408 | 0190-COF-PRO-EGA-CTIFDR-CTIFDR01 | PM03 | 307 | 1M Motor Inspection CTI Screw Feeder01 | CTI Screwfeeder 01 | A | 0190E002 | 2014-09-16 | 2011-03-01 | PHSANTANJO
0190-032-206 | 55408 | 0190-COF-PRO-EGA-FLDLFTSYS-FLFDR02 | PM03 | 307 | 1M Motor Inspection FL Screwfeeder02 | Fluid Lift Screwfeeder 02 | A | 0190E002 | 2014-09-16 | 2011-03-01 | PHSANTANJO
0190-032-205 | 55408 | 0190-COF-PRO-EGA-FLDLFTSYS-FLFDR01 | PM03 | 307 | 1M Motor Inspection FL Screwfeeder01 | Fluid Lift Screwfeeder 01 | A | 0190E002 | 2014-09-16 | 2011-03-01 | PHSANTANJO
0190-032-204 | 55408 | 0190-COF-PRO-EGA-WTSCRBR-M63 | PM03 | 307 | 1M Motor Inspection Wet Scrubber Pump | Wet Scrubber Recirculation Pump | A | 0190E002 | 2014-09-16 | 2011-03-01 | PHSANTANJO
0190-032-203 | 55408 | 0190-COF-PRO-EGA-OVRDRVESYS-M74 | PM03 | 307 | 1M Motor Inspection Overs Grinder | Overs Grinders | A | 0190E002 | 2014-09-16 | 2011-03-01 | PHSANTANJO
0190-032-202 | 55408 | 0190-COF-PRO-EGA-STFPMP01 | PM03 | 307 | 1M Motor Inspection Egrn Stuffing Pump | Egron A Stuffing Pump 01 | A | 0190E002 | 2014-09-16 | 2011-03-01 | PHSANTANJO
0190-032-201 | 50646 | 0190-COF-PRO-EGA-FEDTNK01 | PM03 | 305 | 156W Distillate Feed Pump Motor Serv | Egron Feed Tank | B | 0190E002 | 2018-12-04 | 2011-03-01 | PHSANTANJO
0190-032-200 | 50646 | 0190-COF-PRO-EGA-EGRTWR01 | PM03 | 307 | 1Y EGA conveyor drive Motor Serv | Egron Tower | A | 0190E001 | 2016-06-24 | 2011-03-01 | PHSANTANJO
0190-032-199 | 55408 | 0190-COF-PRO-EGA-BGHOUSESYS-BHSTRV02 | PM03 | 307 | 1M Motor Inspection BH Starvalve | Baghouse Starvalve | A | 0190E002 | 2014-09-16 | 2011-03-01 | PHSANTANJO
0190-032-198 | 55408 | 0190-COF-PRO-EGA-FLDLFTSYS-FLSTRV12 | PM03 | 307 | 1M Motor Inspection FL Starvalve 02 | Fluid Lift NUCON Star Valve 02 | A | 0190E002 | 2014-09-16 | 2011-03-01 | PHSANTANJO
0190-032-197 | 55408 | 0190-COF-PRO-EGA-FLDLFTSYS-FLSTRV11 | PM03 | 307 | 1M Motor Inspection FL Starvalve 01 | Fluid Lift NUCON Star Valve 01 | A | 0190E002 | 2014-09-16 | 2011-03-01 | PHSANTANJO
0190-032-196 | 50646 | 0190-COF-PRO-EGA-SECFAN02 | PM03 | 305 | 156W Secondary Air Fan Motor Serv | Egron Secondary Air Fan | A | 0190E002 | 2018-12-04 | 2011-03-01 | PHSANTANJO
0190-032-195 | 50646 | 0190-COF-PRO-EGA-SPRTR2-EDUCTORASSY02 | PM03 | 305 | 156W Separator 2 Vibration 2 Motor Serv | Separator02 EDUCTOR Assembly02 | A | 0190E002 | 2018-12-04 | 2011-03-01 | PHSANTANJO
0190-032-194 | 50646 | 0190-COF-PRO-EGA-SPRTR2-EDUCTORASSY01 | PM03 | 305 | 156W Separator 2 Vibration 1 Motor Serv | Separator02 EDUCTOR Assembly01 | A | 0190E002 | 2018-12-04 | 2011-03-01 | PHSANTANJO
0190-032-193 | 55408 | 0190-COF-PRO-EGA-CTISYSTM-M65 | PM03 | 307 | 1M Motor Inspection CTI Exhst Fan | CTI Exhaust Fan | B | 0190E002 | 2014-09-16 | 2011-03-01 | PHSANTANJO
0190-032-192 | 50646 | 0190-COF-PRO-EGA-SPRTR1-EDUCTORASSY04 | PM03 | 305 | 156W Separator 1 Vibration 4 Motor Serv | Separator01 EDUCTOR Assembly04 | A | 0190E002 | 2018-12-04 | 2011-03-01 | PHSANTANJO
0190-032-191 | 55408 | 0190-COF-PRO-EGA-SCKRSYS-SCKRFN02 | PM03 | 307 | 1M Motor Inspection Egrn Sucker Fan 02 | Sucker System Fan No 2 | A | 0190E002 | 2014-09-16 | 2011-03-01 | PHSANTANJO
0190-032-190 | 55408 | 0190-COF-PRO-EGA-SCKRSYS-SCKRFN01 | PM03 | 307 | 1M Motor Inspection Egrn Sucker Fan 01 | Sucker System Fan No 1 | A | 0190E002 | 2014-09-16 | 2011-03-01 | PHSANTANJO
0190-032-189 | 50646 | 0190-COF-PRO-EGA-SPRTR1-EDUCTORASSY03 | PM03 | 305 | 156W Separator 1 Vibration 3 Motor Serv | Separator01 EDUCTOR Assembly03 | A | 0190E002 | 2021-03-19 | 2011-03-01 | PHILAGANAN
0190-032-188 | 50646 | 0190-COF-PRO-EGA-SPRTR1-EDUCTORASSY02 | PM03 | 305 | 156W Separator 1 Vibration 2 Motor Serv | Separator01 EDUCTOR Assembly02 | A | 0190E002 | 2018-12-04 | 2011-03-01 | PHSANTANJO
0190-032-187 | 50671 | 0190-COF-PRO-E54-IPTASYS-CONPMP02 | PM03 | 305 | 156W IPT Cndnste Pump Motor Servicing | IPTA Condensate Pump | B | 0190E002 | 2018-12-04 | 2011-02-08 | PHSANTANJO
0190-032-186 | 50671 | 0190-COF-PRO-E54-WTRHTRCNSYS-CONPMP01 | PM03 | 305 | 156W WH Cndnste Pump Motor Servicing | Water Heater Condensate Pump | B | 0190E002 | 2018-12-04 | 2011-02-08 | PHSANTANJO
0190-032-185 | 50646 | 0190-COF-PRO-FFE-THNLQTANK-PMP2M10 | PM03 | 305 | 52W Pump to Clfr 02 Motor Servicing | Pump to Clarifiers 02 M10 | A | 0190E002 | 2021-11-24 | 2011-02-08 | PHDAVODAMA
0190-032-184 | 50646 | 0190-COF-PRO-FFE-THNLQTANK-PMP1M10 | PM03 | 305 | 52W Pump to Clfr 01 Motor Servicing | Pump to Clarifiers 01 M10 | A | 0190E002 | 2021-11-24 | 2011-02-08 | PHDAVODAMA
0190-032-183 | 50646 | 0190-COF-PRO-E54-SLDPMP01 | PM03 | 305 | 156W GSE Sludge Pump Motor Servicing | GSE Sludge Transfer Pump | B | 0190E002 | 2018-12-04 | 2011-02-08 | PHSANTANJO
0190-032-182 | 50671 | 0190-COF-PRO-FFE-UTC-EXTPMP02 | PM03 | 305 | 52W Extract M10 Pump02 Motor Servicing | XtractTransfer Pump02 to 35cu.m.Tank_M13 | B | 0190E002 | 2021-11-24 | 2011-02-08 | PHDAVODAMA
0190-032-181 | 50646 | 0190-COF-PRO-FFE-UTC-EXTPMP01 | PM03 | 305 | 52W Extract M10 Pump01 Motor Servicing | XtractTransfer Pump01 to 35cu.m.Tank_M13 | B | 0190E002 | 2021-11-24 | 2011-02-08 | PHDAVODAMA
0190-032-180 | 55408 | 0190-COF-PRO-E54-IPTASYS-CONPMP02 | PM03 | 307 | 1M IPT Cndnste Pump Motor Inspection | IPTA Condensate Pump | B | 0190E002 | 2014-09-16 | 2011-02-05 | PHSANTANJO
0190-032-179 | 55408 | 0190-COF-PRO-E54-WTRHTRCNSYS-CONPMP01 | PM03 | 307 | 1M WH Cndnste Pump Motor Inspection | Water Heater Condensate Pump | B | 0190E002 | 2014-09-16 | 2011-02-05 | PHSANTANJO
0190-032-178 | 55408 | 0190-COF-PRO-FFE-THNLQTANK-PMP2M10 | PM03 | 307 | 1M Pump to Clfr 02 Motor Inspection | Pump to Clarifiers 02 M10 | A | 0190E002 | 2014-09-16 | 2011-02-05 | PHSANTANJO
0190-032-177 | 55408 | 0190-COF-PRO-FFE-THNLQTANK-PMP1M10 | PM03 | 307 | 1M Pump to Clfr 01 Motor Inspection | Pump to Clarifiers 01 M10 | A | 0190E002 | 2014-09-16 | 2011-02-05 | PHSANTANJO
0190-032-176 | 424104 | 0190-COF-PRO-E54-EXTCEL08 | PM03 | 305 | 4W E54C8 Universal Joint Retightening | Extraction Cell 54 No 8 | A | 0190E001 | 2018-11-06 | 2011-02-05 | PHSANTANJO
0190-032-175 | 424104 | 0190-COF-PRO-E54-EXTCEL07 | PM03 | 305 | 4W E54C7 Universal Joint Retightening | Extraction Cell 54 No 7 | A | 0190E001 | 2018-11-06 | 2011-02-05 | PHSANTANJO
0190-032-174 | 424104 | 0190-COF-PRO-E54-EXTCEL06 | PM03 | 305 | 4W E54C6 Universal Joint Retightening | Extraction Cell 54 No 6 | A | 0190E001 | 2018-11-06 | 2011-02-05 | PHSANTANJO
0190-032-173 | 50646 | 0190-COF-PRO-FFE-CTLTNK-SUPPMP02 | PM03 | 305 | 52W M11 FFE Supply Pump 02 Motor Serv | FFE Supply Pump02_M11 | B | 0190E002 | 2021-11-24 | 2011-02-08 | PHDAVODAMA
0190-032-172 | 50646 | 0190-COF-PRO-FFE-CTLTNK-SUPPMP01 | PM03 | 305 | 52W M11 FFE Supply Pump 01 Motor Serv | FFE Supply Pump01_M11 | B | 0190E002 | 2021-11-24 | 2011-02-08 | PHDAVODAMA
0190-032-171 | 50646 | 0190-COF-PRO-FFE-PRSTMCNDSTNK-CNDPMP01 | PM03 | 305 | 52W M57 Pre-Evap Stm Cnd Pump Mtr Serv. | Pre-Evap Condensate pump M57 | B | 0190E002 | 2021-11-24 | 2011-02-08 | PHDAVODAMA
0190-032-170 | 50671 | 0190-COF-PRO-FFE-FNRPMP04-FNRPMP04 | PM03 | 305 | 52W M61 Fnshr Vpr Cond Pump Motor Serv | FFE Finisher Vapor Condensate Pump | B | 0190E002 | 2021-11-24 | 2011-02-08 | PHDAVODAMA
0190-032-169 | 50646 | 0190-COF-PRO-FFE-FNSHRCLNDR-FNRPMP03 | PM03 | 305 | 52W M60 Fnshr Stm Cond Pump Motor Serv | FFE Finisher Steam Condensate Pump | B | 0190E002 | 2021-11-24 | 2011-02-08 | PHDAVODAMA
0190-032-168 | 50646 | 0190-COF-PRO-FFE-FNSHRCLNDR-FNRPMP01 | PM03 | 305 | 52W M59 Finisher Outlet Pump Motor Serv | FFE Finisher Outlet Pump01_Waukesha | C | 0190E002 | 2021-11-24 | 2011-02-08 | PHDAVODAMA
0190-032-167 | 50646 | 0190-COF-PRO-FFE-4FXSPTR-4EXPMP03 | PM03 | 305 | 52W FFE 4E Vpr Cond Pump Motor Servg | FFE 4thEffect Vapor Condensate Pump | B | 0190E002 | 2021-11-24 | 2011-02-08 | PHDAVODAMA
0190-032-166 | 50646 | 0190-COF-PRO-FFE-4BFXCLNDR-M56 | PM03 | 305 | 52W FFE 4B Pump Motor Servicing | FFE 4th Effect B Outlet Pump M56 | A | 0190E002 | 2021-11-24 | 2011-02-08 | PHDAVODAMA
0190-032-165 | 50646 | 0190-COF-PRO-FFE-4AFXCLNDR-M55 | PM03 | 305 | 52W FFE 4A Pump Motor Servicing | FFE 4th Effect A Outlet Pump M55 | A | 0190E002 | 2021-11-24 | 2011-02-08 | PHDAVODAMA
0190-032-164 | 50646 | 0190-COF-PRO-FFE-3FXCAL-M54 | PM03 | 305 | 52W M54 FFE 3E Pump Motor Servicing | FFE 3rd Effect Outlet Pump | A | 0190E002 | 2021-11-24 | 2011-02-08 | PHDAVODAMA
0190-032-163 | 50671 | 0190-COF-PRO-FFE-2BFXCAL-M53 | PM03 | 305 | 52W M53 FFE 2B Pump Motor Servicing | FFE 2B effect Calandria Outlet Pump M53 | A | 0190E002 | 2021-11-24 | 2011-02-08 | PHDAVODAMA
0190-032-162 | 50671 | 0190-COF-PRO-FFE-2AFXCAL-M52 | PM03 | 305 | 52W M52 FFE 2A Pump Motor Servicing | FFE 2A Effect Calandria Outlet Pump M52 | A | 0190E002 | 2021-11-24 | 2011-02-07 | PHDAVODAMA
0190-032-161 | 50646 | 0190-COF-PRO-FFE-1FXCAL-M51 | PM03 | 305 | 52W M51 FFE 1E Pump Motor Servicing | FFE 1st Efffect Outlet Pump head M51 | A | 0190E002 | 2021-11-24 | 2011-02-07 | PHDAVODAMA
0190-032-160 | 424104 | 0190-COF-PRO-E54-EXTCEL05 | PM03 | 305 | 4W E54C5 Universal Joint Retightening | Extraction Cell 54 No 5 | A | 0190E001 | 2018-11-06 | 2011-02-05 | PHSANTANJO
0190-032-159 | 424104 | 0190-COF-PRO-E54-EXTCEL04 | PM03 | 305 | 4W E54C4 Universal Joint Retightening | Extraction Cell 54 No 4 | A | 0190E001 | 2018-11-06 | 2011-02-05 | PHSANTANJO
0190-032-158 | 424104 | 0190-COF-PRO-E54-EXTCEL03 | PM03 | 305 | 4W E54C3 Universal Joint Retightening | Extraction Cell 54 No 3 | A | 0190E001 | 2018-11-06 | 2011-02-05 | PHSANTANJO
0190-032-157 | 424104 | 0190-COF-PRO-E54-EXTCEL02 | PM03 | 305 | 4W E54C2 Universal Joint Retightening | Extraction Cell 54 No 2 | A | 0190E001 | 2018-11-06 | 2011-02-05 | PHSANTANJO
0190-032-156 | 424104 | 0190-COF-PRO-E54-EXTCEL01 | PM03 | 305 | 4W E54C1 Universal Joint Retightening | Extraction Cell 54 No 1 | A | 0190E001 | 2018-11-06 | 2011-02-05 | PHSANTANJO
0190-032-155 | 424104 | 0190-COF-PRO-E45-EXTCEL08 | PM03 | 305 | 4W E45C8 Universal Joint Retightening | Extraction 45 Cell No 8 | A | 0190E001 | 2018-11-06 | 2011-02-05 | PHSANTANJO
0190-032-154 | 424104 | 0190-COF-PRO-E45-EXTCEL07 | PM03 | 305 | 4W E45C7 Universal Joint Retightening | Extraction 45 Cell No 7 | A | 0190E001 | 2018-11-06 | 2011-02-05 | PHSANTANJO
0190-032-153 | 424104 | 0190-COF-PRO-E45-EXTCEL06 | PM03 | 305 | 4W E45C6 Universal Joint Retightening | Extraction 45 Cell No 6 | A | 0190E001 | 2018-11-06 | 2011-02-05 | PHSANTANJO
0190-032-152 | 424104 | 0190-COF-PRO-E45-EXTCEL05 | PM03 | 305 | 4W E45C5 Universal Joint Retightening | Extraction 45 Cell No 5 | A | 0190E001 | 2018-11-06 | 2011-02-05 | PHSANTANJO
0190-032-151 | 424104 | 0190-COF-PRO-E45-EXTCEL04 | PM03 | 305 | 4W E45C4 Universal Joint Retightening | Extraction 45 Cell No 4 | A | 0190E001 | 2018-11-06 | 2011-02-05 | PHSANTANJO
0190-032-150 | 424104 | 0190-COF-PRO-E45-EXTCEL03 | PM03 | 305 | 4W E45C3 Universal Joint Retightening | Extraction 45 Cell No 3 | A | 0190E001 | 2018-11-06 | 2011-02-05 | PHSANTANJO
0190-032-149 | 424104 | 0190-COF-PRO-E45-EXTCEL02 | PM03 | 305 | 4W E45C2 Universal Joint Retightening | Extraction 45 Cell No 2 | A | 0190E001 | 2018-11-06 | 2011-02-05 | PHSANTANJO
0190-032-148 | 424104 | 0190-COF-PRO-E45-EXTCEL01 | PM03 | 305 | 4W E45C1 Universal Joint Retightening | Extraction 45 Cell No 1 | A | 0190E001 | 2018-11-06 | 2011-02-05 | PHSANTANJO
0190-032-147 | 50671 | 0190-COF-PRO-A54-ROWTNK-ROWPMP | PM03 | 305 | 156W RO Pump Motor Servicing - ERA 54 | P-ERA 54 RO-Water Booster Pump | B | 0190E002 | 2018-12-04 | 2011-01-29 | PHSANTANJO
0190-032-146 | 50646 | 0190-COF-PRO-A45-ROWTNK-ROWPMP | PM03 | 305 | 156W RO Pump Motor Servicing - ERA 45 | P-ERA 45 RO-Water Booster Pump | B | 0190E002 | 2019-07-19 | 2011-01-29 | PHSANTANJO
0190-032-145 | 50646 | 0190-COF-PRO-A54-ROWTNK-ROWPMP | PM03 | 307 | 3M RO Pump Motor Inspection-ERA 54 | P-ERA 54 RO-Water Booster Pump | B | 0190E002 | 2015-09-21 | 2011-01-29 | PHSANTANJO
0190-032-144 | 50646 | 0190-COF-PRO-A45-ROWTNK-ROWPMP | PM03 | 307 | 3M RO Pump Motor Inspection-ERA 45 | P-ERA 45 RO-Water Booster Pump | B | 0190E002 | 2019-01-11 | 2011-01-29 | PHSANTANJO
0190-032-143 | 50649 | 0190-COF-PRO-A54-STRCOLMN | PM03 | 305 | 156W SC Stirrer Motor Servicing - ERA54 | P-ERA 54 Stripping Column | B | 0190E002 | 2018-12-04 | 2011-01-27 | PHSANTANJO
0190-032-142 | 50649 | 0190-COF-PRO-A45-STRCOLMN | PM03 | 305 | 156W SC Stirrer Motor Servicing - ERA45 | P-ERA 45 Stripping Column | C | 0190E002 | 2019-07-19 | 2011-01-27 | PHSANTANJO
0190-032-141 | 50647 | 0190-COF-PRO-A54-STRCOLMN | PM03 | 305 | 3M SC Stirrer Motor Servicing - ERA54 | P-ERA 54 Stripping Column | B | 0190E002 | 2019-01-11 | 2011-01-27 | PHSANTANJO
0190-032-140 | 50647 | 0190-COF-PRO-A45-STRCOLMN | PM03 | 305 | 3M SC Stirrer Motor Servicing - ERA45 | P-ERA 45 Stripping Column | C | 0190E002 | 2019-01-11 | 2011-01-27 | PHSANTANJO
0190-032-139 | 50671 | 0190-COF-PRO-A54-SKDASMBLY02-LICOMP01 | PM03 | 305 | 156W Liquid Cmprssr Motor Servicing- E54 | P-ERA 54 Liquid Ring Compressor | A | 0190E002 | 2018-12-04 | 2011-01-27 | PHSANTANJO
0190-032-138 | 50646 | 0190-COF-PRO-A45-SKDASMBLY02-LICOMP01 | PM03 | 305 | 156W Liquid Cmprssr Motor Servg- E45 | P-ERA 45 Liquid Ring Compressor | A | 0190E002 | 2019-07-19 | 2011-01-27 | PHSANTANJO
0190-032-137 | 50646 | 0190-COF-PRO-A54-SKDASMBLY02-LICOMP01 | PM03 | 305 | 3M Liquid Cmprssr Motor Servicing- E54 | P-ERA 54 Liquid Ring Compressor | A | 0190E002 | 2019-01-11 | 2011-01-27 | PHSANTANJO
0190-032-136 | 50646 | 0190-COF-PRO-A45-SKDASMBLY02-LICOMP01 | PM03 | 305 | 3M Liquid Cmprssr Motor Servicing- E45 | P-ERA 45 Liquid Ring Compressor | A | 0190E002 | 2019-01-11 | 2011-01-27 | PHSANTANJO
0190-032-135 | 50649 | 0190-COF-PRO-A54-STRCOLMN-SCSCRW01 | PM03 | 305 | 156W Dschrge Scrwfdr Mtr Servicing ERA54 | P-ERA 54 Discharge Screw Conveyor | C | 0190E002 | 2018-12-04 | 2011-01-27 | PHSANTANJO
0190-032-134 | 50649 | 0190-COF-PRO-A54-CFRHPR01-CFSCRW01 | PM03 | 305 | 156W CFR Scrwfdr Motor Servicing ERA54 | P-ERA 54 Constant Feed Rate Screwfeeder | B | 0190E002 | 2018-12-04 | 2011-01-27 | PHSANTANJO
0190-032-133 | 50649 | 0190-COF-PRO-A45-STRCOLMN-SCSCRW01 | PM03 | 305 | 156W Dschrge Scrwfdr Mtr Servicing ERA45 | P-ERA 45 Discharge Screw Conveyor | C | 0190E002 | 2019-07-19 | 2011-01-27 | PHSANTANJO
0190-032-132 | 50649 | 0190-COF-PRO-A45-CFRHPR01-CFSCRW01 | PM03 | 305 | 156W CFR Scrwfdr Motor Servicing ERA45 | P-ERA 45 Constant Feed Rate Screwfeeder | B | 0190E002 | 2019-07-19 | 2011-01-27 | PHSANTANJO
0190-032-131 | 50647 | 0190-COF-PRO-A54-STRCOLMN-SCSCRW01 | PM03 | 305 | 3M Dschrge Scrwfdr Mtr Servicing ERA54 | P-ERA 54 Discharge Screw Conveyor | C | 0190E002 | 2019-01-11 | 2011-01-27 | PHSANTANJO
0190-032-130 | 50647 | 0190-COF-PRO-A54-CFRHPR01-CFSCRW01 | PM03 | 305 | 3M CFR Scrwfdr Motor Servicing ERA54 | P-ERA 54 Constant Feed Rate Screwfeeder | B | 0190E002 | 2019-01-11 | 2011-01-27 | PHSANTANJO
0190-032-129 | 50647 | 0190-COF-PRO-A45-STRCOLMN-SCSCRW01 | PM03 | 305 | 3M Dschrge Scrwfdr Mtr Servicing ERA45 | P-ERA 45 Discharge Screw Conveyor | C | 0190E002 | 2019-01-11 | 2011-01-27 | PHSANTANJO
0190-032-128 | 50646 | 0190-COF-PRO-A45-CFRHPR01-CFSCRW01 | PM03 | 305 | 156W CFR Scrwfdr Motor Servicing ERA45 | P-ERA 45 Constant Feed Rate Screwfeeder | B | 0190E002 | 2019-07-19 | 2011-01-27 | PHSANTANJO
0190-032-127 | 50646 | 0190-COF-PRO-RST-ROASTR04-HDRTNK04 | PM03 | 305 | 3M Hydrophore Motor Inspctn & Srvcng R4 | Roaster No 4 Hydrophore Tank | A | 0190E002 | 2019-01-11 | 2011-01-17 | PHSANTANJO
0190-032-126 | 50646 | 0190-COF-PRO-RST-ROASTR03-HDRTNK03 | PM03 | 305 | 3M Hydrophore Motor Inspctn & Srvcng R3 | R3 Hydrophore Tank | A | 0190E002 | 2019-01-11 | 2011-01-17 | PHSANTANJO
0190-032-125 | 50646 | 0190-COF-PRO-RST-ROASTR02-HDRTNK02 | PM03 | 305 | 3M Hydrophore Motor Inspctn & Srvcng R2 | R2 Hydrophore Tank | A | 0190E002 | 2019-01-11 | 2011-01-17 | PHSANTANJO
0190-032-124 | 50646 | 0190-COF-PRO-RST-ROASTR01-HDRTNK01 | PM03 | 305 | 3M Hydrophore Motor Inspctn & Srvcng R1 | R1 Hydrophore Tank | A | 0190E002 | 2019-01-11 | 2011-01-17 | PHSANTANJO
0190-032-123 | 50646 | 0190-COF-PRO-A54-STRCOLMN-SCSCRW01 | PM03 | 305 | 156W A45 DischargeScrewfeeder Motor Serv | P-ERA 54 Discharge Screw Conveyor | C | 0190E002 | 2018-12-04 | 2011-01-17 | PHSANTANJO
0190-032-122 | 50646 | 0190-COF-PRO-A54-CFRHPR01-CFSCRW01 | PM03 | 305 | 156W A45 Constant Rate Screw Motor Serv | P-ERA 54 Constant Feed Rate Screwfeeder | B | 0190E002 | 2018-12-04 | 2011-01-17 | PHSANTANJO
0190-032-121 | 50646 | 0190-COF-PRO-A45-GRNDRSYSTM03-FEEDR03 | PM03 | 305 | 156W ERA45 Grinder 03 Roll Motor Serv | P-ERA 45 Feeder Motor 03 | A | 0190E002 | 2021-03-19 | 2011-01-17 | PHILAGANAN
0190-032-120 | 50646 | 0190-COF-PRO-A45-GRNDRSYSTM02-FEEDR02 | PM03 | 305 | 156W ERA45 Grinder 02 Roll Motor Serv | P-ERA 45 Feeder Motor 02 | A | 0190E002 | 2021-03-19 | 2011-01-17 | PHILAGANAN
0190-032-119 | 50646 | 0190-COF-PRO-A45-GRNDRSYSTM01-FEEDR01 | PM03 | 305 | 156W ERA45 Grinder 01 Roll Motor Serv | P-ERA 45 Feeder Motor 01 | A | 0190E002 | 2021-03-19 | 2011-01-17 | PHILAGANAN
0190-032-118 | 50646 | 0190-COF-PRO-A45-GRNDRSYSTM03-FEEDR03 | PM03 | 305 | 156W ERA45 Grinder 03 Feeder Motor Serv | P-ERA 45 Feeder Motor 03 | A | 0190E002 | 2021-03-19 | 2011-01-17 | PHILAGANAN
0190-032-117 | 50646 | 0190-COF-PRO-A45-GRNDRSYSTM02-FEEDR02 | PM03 | 305 | 156W ERA45 Grinder 02 Feeder Motor Serv | P-ERA 45 Feeder Motor 02 | A | 0190E002 | 2021-03-19 | 2011-01-17 | PHILAGANAN
0190-032-116 | 50646 | 0190-COF-PRO-A45-GRNDRSYSTM01-FEEDR01 | PM03 | 305 | 156W ERA45 Grinder 01 Feeder Motor Serv | P-ERA 45 Feeder Motor 01 | A | 0190E002 | 2021-03-19 | 2011-01-17 | PHILAGANAN
0190-032-115 | 50646 | 0190-COF-PRO-A54-SKDASMBLY02-LICOMP01 | PM03 | 305 | 156W A45 Liquid Ring Compresr Motor Serv | P-ERA 54 Liquid Ring Compressor | A | 0190E002 | 2021-03-19 | 2011-01-17 | PHILAGANAN
0190-032-114 | 50646 | 0190-COF-PRO-A54-SKDASMBLY02-CIPPMP01 | PM03 | 305 | 156W ERA45 CIP Pump Motor Serv | P-ERA 54 CIP Pump | B | 0190E002 | 2018-12-04 | 2011-01-17 | PHSANTANJO
0190-032-113 | 50646 | 0190-COF-PRO-A54-PWPMP01 | PM03 | 305 | 156W A45 Prewet Stuffing Pump Motor Serv | P-ERA 54 Pre-Wet Stuffing Pump | C | 0190E002 | 2018-12-04 | 2011-01-17 | PHSANTANJO
0190-032-112 | 50646 | 0190-COF-PRO-A54-STRCOLMN | PM03 | 305 | 156W A45 Stripg ColumnAgitatr Motor Serv | P-ERA 54 Stripping Column | B | 0190E002 | 2018-12-04 | 2011-01-17 | PHSANTANJO
0190-032-111 | 50646 | 0190-COF-PRO-A54-XHSTFN-M2104_02 | PM03 | 305 | 156W ERA45 Exhaust Fan 2 Motor Serv | P-ERA 54 Exhaust Fan 21" | A | 0190E002 | 2021-03-19 | 2011-01-17 | PHILAGANAN
0190-032-110 | 50646 | 0190-COF-PRO-A54-SKDASMBLY02-DSPMP01 | PM03 | 305 | 156W ERA45 Distillate Pump Motor Serv | P-ERA 54 Distillate Withdrawal Pump | B | 0190E002 | 2018-12-04 | 2011-01-17 | PHSANTANJO
0190-032-109 | 50646 | 0190-COF-PRO-A54-XHSTFN-SUCFAN01 | PM03 | 305 | 156W ERA45 Exhaust Fan 4 Motor Serv | P-ERA 54 Suction Fan | A | 0190E002 | 2021-03-19 | 2011-01-10 | PHILAGANAN
0190-032-108 | 50646 | 0190-COF-PRO-A54-XHSTFN-M2104_01 | PM03 | 305 | 156W ERA45 Exhaust Fan 1 Motor Serv | P-ERA 54 Exhaust Fan 21" | A | 0190E002 | 2021-03-19 | 2011-01-10 | PHILAGANAN
0190-032-107 | 50646 | 0190-COF-PRO-A54-XHSTFN-M2104_03 | PM03 | 305 | 156W ERA45 Exhaust Fan 3 Motor Serv | P-ERA 54 Exhaust Fan 21" | A | 0190E002 | 2021-03-19 | 2011-01-10 | PHILAGANAN
0190-032-106 | 50646 | 0190-COF-PRO-A54-SKDASMBLY01-OILPMP01 | PM03 | 305 | 156W ERA45 Oil Pump Motor Serv | P-ERA 54 Oil Pump | B | 0190E002 | 2018-12-04 | 2011-01-10 | PHSANTANJO
0190-032-095 | 50646 | 0190-COF-PRO-RST-ROASTR04-FAN13 | PM03 | 305 | 156W Roaster4 Exhaust Fan Motor Servg | Roaster No 4 Exhaust Fan | B | 0190E002 | 2018-12-04 | 2011-01-11 | PHSANTANJO
0190-032-094 | 50646 | 0190-COF-PRO-RST-ROASTR03-FAN12 | PM03 | 305 | 156W Roaster3 Exhaust Fan Motor Servg | R3 Exhaust Fan | B | 0190E002 | 2018-12-04 | 2011-01-11 | PHSANTANJO
0190-032-093 | 50646 | 0190-COF-PRO-RST-ROASTR02-FAN11 | PM03 | 305 | 156W Roaster2 Exhaust Fan Motor Servg | R2 Exhaust Fan | B | 0190E002 | 2018-12-04 | 2011-01-11 | PHSANTANJO
0190-032-092 | 50671 | 0190-COF-PRO-RST-ROASTR01-FAN10 | PM03 | 305 | 156W Roaster1 Exhaust Fan Motor Servg | R1 Exhaust Fan | B | 0190E002 | 2018-12-04 | 2011-01-11 | PHSANTANJO
0190-032-091 | 50671 | 0190-COF-PRO-RST-TRNSPRT-M01 | PM03 | 305 | 156W GC Tipping Blower Motor Servicing | GC Tipping Blower To Silo | B | 0190E002 | 2018-12-04 | 2011-01-17 | PHSANTANJO
0190-032-090 | 50671 | 0190-COF-PRO-RST-TRNSPRT-M09 | PM03 | 305 | 156W RC to Grinders Blower Motor Servg | RC Supply To Grinders Blower | B | 0190E002 | 2018-12-04 | 2011-01-17 | PHSANTANJO
0190-032-089 | 50671 | 0190-COF-PRO-RST-TRNSPRT-M14 | PM03 | 305 | 156W RC to B1B2 Blower Motor Servicing | RC Transport To Silo B1 & B2 Blower | B | 0190E002 | 2018-12-04 | 2011-01-17 | PHSANTANJO
0190-032-088 | 50646 | 0190-COF-PRO-RST-TRNSPRT-M07 | PM03 | 305 | 156W R4 Storing Blower Motor Servicing | RC Storing Roaster No 4 Blower | B | 0190E002 | 2018-12-04 | 2011-01-17 | PHSANTANJO
0190-032-087 | 50671 | 0190-COF-PRO-RST-TRNSPRT-M05 | PM03 | 305 | 156W R3 Storing Blower Motor Servicing | RC Storing Roaster No 3 Blower | B | 0190E002 | 2018-12-04 | 2011-01-17 | PHSANTANJO
0190-032-086 | 50646 | 0190-COF-PRO-RST-TRNSPRT-M12 | PM03 | 305 | 156W RC to Silo A Blower Motor Servicing | RC Transport To Silo A Blower | B | 0190E002 | 2018-12-04 | 2011-01-17 | PHSANTANJO
0190-032-085 | 50671 | 0190-COF-PRO-RST-TRNSPRT-M03 | PM03 | 305 | 156W GC to Rstrs Blower Motor Servicing | GC Blower To Roasters | B | 0190E002 | 2018-12-04 | 2011-01-17 | PHSANTANJO
0190-032-084 | 50672 | 0190-COF-PRO-RST-TRNSPRT-STRVLV07 | PM03 | 305 | 156W RC Trnsprt to Grndrs SV Mtr Servg | RC Transport to Grinders Star Valve | B | 0190E002 | 2018-12-04 | 2011-01-17 | PHSANTANJO
0190-032-083 | 50672 | 0190-COF-PRO-RST-TRNSPRT-STRVLV06 | PM03 | 305 | 156W RC Trnsprt to B1B2 SV Motor Servg | Destoned RC to Silo B1B2 Star Valve | B | 0190E002 | 2018-12-04 | 2011-01-17 | PHSANTANJO
0190-032-082 | 50646 | 0190-COF-PRO-RST-TRNSPRT-STRVLV05 | PM03 | 305 | 156W R4 Trnsprt RC SV Motor Servicing | R4 RC Transport to Silo A1 Star Valve | B | 0190E002 | 2018-12-04 | 2011-01-17 | PHSANTANJO
0190-032-081 | 50672 | 0190-COF-PRO-RST-TRNSPRT-STRVLV04 | PM03 | 305 | 156W R3 Trnsprt RC SV Motor Servicing | R3 RC Transport to Silo A1 Star Valve | B | 0190E002 | 2018-12-04 | 2011-01-17 | PHSANTANJO
0190-032-080 | 50672 | 0190-COF-PRO-RST-TRNSPRT-STRVLV03 | PM03 | 305 | 156W R1R2 Trnsprt RC SV Motor Servicing | R1R2 RCTransport to Silo A1Star Valve | B | 0190E002 | 2018-12-04 | 2011-01-17 | PHSANTANJO
0190-032-079 | 50672 | 0190-COF-PRO-RST-TRNSPRT-STRVLV02 | PM03 | 305 | 156W GC Trnsprt to RSTR SV Motor Servg | GCTransport to Roasters Star Valve | B | 0190E002 | 2018-12-04 | 2011-01-17 | PHSANTANJO
0190-032-078 | 50672 | 0190-COF-PRO-RST-TRNSPRT-STRVLV01 | PM03 | 305 | 156W GC Tipping SV Motor Servicing | GC Tipping to Silo Star Valve | B | 0190E002 | 2018-12-04 | 2011-01-17 | PHSANTANJO
0190-032-077 | 50647 | 0190-COF-PRO-WFE-WFEVAP01 | PM03 | 305 | 156W WFE Motor Servicing | Wipe Film Evaporator | A | 0190E002 | 2021-03-19 | 2012-05-21 | PHILAGANAN
0190-032-076 | 419343 | 0190-COF-PRO-RST-ROASTR04 | PM03 | 305 | 156W R4 Cooler Pond Motor Servicing | Roaster No 4 | A | 0190E002 | 2021-03-19 | 2014-11-11 | PHILAGANAN
0190-032-075 | 419343 | 0190-COF-PRO-RST-ROASTR03 | PM03 | 305 | 156W R3 Cooler Pond Motor Servicing | Roaster No 3 | A | 0190E002 | 2021-03-19 | 2014-11-11 | PHILAGANAN
0190-032-074 | 419343 | 0190-COF-PRO-RST-ROASTR02 | PM03 | 305 | 156W R2 Cooler Pond Motor Servicing | Roaster No 2 | A | 0190E002 | 2021-03-19 | 2014-11-11 | PHILAGANAN
0190-032-073 | 419343 | 0190-COF-PRO-RST-ROASTR01 | PM03 | 305 | 156W R1 Cooler Pond Motor Servicing | Roaster No 1 | A | 0190E002 | 2021-03-19 | 2014-11-11 | PHILAGANAN
0190-032-072 | 50646 | 0190-COF-PRO-A45-XHSTFN-SUCFAN01 | PM03 | 305 | 156W ERA45 Suction Fan Motor Serv | P-ERA 45 Suction Fan | B | 0190E002 | 2019-07-19 | 2012-05-21 | PHSANTANJO
0190-032-071 | 50646 | 0190-COF-PRO-A45-SKDASMBLY02-LICOMP01 | PM03 | 305 | 156W Liquid Ring Compressor Motor Serv | P-ERA 45 Liquid Ring Compressor | A | 0190E002 | 2021-03-19 | 2012-05-21 | PHILAGANAN
0190-032-070 | 50646 | 0190-COF-PRO-A45-GRNDRSYSTM03-FEEDR03 | PM03 | 305 | 156W ERA45 Grinder3 Roll Motor Serv | P-ERA 45 Feeder Motor 03 | A | 0190E002 | 2021-03-19 | 2012-05-21 | PHILAGANAN
0190-032-069 | 50646 | 0190-COF-PRO-A45-GRNDRSYSTM02-FEEDR02 | PM03 | 305 | 156W ERA45 Grinder2 Roll Motor Serv | P-ERA 45 Feeder Motor 02 | A | 0190E002 | 2021-03-19 | 2012-05-21 | PHILAGANAN
0190-032-068 | 50646 | 0190-COF-PRO-EGA-STFPMP01 | PM03 | 305 | 156W Stuffing Pump Motor Serv | Egron A Stuffing Pump 01 | A | 0190E002 | 2021-03-19 | 2011-03-26 | PHILAGANAN
0190-032-067 | 50646 | 0190-COF-PRO-EGA-INJCTNFD-FEDPMP02 | PM03 | 305 | 156W EgronInjection FeedPump2 Motor Serv | Egron Injection Feed Pump No 2 | A | 0190E002 | 2018-12-04 | 2011-03-26 | PHSANTANJO
0190-032-066 | 50646 | 0190-COF-PRO-EGA-INJCTNFD-FEDPMP01 | PM03 | 305 | 156W EgronInjection FeedPump1 Motor Serv | Egron Injection Feed Pump No 1 | A | 0190E002 | 2018-12-04 | 2011-03-26 | PHSANTANJO
0190-032-065 | 50646 | 0190-COF-PRO-A45-GRNDRSYSTM01-FEEDR01 | PM03 | 305 | 156W ERA45 Grinder1 Roll Motor Serv | P-ERA 45 Feeder Motor 01 | A | 0190E002 | 2021-03-19 | 2011-03-26 | PHILAGANAN
0190-032-064 | 50646 | 0190-COF-PRO-A45-STRCOLMN-SCSCRW01 | PM03 | 305 | 156W Discharge Screw Feeder Motor Serv | P-ERA 45 Discharge Screw Conveyor | C | 0190E002 | 2019-07-19 | 2011-03-26 | PHSANTANJO
0190-032-063 | 50646 | 0190-COF-PRO-A45-SKDASMBLY02-CIPPMP01 | PM03 | 305 | 156W ERA45 CIP Pump Motor Serv | P-ERA 45 CIP Pump | B | 0190E002 | 2019-07-19 | 2011-03-26 | PHSANTANJO
0190-032-062 | 50646 | 0190-COF-PRO-A45-PWPMP01 | PM03 | 305 | 156W ERA45Prewet StuffingPump Motor Serv | P-ERA 45 Pre-Wet Stuffing Pump | C | 0190E002 | 2019-07-19 | 2011-03-24 | PHSANTANJO
0190-032-061 | 50646 | 0190-COF-PRO-A45-STRCOLMN | PM03 | 305 | 156W StrippingColumn Agitator Motor Serv | P-ERA 45 Stripping Column | C | 0190E002 | 2019-07-19 | 2011-03-24 | PHSANTANJO
0190-032-060 | 50646 | 0190-COF-PRO-A45-DSTANKS-DSTNKB01 | PM03 | 305 | 156W ERA45 Distillate (B) Motor Serv | P-ERA 45 Distillate Tank B | B | 0190E002 | 2019-07-19 | 2011-03-24 | PHSANTANJO
0190-032-059 | 50646 | 0190-COF-PRO-EGA-FLDLFTSYS-M46 | PM03 | 305 | 156W Fluid Lift Blower 1 Motor Serv | Blower Fluidlift No 1 | A | 0190E001 | 2018-12-04 | 2011-03-24 | PHSANTANJO
0190-032-058 | 50646 | 0190-COF-PRO-EGA-FLDLFTSYS-M47 | PM03 | 305 | 156W Fluid Lift Blower 2 Motor Serv | Blower Fluidlift No 2 | A | 0190E001 | 2018-12-04 | 2011-03-24 | PHSANTANJO
0190-032-057 | 50646 | 0190-COF-PRO-EGA-CTISYSTM-M65 | PM03 | 305 | 156W CTI Silo exhaust Blower Motor Serv | CTI Exhaust Fan | B | 0190E002 | 2018-12-04 | 2011-03-24 | PHSANTANJO
0190-032-056 | 50646 | 0190-COF-PRO-EGA-BGHOUSESYS-BHXFAN | PM03 | 305 | 156W BagFilter ExhaustBlower Motor Serv | Baghouse Exhaust Fan | A | 0190E002 | 2018-12-04 | 2011-03-24 | PHSANTANJO
0190-032-055 | 50646 | 0190-COF-PRO-EGA-BLWR06-EDUCTORBLOWER01 | PM03 | 305 | 156W EDUCTOR BLOWER 1 Motor Serv | EDUCTOR Blower Assembly01 | A | 0190E002 | 2018-12-04 | 2011-03-24 | PHSANTANJO
0190-032-054 | 50646 | 0190-COF-PRO-EGA-M61 | PM03 | 305 | 156W Exhaust Air Fan 1 Motor Serv | Egron Exhaust Air Fan No 1 | A | 0190E002 | 2018-12-04 | 2011-03-24 | PHSANTANJO
0190-032-053 | 50646 | 0190-COF-PRO-A45-DSTANKS-DSTNKA01 | PM03 | 305 | 156W ERA45 Distillate (A) Motor Serv | P-ERA 45 Distillate Tank A | B | 0190E002 | 2019-07-19 | 2011-03-03 | PHSANTANJO
0190-032-052 | 50646 | 0190-COF-PRO-A45-XHSTFN-M2104_02 | PM03 | 305 | 156W ERA45 Exhaust fan 2 Motor Serv | P-ERA 45 Exhaust Fan 15" | A | 0190E002 | 2021-03-19 | 2011-03-03 | PHILAGANAN
0190-032-051 | 50646 | 0190-COF-PRO-EGA-SPRTR2-EDUCTORASSY04 | PM03 | 305 | 156W Separator 2 Vibration 4 Motor Serv | Separator02 EDUCTOR Assembly04 | A | 0190E002 | 2018-12-04 | 2011-03-03 | PHSANTANJO
0190-032-050 | 50646 | 0190-COF-PRO-EGA-SPRTR1-EDUCTORASSY01 | PM03 | 305 | 156W Separator 1 Vibration 1 Motor Serv | Separator01 EDUCTOR Assembly01 | A | 0190E002 | 2018-12-04 | 2011-03-03 | PHSANTANJO
0190-032-049 | 50646 | 0190-COF-PRO-EGA-SPRTR2-EDUCTORASSY03 | PM03 | 305 | 156W Separator 2 Vibration 3 Motor Serv | Separator02 EDUCTOR Assembly03 | A | 0190E002 | 2021-03-19 | 2011-03-03 | PHILAGANAN
0190-032-048 | 50648 | 0190-COF-PRO-E45-SIRPMP01 | PM03 | 305 | 1Y E45SIR Pump01 Mtr Servicing | E45 SIR Pump 01 | B | 0190E001 | 2016-07-25 | 2010-07-05 | PHSANTANJO
0190-032-047 | 50648 | 0190-COF-PRO-E54-SIRPMP01 | PM03 | 305 | 156W E54SIR Pump01 Mtr Servicing | SIR Pump 01 | B | 0190E001 | 2018-12-04 | 2010-07-05 | PHSANTANJO
0190-032-046 | 50648 | 0190-COF-PRO-E54-ICEQP01 | PM03 | 305 | 156W E54 ICEQ Pump Mtr Servicing | ICEQ Pump 54 | A | 0190E001 | 2018-12-04 | 2010-07-05 | PHSANTANJO
0190-032-045 | 50648 | 0190-COF-PRO-E45-ICEQP01 | PM03 | 305 | 156W E45 ICEQ Pump Mtr Servicing | ICEQ Pump 45 | A | 0190E001 | 2019-07-19 | 2010-07-05 | PHSANTANJO
0190-032-044 | 50648 | 0190-COF-PRO-E54-IPTPMP02 | PM03 | 305 | 156W E54 IPT Pump02 Mtr Servicing | IPTA Pump No 2 Extraction 54 | B | 0190E002 | 2021-03-17 | 2010-07-05 | PHDAVODAMA
0190-032-043 | 50648 | 0190-COF-PRO-E54-IPTPMP01 | PM03 | 305 | 156W E54 IPT Pump01 Mtr Servicing | IPTA Pump No 1 Extraction 54 | B | 0190E002 | 2021-03-17 | 2010-07-05 | PHDAVODAMA
0190-032-042 | 50648 | 0190-COF-PRO-E54-HPP02 | PM03 | 305 | 156W E54 HPP02 Mtr Servicing | Extraction 54 High Pressure Pump No 2 | A | 0190E001 | 2018-12-04 | 2010-07-05 | PHSANTANJO
0190-032-041 | 50648 | 0190-COF-PRO-E54-HPP01 | PM03 | 305 | 156W E54 HPP01 Mtr Servicing | Extraction 54 High Pressure Pump No 1 | B | 0190E001 | 2018-12-04 | 2010-07-05 | PHSANTANJO
0190-032-040 | 50648 | 0190-COF-PRO-E45-IPTPMPSYSTM-IPTPMP02 | PM03 | 305 | 156W E45 IPT Pump02 Mtr Servicing | IPTA Pump No 2 | A | 0190E001 | 2019-07-19 | 2010-07-05 | PHSANTANJO
0190-032-039 | 50648 | 0190-COF-PRO-E45-IPTPMPSYSTM-IPTPMP01 | PM03 | 305 | 156W E45 IPT Pump01 Mtr Servicing | IPTA Pump No 1 | B | 0190E001 | 2019-07-19 | 2010-07-05 | PHSANTANJO
0190-032-038 | 50648 | 0190-COF-PRO-E45-HPPSYSTM-HPP02 | PM03 | 305 | 156W E45 HPP02 Mtr Servicing | Extraction 45 High Pressure Pump No 2 | A | 0190E001 | 2020-03-19 | 2010-07-05 | PHDAVODAMA
0190-032-037 | 50648 | 0190-COF-PRO-E45-HPPSYSTM-HPP01 | PM03 | 305 | 156W E45 HPP01 Mtr Servicing | Extraction 45 High Pressure Pump No 1 | A | 0190E001 | 2020-03-19 | 2010-07-05 | PHDAVODAMA
0190-032-036 | 50646 | 0190-COF-PRO-E45-SIRPMP01 | PM03 | 305 | 1Y E45SIR Pump01 Mtr Servicing | E45 SIR Pump 01 | B | 0190E001 | 2016-07-25 | 2010-07-05 | PHSANTANJO
0190-032-035 | 50646 | 0190-COF-PRO-A45-CFRHPR01-CFSCRW01 | PM03 | 305 | 156W Constant RateFeederScrew Motor Serv | P-ERA 45 Constant Feed Rate Screwfeeder | B | 0190E002 | 2019-07-19 | 2010-07-05 | PHSANTANJO
0190-032-034 | 50646 | 0190-COF-PRO-A45-XHSTFN-M2104_04 | PM03 | 305 | 156W ERA45 Exhaustfan4 3rdFlr Motor Serv | P-ERA 45 Exhaust Fan 21" | A | 0190E002 | 2021-03-19 | 2010-07-05 | PHILAGANAN
0190-032-033 | 50646 | 0190-COF-PRO-E45-ICEQP01 | PM03 | 305 | 156W E45 ICEQ Pump Mtr Servicing | ICEQ Pump 45 | A | 0190E001 | 2019-07-19 | 2010-07-05 | PHSANTANJO
0190-032-032 | 50646 | 0190-COF-PRO-A45-XHSTFN-M2104_03 | PM03 | 305 | 156W ERA45 Exhaust fan3 Motor Serv | P-ERA 45 Exhaust Fan 21" | A | 0190E002 | 2021-03-19 | 2010-07-05 | PHILAGANAN
0190-032-031 | 50646 | 0190-COF-PRO-A45-XHSTFN-M2104_01 | PM03 | 305 | 156W ERA45 ExhaustFan1 2ndflr Motor Serv | P-ERA 45 Exhaust Fan 15" | A | 0190E002 | 2021-03-19 | 2010-07-05 | PHILAGANAN
0190-032-030 | 50646 | 0190-COF-PRO-A45-SKDASMBLY02-DSPMP01 | PM03 | 305 | 156W ERA45 Distillate Pump Motor Serv | P-ERA 45 Distillate Withdrawal Pump | B | 0190E002 | 2019-07-19 | 2010-07-05 | PHSANTANJO
0190-032-029 | 50646 | 0190-COF-PRO-A45-GRNDRSYSTM03-FEEDR03 | PM03 | 305 | 156W ERA45 Grinder 03 Feeder Motor Serv | P-ERA 45 Feeder Motor 03 | A | 0190E002 | 2021-03-19 | 2010-07-05 | PHILAGANAN
0190-032-028 | 50646 | 0190-COF-PRO-E45-IPTPMPSYSTM-IPTPMP02 | PM03 | 305 | 156W E45 IPT Pump02 Mtr Servicing | IPTA Pump No 2 | A | 0190E001 | 2019-07-19 | 2010-07-05 | PHSANTANJO
0190-032-027 | 50646 | 0190-COF-PRO-A45-GRNDRSYSTM02-FEEDR02 | PM03 | 305 | 156W ERA45 Grinder 02 Feeder Motor Serv | P-ERA 45 Feeder Motor 02 | A | 0190E002 | 2021-03-19 | 2010-07-05 | PHILAGANAN
0190-032-026 | 50646 | 0190-COF-PRO-A45-GRNDRSYSTM01-FEEDR01 | PM03 | 305 | 156W ERA45 Grinder 01 Feeder Motor Serv | P-ERA 45 Feeder Motor 01 | A | 0190E002 | 2021-03-19 | 2010-07-05 | PHILAGANAN
0190-032-025 | 50646 | 0190-COF-PRO-E45-HPPSYSTM-HPP01 | PM03 | 305 | 156W E45 HPP01 Mtr Servicing | Extraction 45 High Pressure Pump No 1 | A | 0190E001 | 2019-10-30 | 2010-07-05 | PHSANTANJO
0190-032-022 | 419343 | 0190-COF-PRO-RST-ROASTR04 | PM03 | 305 | 156W R4 Drum Drive Mtr Servicing | Roaster No 4 | A | 0190E002 | 2021-03-19 | 2014-11-11 | PHILAGANAN
0190-032-021 | 419343 | 0190-COF-PRO-RST-ROASTR03 | PM03 | 305 | 156W R3 Drum Drive Mtr Servicing | Roaster No 3 | A | 0190E002 | 2021-03-19 | 2014-11-11 | PHILAGANAN
0190-032-020 | 419343 | 0190-COF-PRO-RST-ROASTR02 | PM03 | 305 | 156W R2 Drum Drive Mtr Servicing | Roaster No 2 | A | 0190E002 | 2021-03-19 | 2014-11-11 | PHILAGANAN
0190-032-019 | 419343 | 0190-COF-PRO-RST-ROASTR01 | PM03 | 305 | 156W R1 Drum Drive Mtr Servicing | Roaster No 1 | A | 0190E002 | 2021-03-19 | 2014-11-11 | PHILAGANAN
0190-032-018 | 50729 | 0190-COF-PRO-FFE-CLARIF06 | PM03 | 305 | 3M Motor Servicing- Clarifier 06 | FFE Centrifuge Clarifier No 6 | B | 0190E001 | 2019-01-11 | 2010-07-05 | PHSANTANJO
0190-032-017 | 50729 | 0190-COF-PRO-FFE-CLARIF05 | PM03 | 305 | 3M Motor Servicing- Clarifier 05 | FFE Centrifuge Clarifier No 5 | B | 0190E001 | 2019-01-11 | 2010-07-05 | PHSANTANJO
0190-032-016 | 50729 | 0190-COF-PRO-FFE-CLARIF04 | PM03 | 305 | 3M Motor Servicing- Clarifier 04 | FFE Centrifuge Clarifier No 4 | B | 0190E001 | 2019-01-11 | 2010-07-05 | PHSANTANJO
0190-032-015 | 50729 | 0190-COF-PRO-FFE-CLARIF03 | PM03 | 305 | 3M Motor Servicing- Clarifier 03 | FFE Centrifuge Clarifier No 3 | B | 0190E001 | 2019-01-11 | 2010-07-05 | PHSANTANJO
0190-032-014 | 50729 | 0190-COF-PRO-FFE-CLARIF02 | PM03 | 305 | 3M Motor Servicing- Clarifier 02 | FFE Centrifuge Clarifier No 2 | B | 0190E001 | 2019-01-11 | 2010-07-05 | PHSANTANJO
0190-032-013 | 50729 | 0190-COF-PRO-FFE-CLARIF01 | PM03 | 305 | 3M Motor Servicing- Clarifier 01 | FFE Centrifuge Clarifier No 1 | B | 0190E001 | 2019-01-11 | 2010-07-05 | PHSANTANJO
0190-032-012 | 50648 | 0190-COF-PRO-A54-GRNDRSYSTM03-FEEDR03 | PM03 | 305 | 156W ERA 54 Grinder 03 Mtr Servicing | P-ERA 54 Feeder Motor 03 | A | 0190E002 | 2018-12-04 | 2010-08-04 | PHSANTANJO
0190-032-011 | 50648 | 0190-COF-PRO-A54-GRNDRSYSTM02-FEEDR02 | PM03 | 305 | 156W ERA 54 Grinder 02 Mtr Servicing | P-ERA 54 Feeder Motor 02 | A | 0190E001 | 2018-12-04 | 2010-08-04 | PHSANTANJO
0190-032-010 | 50648 | 0190-COF-PRO-A54-GRNDRSYSTM01-FEEDR01 | PM03 | 305 | 156W ERA 54 Grinder 01 Mtr Servicing | P-ERA 54 Feeder Motor 01 | A | 0190E002 | 2018-12-04 | 2010-08-04 | PHSANTANJO
0190-032-009 | 50648 | 0190-COF-PRO-A45-GRNDRSYSTM03-FEEDR03 | PM03 | 305 | 156W ERA 45 Grinder 03 Mtr Servicing | P-ERA 45 Feeder Motor 03 | A | 0190E002 | 2019-07-19 | 2010-08-04 | PHSANTANJO
0190-032-008 | 50648 | 0190-COF-PRO-A45-GRNDRSYSTM02-FEEDR02 | PM03 | 305 | 156W ERA 45 Grinder 02 Mtr Servicing | P-ERA 45 Feeder Motor 02 | A | 0190E002 | 2019-07-19 | 2010-08-04 | PHSANTANJO
0190-032-007 | 50648 | 0190-COF-PRO-A45-GRNDRSYSTM01-FEEDR01 | PM03 | 305 | 156W ERA 45 Grinder 01 Mtr Servicing | P-ERA 45 Feeder Motor 01 | A | 0190E002 | 2019-07-19 | 2010-08-04 | PHSANTANJO
0190-032-006 | 50646 | 0190-COF-PRO-A54-GRNDRSYSTM03-FEEDR03 | PM03 | 305 | 156W ERA 54 Grinder 03 Mtr Servicing | P-ERA 54 Feeder Motor 03 | A | 0190E002 | 2018-12-04 | 2010-08-04 | PHSANTANJO
0190-032-005 | 50646 | 0190-COF-PRO-A54-GRNDRSYSTM02-FEEDR02 | PM03 | 305 | 156W ERA 54 Grinder 02 Mtr Servicing | P-ERA 54 Feeder Motor 02 | A | 0190E002 | 2018-12-04 | 2010-08-04 | PHSANTANJO
0190-032-004 | 50646 | 0190-COF-PRO-A54-GRNDRSYSTM01-FEEDR01 | PM03 | 305 | 156W ERA 54 Grinder 01 Mtr Servicing | P-ERA 54 Feeder Motor 01 | A | 0190E002 | 2018-12-04 | 2010-08-04 | PHSANTANJO
0190-032-003 | 50646 | 0190-COF-PRO-A45-GRNDRSYSTM03-FEEDR03 | PM03 | 305 | 156W ERA 45 Grinder 03 Mtr Servicing | P-ERA 45 Feeder Motor 03 | A | 0190E002 | 2019-07-19 | 2010-08-04 | PHSANTANJO
0190-032-002 | 50646 | 0190-COF-PRO-A45-GRNDRSYSTM02-FEEDR02 | PM03 | 305 | 156W ERA 45 Grinder 02 Mtr Servicing | P-ERA 45 Feeder Motor 02 | A | 0190E002 | 2019-07-19 | 2010-08-04 | PHSANTANJO
0190-032-001 | 50646 | 0190-COF-PRO-A45-SKDASMBLY01-OILPMP01 | PM03 | 305 | 156W ERA45 Oil Pump Motor Serv | P-ERA 45 Oil Pump | B | 0190E002 | 2019-07-19 | 2010-08-04 | PHSANTANJO
0190-031-990 | 423350 | 0190-COF-PRO-E54-DISHED02-HYDCEL08 | PM03 | 305 | 3Y E54C8 ExpulsionHyd Cylinder Servicing | E54 Hydraulics System Cell 08 | A | 0190E002 | 2021-03-19 | 2015-04-07 | PHILAGANAN
0190-031-989 | 423350 | 0190-COF-PRO-E54-DISHED02-HYDCEL07 | PM03 | 305 | 3Y E54C7 ExpulsionHyd Cylinder Servicing | E54 Hydraulics System Cell 07 | A | 0190E002 | 2021-03-19 | 2015-04-07 | PHILAGANAN
0190-031-988 | 423350 | 0190-COF-PRO-E54-DISHED02-HYDCEL06 | PM03 | 305 | 3Y E54C6 ExpulsionHyd Cylinder Servicing | E54 Hydraulics System Cell 06 | A | 0190E002 | 2021-03-19 | 2015-04-07 | PHILAGANAN
0190-031-987 | 423350 | 0190-COF-PRO-E54-DISHED02-HYDCEL05 | PM03 | 305 | 3Y E54C5 ExpulsionHyd Cylinder Servicing | E54 Hydraulics System Cell 05 | A | 0190E002 | 2021-03-19 | 2015-04-07 | PHILAGANAN
0190-031-986 | 423350 | 0190-COF-PRO-E54-DISHED02-HYDCEL04 | PM03 | 305 | 3Y E54C4 ExpulsionHyd Cylinder Servicing | E54 Hydraulics System Cell 04 | A | 0190E002 | 2021-03-19 | 2015-04-07 | PHILAGANAN
0190-031-985 | 423350 | 0190-COF-PRO-E54-DISHED02-HYDCEL03 | PM03 | 305 | 3Y E54C3 ExpulsionHyd Cylinder Servicing | E54 Hydraulics System Cell 03 | A | 0190E002 | 2021-03-19 | 2015-04-07 | PHILAGANAN
0190-031-984 | 423350 | 0190-COF-PRO-E54-DISHED02-HYDCEL02 | PM03 | 305 | 3Y E54C2 ExpulsionHyd Cylinder Servicing | E54 Hydraulics System Cell 02 | A | 0190E002 | 2021-03-19 | 2015-04-07 | PHILAGANAN
0190-031-983 | 423350 | 0190-COF-PRO-E54-DISHED02-HYDCEL01 | PM03 | 305 | 3Y E54C1 ExpulsionHyd Cylinder Servicing | E54 Hydraulics System Cell 01 | A | 0190E002 | 2021-03-19 | 2015-04-07 | PHILAGANAN
0190-031-982 | 423350 | 0190-COF-PRO-E45-HYDSYSTM-HYDCEL08 | PM03 | 305 | 3Y E45C8 ExpulsionHyd Cylinder Servicing | E45 Hydraulics System Cell 08 | B | 0190E002 | 2019-07-10 | 2015-04-07 | PHSANTANJO
0190-031-981 | 423350 | 0190-COF-PRO-E45-HYDSYSTM-HYDCEL07 | PM03 | 305 | 3Y E45C7 ExpulsionHyd Cylinder Servicing | E45 Hydraulics System Cell 07 | A | 0190E002 | 2021-03-19 | 2015-04-07 | PHILAGANAN
0190-031-980 | 423350 | 0190-COF-PRO-E45-HYDSYSTM-HYDCEL06 | PM03 | 305 | 3Y E45C6 ExpulsionHyd Cylinder Servicing | E45 Hydraulics System Cell 06 | B | 0190E002 | 2019-07-10 | 2015-04-07 | PHSANTANJO
0190-031-979 | 423350 | 0190-COF-PRO-E45-HYDSYSTM-HYDCEL05 | PM03 | 305 | 3Y E45C5 ExpulsionHyd Cylinder Servicing | E45 Hydraulics System Cell 05 | B | 0190E002 | 2019-07-10 | 2015-04-07 | PHSANTANJO
0190-031-978 | 423350 | 0190-COF-PRO-E45-HYDSYSTM-HYDCEL04 | PM03 | 305 | 3Y E45C4 ExpulsionHyd Cylinder Servicing | E45 Hydraulics System Cell 04 | B | 0190E002 | 2019-07-10 | 2015-04-07 | PHSANTANJO
0190-031-977 | 423350 | 0190-COF-PRO-E45-HYDSYSTM-HYDCEL03 | PM03 | 305 | 3Y E45C3 ExpulsionHyd Cylinder Servicing | E45 Hydraulics System Cell 03 | B | 0190E002 | 2019-07-10 | 2015-04-07 | PHSANTANJO
0190-031-976 | 423350 | 0190-COF-PRO-E45-HYDSYSTM-HYDCEL02 | PM03 | 305 | 3Y E45C2 ExpulsionHyd Cylinder Servicing | E45 Hydraulics System Cell 02 | B | 0190E002 | 2019-07-18 | 2015-04-07 | PHSANTANJO
0190-031-975 | 423350 | 0190-COF-PRO-E45-HYDSYSTM-HYDCEL01 | PM03 | 305 | 3Y E45C1 ExpulsionHyd Cylinder Servicing | E45 Hydraulics System Cell 01 | B | 0190E002 | 2019-07-10 | 2015-04-07 | PHSANTANJO
0190-031-974 | 423348 | 0190-COF-PRO-E54-DISHED02-HYDCEL08 | PM03 | 305 | 3Y E54C8 Lockring Hyd Cylinder Servicing | E54 Hydraulics System Cell 08 | A | 0190E002 | 2021-03-19 | 2015-04-07 | PHILAGANAN
0190-031-973 | 423348 | 0190-COF-PRO-E54-DISHED02-HYDCEL07 | PM03 | 305 | 3Y E54C7 Lockring Hyd Cylinder Servicing | E54 Hydraulics System Cell 07 | A | 0190E002 | 2021-03-19 | 2015-04-07 | PHILAGANAN
0190-031-972 | 423348 | 0190-COF-PRO-E54-DISHED02-HYDCEL06 | PM03 | 305 | 3Y E54C6 Lockring Hyd Cylinder Servicing | E54 Hydraulics System Cell 06 | A | 0190E002 | 2021-03-19 | 2015-04-07 | PHILAGANAN
0190-031-971 | 423348 | 0190-COF-PRO-E54-DISHED02-HYDCEL05 | PM03 | 305 | 3Y E54C5 Lockring Hyd Cylinder Servicing | E54 Hydraulics System Cell 05 | A | 0190E002 | 2021-03-19 | 2015-04-07 | PHILAGANAN
0190-031-970 | 423348 | 0190-COF-PRO-E54-DISHED02-HYDCEL04 | PM03 | 305 | 3Y E54C4 Lockring Hyd Cylinder Servicing | E54 Hydraulics System Cell 04 | A | 0190E002 | 2021-03-19 | 2015-04-07 | PHILAGANAN
0190-031-969 | 423348 | 0190-COF-PRO-E54-DISHED02-HYDCEL03 | PM03 | 305 | 3Y E54C3 Lockring Hyd Cylinder Servicing | E54 Hydraulics System Cell 03 | A | 0190E002 | 2021-03-19 | 2015-04-07 | PHILAGANAN
0190-031-968 | 423348 | 0190-COF-PRO-E54-DISHED02-HYDCEL02 | PM03 | 305 | 3Y E54C2 Lockring Hyd Cylinder Servicing | E54 Hydraulics System Cell 02 | A | 0190E002 | 2021-03-19 | 2015-04-07 | PHILAGANAN
0190-031-967 | 423348 | 0190-COF-PRO-E54-DISHED02-HYDCEL01 | PM03 | 305 | 3Y E54C1 Lockring Hyd Cylinder Servicing | E54 Hydraulics System Cell 01 | A | 0190E002 | 2021-03-19 | 2015-04-07 | PHILAGANAN
0190-031-966 | 423348 | 0190-COF-PRO-E45-HYDSYSTM-HYDCEL08 | PM03 | 305 | 3Y E45C8 Lockring Hyd Cylinder Servicing | E45 Hydraulics System Cell 08 | B | 0190E002 | 2019-07-10 | 2015-04-07 | PHSANTANJO
0190-031-965 | 423348 | 0190-COF-PRO-E45-HYDSYSTM-HYDCEL07 | PM03 | 305 | 3Y E45C7 Lockring Hyd Cylinder Servicing | E45 Hydraulics System Cell 07 | A | 0190E002 | 2021-03-19 | 2015-04-07 | PHILAGANAN
0190-031-964 | 423348 | 0190-COF-PRO-E45-HYDSYSTM-HYDCEL06 | PM03 | 305 | 3Y E45C6 Lockring Hyd Cylinder Servicing | E45 Hydraulics System Cell 06 | B | 0190E002 | 2019-07-10 | 2015-04-07 | PHSANTANJO
0190-031-963 | 423348 | 0190-COF-PRO-E45-HYDSYSTM-HYDCEL05 | PM03 | 305 | 3Y E45C5 Lockring Hyd Cylinder Servicing | E45 Hydraulics System Cell 05 | B | 0190E002 | 2019-07-10 | 2015-04-07 | PHSANTANJO
0190-031-962 | 423348 | 0190-COF-PRO-E45-HYDSYSTM-HYDCEL04 | PM03 | 305 | 3Y E45C4 Lockring Hyd Cylinder Servicing | E45 Hydraulics System Cell 04 | B | 0190E002 | 2019-07-10 | 2015-04-07 | PHSANTANJO
0190-031-961 | 423348 | 0190-COF-PRO-E45-HYDSYSTM-HYDCEL03 | PM03 | 305 | 3Y E45C3 Lockring Hyd Cylinder Servicing | E45 Hydraulics System Cell 03 | B | 0190E002 | 2020-11-12 | 2015-04-07 | PHDAVODAMA
0190-031-960 | 423348 | 0190-COF-PRO-E45-HYDSYSTM-HYDCEL02 | PM03 | 305 | 3Y E45C2 Lockring Hyd Cylinder Servicing | E45 Hydraulics System Cell 02 | B | 0190E002 | 2019-07-10 | 2015-04-07 | PHSANTANJO
0190-031-959 | 423348 | 0190-COF-PRO-E45-HYDSYSTM-HYDCEL01 | PM03 | 305 | 3Y E45C1 Lockring Hyd Cylinder Servicing | E45 Hydraulics System Cell 01 | B | 0190E002 | 2019-07-18 | 2015-04-07 | PHSANTANJO
0190-031-958 | 421969 | 0190-COF-PRO-SHP-CMMN | PM03 | 305 | 3M UPS Servicing Coffee-EI Workshop UPS | Coffee Process Workshop Room | C | 0190E002 | 2020-12-08 | 2015-02-04 | PHDAVODAMA
0190-031-957 | 421969 | 0190-COF-PRO-SHP-CMMN | PM03 | 305 | 3M UPS Servicing Coffee-Supervisors UPS | Coffee Process Workshop Room | C | 0190E002 | 2017-11-23 | 2015-02-04 | PHSANTANJO
0190-031-956 | 421969 | 0190-COF-PRO-RST-ROASTR04-MCCPNL04 | PM03 | 305 | 3M UPS Servicing Roaster 4 Drum UPS | Roaster No 4 MCC Panel | B | 0190E002 | 2020-12-08 | 2015-02-04 | PHDAVODAMA
0190-031-955 | 421969 | 0190-COF-PRO-RST-ROASTR04-MCCPNL04 | PM03 | 305 | 3M UPS Servicing Roaster 4 Control UPS | Roaster No 4 MCC Panel | B | 0190E002 | 2020-12-08 | 2015-02-04 | PHDAVODAMA
0190-031-954 | 421969 | 0190-COF-PRO-RST-ROASTR03-MCCPNL03 | PM03 | 305 | 3M UPS Servicing Roaster 3 Drum UPS | R3 MCC Panel | B | 0190E002 | 2020-12-08 | 2015-02-04 | PHDAVODAMA
0190-031-953 | 421969 | 0190-COF-PRO-RST-ROASTR03-MCCPNL03 | PM03 | 305 | 3M UPS Servicing Roaster 3 Control UPS | R3 MCC Panel | B | 0190E002 | 2020-12-08 | 2015-02-04 | PHDAVODAMA
0190-031-952 | 421969 | 0190-COF-PRO-RST-ROASTR02-MCCPNL | PM03 | 305 | 3M UPS Servicing Roaster 2 Drum UPS | Roaster No 2 MCC Panel | B | 0190E002 | 2020-12-08 | 2015-02-04 | PHDAVODAMA
0190-031-951 | 421969 | 0190-COF-PRO-RST-ROASTR02-MCCPNL | PM03 | 305 | 3M UPS Servicing Roaster 2 Control UPS | Roaster No 2 MCC Panel | B | 0190E002 | 2020-12-08 | 2015-02-04 | PHDAVODAMA
0190-031-950 | 421969 | 0190-COF-PRO-RST-ROASTR01-MCCPNL01 | PM03 | 305 | 3M UPS Servicing Roaster 1 Drum UPS | R1 MCC Panel | B | 0190E002 | 2020-12-08 | 2015-02-04 | PHDAVODAMA
0190-031-949 | 421969 | 0190-COF-PRO-RST-ROASTR01-MCCPNL01 | PM03 | 305 | 3M UPS Servicing Roaster 1 Control UPS | R1 MCC Panel | B | 0190E002 | 2020-12-08 | 2015-02-04 | PHDAVODAMA
0190-031-948 | 421969 | 0190-COF-PRO-RST-TRNSPRT-MCCPNL06 | PM03 | 305 | 3M UPS Servng GC transport Control UPS | Coffee Transport MCC Panel | B | 0190E002 | 2020-12-08 | 2015-02-04 | PHDAVODAMA
0190-031-947 | 421969 | 0190-COF-GCO-CND-CTRPNL03 | PM03 | 305 | 3M UPS Servng Green Coffee/Canteen UPS | GC Control Panel Flling Drying | C | 0190E002 | 2020-12-08 | 2015-02-04 | PHDAVODAMA
0190-031-946 | 421969 | 0190-COF-GCO-CND-CTRPNL03 | PM03 | 307 | 3M UPS Servng Green MCC Room/ControlUPS | GC Control Panel Flling Drying | C | 0190E002 | 2021-11-26 | 2015-02-04 | PHDAVODAMA
0190-031-945 | 421969 | 0190-COF-PRO-E54-MCCPNL03 | PM03 | 305 | 3M UPS Servicing Clarifier Control UPS | Clarifier 2 MCC Panel | B | 0190E002 | 2020-12-08 | 2015-02-04 | PHDAVODAMA
0190-031-944 | 421969 | 0190-COF-PRO-FFE-MCCPNL01 | PM03 | 305 | 3M UPS Servicing FFE Control UPS | FFE Motor Control Center Panel 01 | B | 0190E002 | 2020-12-08 | 2015-02-04 | PHDAVODAMA
0190-031-943 | 421969 | 0190-COF-PRO-A54-AUXPNL01 | PM03 | 305 | 3M UPS Servicing ERA-54 Control UPS | P-ERA 54 Auxilliary Panel | B | 0190E002 | 2020-12-08 | 2015-02-04 | PHDAVODAMA
0190-031-942 | 421969 | 0190-COF-PRO-E54-PLCPNL01 | PM03 | 305 | 3M UPS Servicing E54 Control UPS | Extraction 54 PLC Panel | B | 0190E002 | 2020-12-08 | 2015-02-04 | PHDAVODAMA
0190-031-941 | 421969 | 0190-COF-PRO-WFE-MCC-MCCPNL01 | PM03 | 305 | 3M UPS Servicing WFE Control UPS | WFE MCC Panel | B | 0190E002 | 2020-12-08 | 2015-02-04 | PHDAVODAMA
0190-031-940 | 421969 | 0190-COF-PRO-E45-MCC-SW_PNL01 | PM03 | 305 | 3M UPS Servicing E45 Control UPS | E45 UPS Switch Panel | B | 0190E002 | 2020-12-08 | 2015-02-04 | PHDAVODAMA
0190-031-939 | 421969 | 0190-COF-PRO-A45-AUXPNL01 | PM03 | 305 | 3M UPS Servicing ERA-45 Control UPS | P-ERA 45 Auxilliary Panel | C | 0190E002 | 2020-12-08 | 2015-02-04 | PHDAVODAMA
0190-031-938 | 421969 | 0190-COF-PRO-EGA-EGRTWR01 | PM03 | 305 | 3M UPS Servng EGRON A Safety System UPS | Egron Tower | A | 0190E002 | 2020-12-08 | 2015-02-04 | PHDAVODAMA
0190-031-937 | 421969 | 0190-COF-PRO-EGA-EGRTWR01 | PM03 | 305 | 3M UPS Servicing EGRON A Control UPS | Egron Tower | A | 0190E002 | 2020-12-08 | 2015-02-04 | PHDAVODAMA
0190-031-936 | 421969 | 0190-COF-PRO-EGA-EGRTWR01 | PM03 | 305 | 3M UPS Servicing EGRON A | Egron Tower | A | 0190E002 | 2020-12-08 | 2015-02-04 | PHDAVODAMA
0190-031-935 | 415218 | 0190-COF-GCO-CND-CTRPNL01 | PM03 | 307 | 52W GCO PNL1 PLC/SLC/CLX PM&Data Backups | GC Switchboard Control Panel For Motors | C | 0190E002 | 2020-03-24 | 2014-05-20 | PHDAVODAMA
0190-031-935 | 415218 | 0190-COF-GCO-CND-CTRPNL02 | PM03 | 307 | 52W GCO PNL2 PLC/SLC/CLXPM&Data Backups1 | GC Control Panel For Compact Blower | C | 0190E001 | 2020-03-24 | 2014-05-20 | PHDAVODAMA
0190-031-935 | 415218 | 0190-COF-PRO-A45-AUXPNL01 | PM03 | 307 | 52W A45 AUXPNL1 PLC/SLC/CLXPM&DataBackup | P-ERA 45 Auxilliary Panel | C | 0190E002 | 2020-03-24 | 2014-05-20 | PHDAVODAMA
0190-031-935 | 415218 | 0190-COF-PRO-A45-CODPNL01 | PM03 | 307 | 52W A45 CODPNL1 PLC/SLC/CLXPM&DataBackup | P-ERA 45 CO Detection Control Panel | A | 0190E002 | 2020-03-24 | 2014-05-20 | PHDAVODAMA
0190-031-935 | 415218 | 0190-COF-PRO-A45-DSTPNL01 | PM03 | 307 | 1Y A45 DSTPNL1 PLC/SLC/CLX PM&DataBackup | P-ERA 45 Distillate Handling PLC Panel | B | 0190E002 | 2020-03-24 | 2014-05-20 | PHDAVODAMA
0190-031-935 | 415218 | 0190-COF-PRO-A45-GRNDRPNL | PM03 | 307 | 1Y A45 GRFPNL1 PLC/SLC/CLX PM&DataBackup | P-ERA 45 Grinder Electrical Panel | X | 0190E001 | 2021-11-30 | 2014-05-20 | PHSONUGAHA1
0190-031-935 | 415218 | 0190-COF-PRO-A45-INVHPR01-IHKPNL01 | PM03 | 307 | 1Y A45 IHKPNL1 PLC/SLC/CLX PM&DataBackup | P-ERA 45 Inv Hpr Knocker Control Panel | B | 0190E002 | 2020-03-24 | 2014-05-20 | PHDAVODAMA
0190-031-935 | 415218 | 0190-COF-PRO-A45-LITPNL01 | PM03 | 307 | 1Y A45 LITPNL1 PLC/SLC/CLX PM&DataBackup | P-ERA 45 Lighting Panel | B | 0190E002 | 2020-03-24 | 2014-05-20 | PHDAVODAMA
0190-031-935 | 415218 | 0190-COF-PRO-A45-SKDPNL01 | PM03 | 307 | 1Y A45 SKDPNL1 PLC/SLC/CLX PM&DataBackup | P-ERA 45 SKID 1 Electrical Field Panel | B | 0190E002 | 2020-03-24 | 2014-05-20 | PHDAVODAMA
0190-031-935 | 415218 | 0190-COF-PRO-A45-SKDPNL02 | PM03 | 307 | 1Y A45 SKDPNL2 PLC/SLC/CLX PM&DataBackup | P-ERA 45 SKID 2 Electrical Field Panel | B | 0190E002 | 2020-03-24 | 2014-05-20 | PHDAVODAMA
0190-031-935 | 415218 | 0190-COF-PRO-A45-XHPR01-DHKPNL01 | PM03 | 307 | 1Y A45 DHKPNL1 PLC/SLC/CLX PM&DataBackup | P-ERA45 Dschrg Hpr Knocker Control Panel | B | 0190E002 | 2020-03-24 | 2014-05-20 | PHDAVODAMA
0190-031-935 | 415218 | 0190-COF-PRO-A54-AUXPNL01 | PM03 | 307 | 1Y A54 AUXPNL1 PLC/SLC/CLX PM&DataBackup | P-ERA 54 Auxilliary Panel | B | 0190E002 | 2020-03-24 | 2014-05-20 | PHDAVODAMA
0190-031-935 | 415218 | 0190-COF-PRO-A54-GRFPNL01 | PM03 | 307 | 1Y A54 GRFPNL1 PLC/SLC/CLX PM&DataBackup | P-ERA 54 Grinders Main Filed Panel | B | 0190E002 | 2020-03-24 | 2014-05-20 | PHDAVODAMA
0190-031-935 | 415218 | 0190-COF-PRO-A54-INVHPR01-IHKPNL01 | PM03 | 307 | 1Y A54 IHKPNL1 PLC/SLC/CLX PM&DataBackup | P-ERA 54 Inv. Hpr Knocker Control Panel | B | 0190E002 | 2020-03-24 | 2014-05-20 | PHDAVODAMA
0190-031-935 | 415218 | 0190-COF-PRO-A54-LITPNL01 | PM03 | 307 | 1Y A54 LITPNL1 PLC/SLC/CLX PM&DataBackup | P-ERA 54 Lighting Panel | B | 0190E002 | 2020-03-24 | 2014-05-20 | PHDAVODAMA
0190-031-935 | 415218 | 0190-COF-PRO-A54-SKDPNL01 | PM03 | 307 | 1Y A54 SKDPNL1 PLC/SLC/CLX PM&DataBackup | P-ERA 54 SKID 1 Electrical Field Panel | B | 0190E002 | 2020-03-24 | 2014-05-20 | PHDAVODAMA
0190-031-935 | 415218 | 0190-COF-PRO-A54-SKDPNL02 | PM03 | 307 | 1Y A54 SKDPNL2 PLC/SLC/CLX PM&DataBackup | P-ERA 54 SKID 2 Electrical Field Panel | B | 0190E002 | 2020-03-24 | 2014-05-20 | PHDAVODAMA
0190-031-935 | 415218 | 0190-COF-PRO-A54-XHPR01-DHKPNL01 | PM03 | 307 | 1Y A54 DHKPNL1 PLC/SLC/CLX PM&DataBackup | P-ERA54 Dschrg Hpr Knocker Control Panel | B | 0190E002 | 2020-03-24 | 2014-05-20 | PHDAVODAMA
0190-031-935 | 415218 | 0190-COF-PRO-ARC-MCCPNL | PM03 | 307 | 52W MCCPNL PM&Data Backups | MAIN MCC PANEL | B | 0190E002 | 2020-03-24 | 2017-05-11 | PHDAVODAMA
0190-031-935 | 415218 | 0190-COF-PRO-ARC-MDPPNL01 | PM03 | 307 | 52W MDPPNL01 PM&Data Backups | Main MDP Panel | B | 0190E002 | 2020-03-24 | 2017-05-11 | PHDAVODAMA
0190-031-935 | 415218 | 0190-COF-PRO-ARC-RMTPNL01 | PM03 | 307 | 52W RMTPNL01 PM&Data Backups | Remote Panel 01 | B | 0190E002 | 2020-03-24 | 2017-05-11 | PHDAVODAMA
0190-031-935 | 415218 | 0190-COF-PRO-ARC-RMTPNL02 | PM03 | 307 | 52W RMTPNL02 PM&Data Backups | Remote Panel 02 | B | 0190E002 | 2020-03-24 | 2017-05-11 | PHDAVODAMA
0190-031-935 | 415218 | 0190-COF-PRO-ARC-RMTPNL03 | PM03 | 307 | 52W RMTPNL03 PM&Data Backups | Remote Panel 03 | B | 0190E002 | 2020-03-24 | 2017-05-11 | PHDAVODAMA
0190-031-935 | 415218 | 0190-COF-PRO-E45-HMIPNL01 | PM03 | 307 | 1Y E45 HMIPNL1 PLC/SLC/CLX PM&DataBackup | E45 HMI Control Panel | B | 0190E002 | 2020-03-24 | 2014-05-20 | PHDAVODAMA
0190-031-935 | 415218 | 0190-COF-PRO-E45-MCC-ACUPNL01 | PM03 | 307 | 1Y E45 ACUPNL1 PLC/SLC/CLX PM&DataBackup | E45 Air Condition Unit Panel | B | 0190E002 | 2020-03-24 | 2014-05-20 | PHDAVODAMA
0190-031-935 | 415218 | 0190-COF-PRO-E45-MCC-LANPNL01 | PM03 | 307 | 1Y E45 LANPNL1 PLC/SLC/CLX PM&DataBackup | E45 Process LAN Panel Board | B | 0190E002 | 2020-03-24 | 2014-05-20 | PHDAVODAMA
0190-031-935 | 415218 | 0190-COF-PRO-E45-MCC-LANPNL02 | PM03 | 307 | 1Y E45 LANPNL1 PLC/SLC/CLX PM&DataBackup | E45 Process LAN Hub Panel Board | B | 0190E002 | 2020-03-24 | 2014-05-20 | PHDAVODAMA
0190-031-935 | 415218 | 0190-COF-PRO-E45-MCC-LITPNL01 | PM03 | 307 | 1Y E45 LITPNL1 PLC/SLC/CLX PM&DataBackup | E45 Lighting Panel (Old) 01 | B | 0190E002 | 2020-03-24 | 2014-05-20 | PHDAVODAMA
0190-031-935 | 415218 | 0190-COF-PRO-E45-MCC-LITPNL02 | PM03 | 307 | 1Y E45 LITPNL2 PLC/SLC/CLX PM&DataBackup | E45 Lighting Panel 02 | B | 0190E002 | 2020-03-24 | 2014-05-20 | PHDAVODAMA
0190-031-935 | 415218 | 0190-COF-PRO-E45-MCC-LITPNL03 | PM03 | 307 | 1Y E45 LITPNL3 PLC/SLC/CLX PM&DataBackup | E45 Emergency Lighting Panel | B | 0190E002 | 2020-03-24 | 2014-05-20 | PHDAVODAMA
0190-031-935 | 415218 | 0190-COF-PRO-E45-MCC-LITPNL04 | PM03 | 307 | 1Y E45 LITPNL4 PLC/SLC/CLX PM&DataBackup | E45 Lghtng/CO/ACU Main Supply Panel | B | 0190E002 | 2020-03-24 | 2014-05-20 | PHDAVODAMA
0190-031-935 | 415218 | 0190-COF-PRO-E45-MCC-MCCPNL01 | PM03 | 307 | 1Y E45 MCCPNL1 PLC/SLC/CLX PM&DataBackup | Extraction 45 MCC Panel Board | B | 0190E002 | 2020-03-24 | 2014-05-20 | PHDAVODAMA
0190-031-935 | 415218 | 0190-COF-PRO-E45-MCC-MCCPNL02 | PM03 | 307 | 1Y E45 MCCPNL2 PLC/SLC/CLX PM&DataBackup | Extraction 45 MCC Multi Cell CIP Board | B | 0190E002 | 2020-03-24 | 2014-05-20 | PHDAVODAMA
0190-031-935 | 415218 | 0190-COF-PRO-E45-MCC-MCCPNL03 | PM03 | 307 | 1Y E45 MCCPNL3 PLC/SLC/CLX PM&DataBackup | CIP HPP MCC Panel | B | 0190E002 | 2020-03-24 | 2014-05-20 | PHDAVODAMA
0190-031-935 | 415218 | 0190-COF-PRO-E45-MCC-MCCPNL04 | PM03 | 307 | 1Y E45 MCCPNL4 PLC/SLC/CLX PM&DataBackup | E45 IPTA Pump MCC Panel | B | 0190E002 | 2020-03-24 | 2014-05-20 | PHDAVODAMA
0190-031-935 | 415218 | 0190-COF-PRO-E45-MCC-PLCPNL01 | PM03 | 307 | 1Y E45 PLCPNL1 PLC/SLC/CLX PM&DataBackup | Centralized CIP MCC/PLC Panel | B | 0190E002 | 2020-03-24 | 2014-05-20 | PHDAVODAMA
0190-031-935 | 415218 | 0190-COF-PRO-E45-MCC-PLCPNL02 | PM03 | 307 | 1Y E45 PLCPNL2 PLC/SLC/CLX PM&DataBackup | Extraction 45 PLC Panel | B | 0190E002 | 2020-03-24 | 2014-05-20 | PHDAVODAMA
0190-031-935 | 415218 | 0190-COF-PRO-E45-MCC-SW_PNL01 | PM03 | 307 | 1Y E45 SW_PNL1 PLC/SLC/CLX PM&DataBackup | E45 UPS Switch Panel | B | 0190E002 | 2020-03-24 | 2014-05-20 | PHDAVODAMA
0190-031-935 | 415218 | 0190-COF-PRO-E45-MCC-UTYPNL01 | PM03 | 307 | 1Y E45 UTYPNL1 PLC/SLC/CLX PM&DataBackup | E45 440V Utility Panel | B | 0190E002 | 2020-03-24 | 2014-05-20 | PHDAVODAMA
0190-031-935 | 415218 | 0190-COF-PRO-E45-MOVHPR01-MH_PNL01 | PM03 | 307 | 1Y E45 MH_PNL1 PLC/SLC/CLX PM&DataBackup | E45 MH Field Panel | B | 0190E002 | 2020-03-24 | 2014-05-20 | PHDAVODAMA
0190-031-935 | 415218 | 0190-COF-PRO-E45-MOVHPR01-MHKPNL01 | PM03 | 307 | 1Y E45 MHKPNL1 PLC/SLC/CLX PM&DataBackup | E45 MH Knocking Device Field Panel | B | 0190E002 | 2020-03-24 | 2014-05-20 | PHDAVODAMA
0190-031-935 | 415218 | 0190-COF-PRO-E45-WTRWRKSYSTM-CTRPNL01 | PM03 | 307 | 1Y E45 CTRPNL1 PLC/SLC/CLX PM&DataBackup | Wet Rework Control Panel | B | 0190E001 | 2020-03-24 | 2014-05-20 | PHDAVODAMA
0190-031-935 | 415218 | 0190-COF-PRO-E54-CO_PNL01 | PM03 | 307 | 1Y E54 CO_PNL1 PLC/SLC/CLX PM&DataBackup | E54 Convenient Outlet Panel | B | 0190E002 | 2020-03-24 | 2014-05-20 | PHDAVODAMA
0190-031-935 | 415218 | 0190-COF-PRO-E54-HMIPNL01 | PM03 | 307 | 1Y E54 HMIPNL1 PLC/SLC/CLX PM&DataBackup | E54 HMI Control Panel | B | 0190E002 | 2020-03-24 | 2014-05-20 | PHDAVODAMA
0190-031-935 | 415218 | 0190-COF-PRO-E54-HUPPNL01 | PM03 | 307 | 1Y E54 HUPPNL1 PLC/SLC/CLX PM&DataBackup | E54 Hook-Up -Plate A&E Control Panel | B | 0190E002 | 2020-03-24 | 2014-05-20 | PHDAVODAMA
0190-031-935 | 415218 | 0190-COF-PRO-E54-ICQPNL01 | PM03 | 307 | 1Y E54 ICQPNL1 PLC/SLC/CLX PM&DataBackup | E54 ICEQ Tanks PE Panel | B | 0190E002 | 2020-03-24 | 2014-05-20 | PHDAVODAMA
0190-031-935 | 415218 | 0190-COF-PRO-E54-LITPNL01 | PM03 | 307 | 1Y E54 LITPNL1 PLC/SLC/CLX PM&DataBackup | E54 Main Lighting Panel | B | 0190E002 | 2020-03-24 | 2014-05-20 | PHDAVODAMA
0190-031-935 | 415218 | 0190-COF-PRO-E54-LITPNL02 | PM03 | 307 | 1Y E54 LITPNL2 PLC/SLC/CLX PM&DataBackup | E54 Lighting Panel | B | 0190E002 | 2020-03-24 | 2014-05-20 | PHDAVODAMA
0190-031-935 | 415218 | 0190-COF-PRO-E54-LITPNL03 | PM03 | 307 | 1Y E54 LITPNL3 PLC/SLC/CLX PM&DataBackup | E54 Emergency Lighting Panel | B | 0190E002 | 2020-03-24 | 2014-05-20 | PHDAVODAMA
0190-031-935 | 415218 | 0190-COF-PRO-E54-MCCPNL01 | PM03 | 307 | 1Y E54 MCCPNL1 PLC/SLC/CLX PM&DataBackup | Extraction 54 MCC Panel Board | B | 0190E002 | 2020-03-24 | 2014-05-20 | PHDAVODAMA
0190-031-935 | 415218 | 0190-COF-PRO-E54-MCCPNL02 | PM03 | 307 | 1Y E54 MCCPNL2 PLC/SLC/CLX PM&DataBackup | Clarifier 6 MCC Panel-GSE200 | B | 0190E002 | 2020-03-24 | 2014-05-20 | PHDAVODAMA
0190-031-935 | 415218 | 0190-COF-PRO-E54-MCCPNL03 | PM03 | 307 | 1Y E54 MCCPNL3 PLC/SLC/CLX PM&DataBackup | Clarifier 2 MCC Panel | B | 0190E002 | 2020-03-24 | 2014-05-20 | PHDAVODAMA
0190-031-935 | 415218 | 0190-COF-PRO-E54-MH_PNL01 | PM03 | 307 | 1Y E54 HUPPNL1 PLC/SLC/CLX PM&DataBackup | E54 Moving Hopper Field Panel | B | 0190E002 | 2020-03-24 | 2014-05-20 | PHDAVODAMA
0190-031-935 | 415218 | 0190-COF-PRO-E54-MHKPNL01 | PM03 | 307 | 1Y E54 MHKPNL1 PLC/SLC/CLX PM&DataBackup | E54 MH Knocking Device Field Panel | B | 0190E002 | 2020-03-24 | 2014-05-20 | PHDAVODAMA
0190-031-935 | 415218 | 0190-COF-PRO-E54-PLCPNL01 | PM03 | 307 | 1Y E54 PLCPNL1 PLC/SLC/CLX PM&DataBackup | Extraction 54 PLC Panel | B | 0190E002 | 2020-03-24 | 2014-05-20 | PHDAVODAMA
0190-031-935 | 415218 | 0190-COF-PRO-E54-SW_PNL01 | PM03 | 307 | 1Y E54 SW_PNL1 PLC/SLC/CLX PM&DataBackup | E54 IPTA Pump Switch Panel | B | 0190E002 | 2020-03-24 | 2014-05-20 | PHDAVODAMA
0190-031-935 | 415218 | 0190-COF-PRO-E54-SW_PNL02 | PM03 | 307 | 1Y E54 SW_PNL2 PLC/SLC/CLX PM&DataBackup | E54 Sump Pump Switch Panel | B | 0190E002 | 2020-03-24 | 2014-05-20 | PHDAVODAMA
0190-031-935 | 415218 | 0190-COF-PRO-E54-WB_PNL01 | PM03 | 307 | 1Y E54 WB_PNL1 PLC/SLC/CLX PM&DataBackup | E54 Weight Tanks PE Panel | B | 0190E002 | 2020-03-24 | 2014-05-20 | PHDAVODAMA
0190-031-935 | 415218 | 0190-COF-PRO-EGA-PLCPNL01 | PM03 | 307 | 1Y EGA PLCPNL1 PLC/SLC/CLX PM&DataBackup | Egron PLC Panel Board | B | 0190E002 | 2020-03-24 | 2014-05-20 | PHDAVODAMA
0190-031-935 | 415218 | 0190-COF-PRO-EGA-PNLBRD01 | PM03 | 307 | 1Y EGA PNLBRD1 PLC/SLC/CLX PM&DataBackup | Egron A Safety Panel Board | A | 0190E002 | 2020-03-24 | 2014-05-20 | PHDAVODAMA
0190-031-935 | 415218 | 0190-COF-PRO-EGA-PNLBRD02 | PM03 | 307 | 1Y EGA PNLBRD2 PLC/SLC/CLX PM&DataBackup | Egron Electrical Panel Board | A | 0190E002 | 2020-03-24 | 2014-05-20 | PHDAVODAMA
0190-031-935 | 415218 | 0190-COF-PRO-FFE-CLFRPNL1 | PM03 | 307 | 1Y E54 CLFPNL1 PLC/SLC/CLX PM&DataBackup | Clarifier 1 Control Panel | B | 0190E002 | 2020-03-24 | 2014-05-20 | PHDAVODAMA
0190-031-935 | 415218 | 0190-COF-PRO-FFE-CLFRPNL2 | PM03 | 307 | 1Y E54 CLFPNL2 PLC/SLC/CLX PM&DataBackup | Clarifier 2 Control Panel | B | 0190E002 | 2020-03-24 | 2014-05-20 | PHDAVODAMA
0190-031-935 | 415218 | 0190-COF-PRO-FFE-CLFRPNL3 | PM03 | 307 | 1Y E54 CLFPNL3 PLC/SLC/CLX PM&DataBackup | Clarifier 3 Control Panel | B | 0190E002 | 2020-03-24 | 2014-05-20 | PHDAVODAMA
0190-031-935 | 415218 | 0190-COF-PRO-FFE-CLFRPNL4 | PM03 | 307 | 1Y E54 CLFPNL4 PLC/SLC/CLX PM&DataBackup | Clarifier 4 Control Panel | B | 0190E002 | 2020-03-24 | 2014-05-20 | PHDAVODAMA
0190-031-935 | 415218 | 0190-COF-PRO-FFE-CLFRPNL5 | PM03 | 307 | 1Y E54 CLFPNL5 PLC/SLC/CLX PM&DataBackup | Clarifier 5 Control Panel | B | 0190E002 | 2020-03-24 | 2014-05-20 | PHDAVODAMA
0190-031-935 | 415218 | 0190-COF-PRO-FFE-CLFRPNL6 | PM03 | 307 | 1Y E54 CLFPNL6 PLC/SLC/CLX PM&DataBackup | Clarifier 6 Control Panel-GSE200 | B | 0190E002 | 2020-03-24 | 2014-05-20 | PHDAVODAMA
0190-031-935 | 415218 | 0190-COF-PRO-FFE-MCCPNL01 | PM03 | 307 | 1Y FFE MCCPNL1 PLC/SLC/CLX PM&DataBackup | FFE Motor Control Center Panel 01 | B | 0190E002 | 2020-03-24 | 2014-05-20 | PHDAVODAMA
0190-031-935 | 415218 | 0190-COF-PRO-FFE-MCCPNL02 | PM03 | 307 | 1Y FFE MCCPNL2 PLC/SLC/CLX PM&DataBackup | FFE Motor Control Center Panel 02 | B | 0190E002 | 2020-03-24 | 2014-05-20 | PHDAVODAMA
0190-031-935 | 415218 | 0190-COF-PRO-FFE-PLCPNL01 | PM03 | 307 | 1Y FFE PLCPNL1 PLC/SLC/CLX PM&DataBackup | FFE PLC Panel No 01 | B | 0190E002 | 2020-03-24 | 2014-05-20 | PHDAVODAMA
0190-031-935 | 415218 | 0190-COF-PRO-FFE-PLCPNL02 | PM03 | 307 | 1Y FFE PLCPNL2 PLC/SLC/CLX PM&DataBackup | FFE PLC Panel No 02 | B | 0190E002 | 2020-03-24 | 2014-05-20 | PHDAVODAMA
0190-031-935 | 415218 | 0190-COF-PRO-FFE-POWPNL01 | PM03 | 307 | 1Y E54 POWPNL1 PLC/SLC/CLX PM&DataBackup | Clarifiers Main Power Panel Board | B | 0190E002 | 2020-03-24 | 2014-05-20 | PHDAVODAMA
0190-031-935 | 415218 | 0190-COF-PRO-FFE-VT_PNL01 | PM03 | 307 | 1Y FFE VT_PNL1 PLC/SLC/CLX PM&DataBackup | FFE Valve Terminal Panel 1 | B | 0190E002 | 2020-03-24 | 2014-05-20 | PHDAVODAMA
0190-031-935 | 415218 | 0190-COF-PRO-FFE-VT_PNL02 | PM03 | 307 | 1Y FFE VT_PNL2 PLC/SLC/CLX PM&DataBackup | FFE Valve Terminal Panel 2 | B | 0190E002 | 2020-03-24 | 2014-05-20 | PHDAVODAMA
0190-031-935 | 415218 | 0190-COF-PRO-HWS-PNLBRD01 | PM03 | 307 | 1Y HWS PNLBRD1 PLC/SLC/CLX PM&DataBackup | Electrical Control Panel | A | 0190E001 | 2020-03-24 | 2014-05-20 | PHDAVODAMA
0190-031-935 | 415218 | 0190-COF-PRO-RST-MCC-MCCPNL05 | PM03 | 307 | 52W RST PNL5 PLC/SLC/CLX PM&Data Backups | Coffee Storing MCC Panel | B | 0190E002 | 2020-03-24 | 2014-05-20 | PHDAVODAMA
0190-031-935 | 415218 | 0190-COF-PRO-RST-MCC-POWPNL01 | PM03 | 307 | 52W RST CVPNL1 PLC/SLC/CLXPM&Data Backup | Roasting Control Voltage Supply Panel | B | 0190E002 | 2020-03-24 | 2014-05-20 | PHDAVODAMA
0190-031-935 | 415218 | 0190-COF-PRO-RST-MCC-SAFPNL01 | PM03 | 307 | 52W RST SAFPNL1 PLC/SLC/CLXPM&DataBackup | Roasting Safety Panel | A | 0190E002 | 2020-03-24 | 2014-05-20 | PHDAVODAMA
0190-031-935 | 415218 | 0190-COF-PRO-RST-ROASTR01-MCCPNL01 | PM03 | 307 | 52W RST PNL1 PLC/SLC/CLX PM&Data Backu | R1 MCC Panel | B | 0190E002 | 2020-03-24 | 2014-05-20 | PHDAVODAMA
0190-031-935 | 415218 | 0190-COF-PRO-RST-ROASTR01-PLCPNL01 | PM03 | 307 | 52W RST PNL1 PLC PM&Data Backups | R1 PLC Panel Board | B | 0190E002 | 2020-03-24 | 2014-05-20 | PHDAVODAMA
0190-031-935 | 415218 | 0190-COF-PRO-RST-ROASTR02-MCCPNL | PM03 | 307 | 52W RST PNL2 PLC/SLC/CLX PM&Data Backups | Roaster No 2 MCC Panel | B | 0190E002 | 2020-03-24 | 2014-05-20 | PHDAVODAMA
0190-031-935 | 415218 | 0190-COF-PRO-RST-ROASTR02-PLCPNL02 | PM03 | 307 | 52W RST PNL2 PLC PM&Data Backups | R2 PLC Panel Board | B | 0190E002 | 2020-03-24 | 2014-05-20 | PHDAVODAMA
0190-031-935 | 415218 | 0190-COF-PRO-RST-ROASTR03-MCCPNL03 | PM03 | 307 | 52W RST PNL3 PLC/SLC/CLX PM&Data Backups | R3 MCC Panel | B | 0190E002 | 2020-03-24 | 2014-05-20 | PHDAVODAMA
0190-031-935 | 415218 | 0190-COF-PRO-RST-ROASTR03-PLCPNL03 | PM03 | 307 | 52W RST PNL3 PLC PM&Data Backups | R3 PLC Panel Board | B | 0190E002 | 2020-03-24 | 2014-05-20 | PHDAVODAMA
0190-031-935 | 415218 | 0190-COF-PRO-RST-ROASTR04-MCCPNL04 | PM03 | 307 | 52W RST PNL4 PLC/SLC/CLX PM&Data Backups | Roaster No 4 MCC Panel | B | 0190E002 | 2020-03-24 | 2014-05-20 | PHDAVODAMA
0190-031-935 | 415218 | 0190-COF-PRO-RST-ROASTR04-PLCPNL04 | PM03 | 307 | 52W RST PNL4 PLC PM&Data Backups | Roaster No 4 PLC Panel Board | B | 0190E002 | 2020-03-24 | 2014-05-20 | PHDAVODAMA
0190-031-935 | 415218 | 0190-COF-PRO-RST-TRNSPRT-MCCPNL06 | PM03 | 307 | 52W RST PNL6 PLC/SLC/CLX PM&Data Backups | Coffee Transport MCC Panel | B | 0190E002 | 2020-03-24 | 2014-05-20 | PHDAVODAMA
0190-031-935 | 415218 | 0190-COF-PRO-RST-TRNSPRT-PLCPNL05 | PM03 | 307 | 52W RST PNL5 PLC PM&Data Backups | Coffee Transport PLC Panel | B | 0190E002 | 2020-03-24 | 2014-05-20 | PHDAVODAMA
0190-031-935 | 415218 | 0190-COF-PRO-SCE-CIPPNL01 | PM03 | 307 | 1Y SCE CIPPNL1 PLC/SLC/CLX PM&DataBackup | ERA CIP Electrical Panel | B | 0190E002 | 2020-03-24 | 2014-05-20 | PHDAVODAMA
0190-031-935 | 415218 | 0190-COF-PRO-SCE-CIPPNL02 | PM03 | 307 | 1Y SCE CIPPNL2 PLC/SLC/CLX PM&DataBackup | CIP Electrical Panel | B | 0190E002 | 2020-03-24 | 2014-05-20 | PHDAVODAMA
0190-031-935 | 415218 | 0190-COF-PRO-WFE-MCC-MCCPNL01 | PM03 | 307 | 1Y WFE MCCPNL1 PLC/SLC/CLX PM&DataBackup | WFE MCC Panel | B | 0190E002 | 2020-03-24 | 2014-05-20 | PHDAVODAMA
0190-031-935 | 415218 | 0190-COF-PRO-WFE-MCC-PLCPNL01 | PM03 | 307 | 1Y WFE PLCPNL1 PLC/SLC/CLX PM&DataBackup | WFE PLC Panel Board | B | 0190E001 | 2020-03-24 | 2014-05-20 | PHDAVODAMA
0190-031-934 | 415299 | 0190-COF-PRO-E54-SAFTNK01 | PM03 | 302 | 1Y E54 Safety Tank | Safety Tank | B | 0190E001 | 2014-09-23 | 2014-05-20 | PHSANTANJO
0190-031-933 | 415299 | 0190-COF-PRO-E45-SAFTNK01 | PM03 | 302 | 1Y E45 Safety Tank | Safety Tank | B | 0190E001 | 2014-09-23 | 2014-05-20 | PHSANTANJO
0190-031-932 | 52351 | 0190-COF-PRO-SHP-HPWSHR02 | PM03 | 305 | 6M HPW Pump02 Servicing | High Pressure Washer02 | B | 0190E001 | 2019-01-11 | 2014-05-20 | PHSANTANJO
0190-031-931 | 52351 | 0190-COF-PRO-SHP-HPWSHR01 | PM03 | 305 | 26W HPW Pump01 Servicing | High Pressure Washer01 | A | 0190E001 | 2021-11-20 | 2014-05-20 | PHDAVODAMA
0190-031-930 | 52351 | 0190-COF-PRO-EGA-SUMPMP01 | PM03 | 305 | 52W EGA SumpPump Servicing | Egron Sump Pump | A | 0190E001 | 2020-06-05 | 2014-05-20 | PHDAVODAMA
0190-031-929 | 52351 | 0190-COF-PRO-E54-TWSPMP01 | PM03 | 305 | 6M Treated Wtr Sump Pump Servicing | Treated Water 40cuM Tank Sump Pump | A | 0190E001 | 2021-03-19 | 2014-05-20 | PHILAGANAN
0190-031-928 | 55661 | 0190-COF-PRO-RST-MCC-SAFPNL01 | PM03 | 302 | 26W Thermal Scanning of PLC Panel | Roasting Safety Panel | A | 0190E002 | 2017-12-27 | 2014-05-20 | PHSANTANJO
0190-031-927 | 55661 | 0190-COF-PRO-A45-CODPNL01 | PM03 | 302 | 26W Thermal Scanning of PLC Panel | P-ERA 45 CO Detection Control Panel | A | 0190E002 | 2017-12-27 | 2014-05-20 | PHSANTANJO
0190-031-926 | 414853 | 0190-COF-PRO-E54-HPWSHR01 | PM03 | 305 | 6M Servicing of outlet valve | E54 High Pressure Washer01 | A | 0190E001 | 2016-02-27 | 2014-05-02 | PHSANTANJO
0190-031-925 | 412169 | 0190-COF-PRO-FFE-VT_PNL01 | PM03 | 305 | 5Y FFE Valve Terminal Replacement | FFE Valve Terminal Panel 1 | B | 0190E002 | 2017-12-27 | 2014-02-19 | PHSANTANJO
0190-031-924 | 50647 | 0190-COF-PRO-E54-MOVHPR01 | PM03 | 305 | 156W E54 Servicing of Moving hopper Mtr | Moving Hopper Extraction 54 | A | 0190E017 | 2021-03-19 | 2014-02-03 | PHILAGANAN
0190-031-923 | 50647 | 0190-COF-PRO-E45-MOVHPR01 | PM03 | 305 | 156W E45 Servicing of Moving hopper Mtr | Moving Hopper | A | 0190E002 | 2021-08-02 | 2014-02-03 | PHDAVODAMA
0190-031-922 | 411878 | 0190-COF-PRO-EGA-EGRTWR01 | PM03 | 307 | 3W Separator sensing line Inspection | Egron Tower | A | 0190E001 | 2014-09-23 | 2014-01-29 | PHSANTANJO
0190-031-921 | 411877 | 0190-COF-PRO-EGA-WTBTHSYSTM-CONTNK01 | PM03 | 307 | 6M Wtr Bath Cond. Tank inspt. | Water Bath Condensate Tank | C | 0190E001 | 2020-07-29 | 2014-01-29 | PHDAVODAMA
0190-031-920 | 411143 | 0190-COF-PRO-WFE-MCC-PLCPNL01 | PM03 | 305 | 5Y WFE FFLD Replacement | WFE PLC Panel Board | B | 0190E002 | 2017-12-27 | 2013-12-26 | PHSANTANJO
0190-031-919 | 410345 | 0190-COF-PRO-FFE-2AFXCAL | PM03 | 305 | 5Y Replacement of Level Transmitter | FFE 2nd Effect 2A Calandria | C | 0190E002 | 2020-11-12 | 2013-11-20 | PHDAVODAMA
0190-031-919 | 410346 | 0190-COF-PRO-FFE-2BFXCAL | PM03 | 305 | 5Y Replacement of Level Transmitter | FFE 2nd Effect 2B Calandria | C | 0190E002 | 2020-11-12 | 2013-11-20 | PHDAVODAMA
0190-031-919 | 410342 | 0190-COF-PRO-FFE-PRSTMCNDSTNK | PM03 | 305 | 5Y Replacement of Level Transmitter | FFE Pre Evap Steam Condensate Tank | C | 0190E002 | 2020-11-12 | 2013-11-20 | PHDAVODAMA
0190-031-919 | 410344 | 0190-COF-PRO-FFE-PRVPRCDNSTNK | PM03 | 305 | 5Y Replacement of Level Transmitter | FFE Pre Evap Vapor Condensate Tank | C | 0190E002 | 2020-11-12 | 2013-11-20 | PHDAVODAMA
0190-031-919 | 410346 | 0190-COF-PRO-WFE-EXTTNK01 | PM03 | 305 | 5Y Replacement of Level Transmitter | WFE Extract Feed Tank No 1 | B | 0190E002 | 2020-11-12 | 2020-08-11 | PHDAVODAMA
0190-031-916 | 410458 | 0190-COF-PRO-RST-ROASTR04 | PM03 | 305 | 104W Drive Chain and Sprocket Rep. R4 | Roaster No 4 | A | 0190E001 | 2021-03-19 | 2013-11-26 | PHILAGANAN
0190-031-915 | 410458 | 0190-COF-PRO-RST-ROASTR03 | PM03 | 305 | 104W Drive Chain and Sprocket Rep. R3 | Roaster No 3 | A | 0190E001 | 2021-03-19 | 2013-11-26 | PHILAGANAN
0190-031-914 | 410458 | 0190-COF-PRO-RST-ROASTR02 | PM03 | 305 | 104W Drive Chain and Sprocket Rep. R2 | Roaster No 2 | A | 0190E001 | 2021-03-19 | 2013-11-26 | PHILAGANAN
0190-031-913 | 410458 | 0190-COF-PRO-RST-ROASTR01 | PM03 | 305 | 104W Drive Chain and Sprocket Rep. R1 | Roaster No 1 | A | 0190E001 | 2021-03-19 | 2013-11-26 | PHILAGANAN
0190-031-872 | 55926 | 0190-COF-PRO-A45-ROWTNK-ROWPMP | PM03 | 307 | 26W Pump Inspection ERA 45 RO Pump | P-ERA 45 RO-Water Booster Pump | B | 0190E001 | 2020-08-24 | 2016-05-02 | PHDAVODAMA
0190-031-871 | 433814 | 0190-COF-PRO-E45-EXTCEL08 | PM03 | 307 | 26W E45C08 toplid elbow pipe Inspection | Extraction 45 Cell No 8 | A | 0190E001 | 2019-01-11 | 2016-03-04 | PHSANTANJO
0190-031-870 | 433814 | 0190-COF-PRO-E45-EXTCEL07 | PM03 | 307 | 26W E45C07 toplid elbow pipe Inspection | Extraction 45 Cell No 7 | A | 0190E001 | 2019-01-11 | 2016-03-04 | PHSANTANJO
0190-031-869 | 433814 | 0190-COF-PRO-E45-EXTCEL06 | PM03 | 307 | 26W E45C06 toplid elbow pipe Inspection | Extraction 45 Cell No 6 | A | 0190E001 | 2019-01-11 | 2016-03-04 | PHSANTANJO
0190-031-868 | 433814 | 0190-COF-PRO-E45-EXTCEL05 | PM03 | 307 | 26W E45C05 toplid elbow pipe Inspection | Extraction 45 Cell No 5 | A | 0190E001 | 2019-01-11 | 2016-03-04 | PHSANTANJO
0190-031-867 | 433814 | 0190-COF-PRO-E45-EXTCEL04 | PM03 | 307 | 26W E45C04 toplid elbow pipe Inspection | Extraction 45 Cell No 4 | A | 0190E001 | 2019-01-11 | 2016-03-04 | PHSANTANJO
0190-031-866 | 433814 | 0190-COF-PRO-E45-EXTCEL03 | PM03 | 307 | 26W E45C03 toplid elbow pipe Inspection | Extraction 45 Cell No 3 | A | 0190E001 | 2019-01-11 | 2016-03-04 | PHSANTANJO
0190-031-865 | 433814 | 0190-COF-PRO-E45-EXTCEL02 | PM03 | 307 | 26W E45C02 toplid elbow pipe Inspection | Extraction 45 Cell No 2 | A | 0190E001 | 2019-01-11 | 2016-03-04 | PHSANTANJO
0190-031-864 | 433814 | 0190-COF-PRO-E45-EXTCEL01 | PM03 | 307 | 26W E45C01 toplid elbow pipe Inspection | Extraction 45 Cell No 1 | A | 0190E001 | 2019-01-11 | 2016-03-04 | PHSANTANJO
0190-031-863 | 433814 | 0190-COF-PRO-E54-EXTCEL08 | PM03 | 307 | 26W E54C08 toplid elbow pipe Inspection | Extraction Cell 54 No 8 | A | 0190E001 | 2019-01-11 | 2016-03-04 | PHSANTANJO
0190-031-862 | 433814 | 0190-COF-PRO-E54-EXTCEL07 | PM03 | 307 | 26W E54C07 toplid elbow pipe Inspection | Extraction Cell 54 No 7 | A | 0190E001 | 2019-01-11 | 2016-03-04 | PHSANTANJO
0190-031-861 | 433814 | 0190-COF-PRO-E54-EXTCEL06 | PM03 | 307 | 26W E54C06 toplid elbow pipe Inspection | Extraction Cell 54 No 6 | A | 0190E001 | 2019-01-11 | 2016-03-04 | PHSANTANJO
0190-031-860 | 433814 | 0190-COF-PRO-E54-EXTCEL05 | PM03 | 307 | 26W E54C05 toplid elbow pipe Inspection | Extraction Cell 54 No 5 | A | 0190E001 | 2019-01-11 | 2016-03-04 | PHSANTANJO
0190-031-859 | 433814 | 0190-COF-PRO-E54-EXTCEL04 | PM03 | 307 | 26W E54C04 toplid elbow pipe Inspection | Extraction Cell 54 No 4 | A | 0190E001 | 2019-01-11 | 2016-03-04 | PHSANTANJO
0190-031-858 | 433814 | 0190-COF-PRO-E54-EXTCEL03 | PM03 | 307 | 26W E54C03 toplid elbow pipe Inspection | Extraction Cell 54 No 3 | A | 0190E001 | 2019-01-11 | 2016-03-04 | PHSANTANJO
0190-031-857 | 433814 | 0190-COF-PRO-E54-EXTCEL02 | PM03 | 307 | 26W E54C02 toplid elbow pipe Inspection | Extraction Cell 54 No 2 | A | 0190E001 | 2019-01-11 | 2016-03-04 | PHSANTANJO
0190-031-856 | 433814 | 0190-COF-PRO-E54-EXTCEL01 | PM03 | 307 | 26W E54C01 toplid elbow pipe Inspection | Extraction Cell 54 No 1 | A | 0190E001 | 2019-01-11 | 2016-03-04 | PHSANTANJO
0190-031-855 | 433654 | 0190-COF-PRO-E45-EXTCEL08 | PM03 | 307 | 26W E45C08 manifold valveline Inspection | Extraction 45 Cell No 8 | A | 0190E001 | 2019-01-11 | 2016-02-29 | PHSANTANJO
0190-031-854 | 433654 | 0190-COF-PRO-E45-EXTCEL07 | PM03 | 307 | 26W E45C07 manifold valveline Inspection | Extraction 45 Cell No 7 | A | 0190E001 | 2019-01-11 | 2016-02-29 | PHSANTANJO
0190-031-853 | 433654 | 0190-COF-PRO-E45-EXTCEL06 | PM03 | 307 | 26W E45C06 manifold valveline Inspection | Extraction 45 Cell No 6 | A | 0190E001 | 2019-01-11 | 2016-02-29 | PHSANTANJO
0190-031-852 | 433654 | 0190-COF-PRO-E45-EXTCEL05 | PM03 | 307 | 26W E45C05 manifold valveline Inspection | Extraction 45 Cell No 5 | A | 0190E001 | 2019-01-11 | 2016-02-29 | PHSANTANJO
0190-031-851 | 433654 | 0190-COF-PRO-E45-EXTCEL04 | PM03 | 307 | 26W E45C04 manifold valveline Inspection | Extraction 45 Cell No 4 | A | 0190E001 | 2019-01-11 | 2016-02-29 | PHSANTANJO
0190-031-850 | 433654 | 0190-COF-PRO-E45-EXTCEL03 | PM03 | 307 | 26W E45C03 manifold valveline Inspection | Extraction 45 Cell No 3 | A | 0190E001 | 2019-01-11 | 2016-02-29 | PHSANTANJO
0190-031-849 | 433654 | 0190-COF-PRO-E45-EXTCEL02 | PM03 | 307 | 26W E45C02 manifold valveline Inspection | Extraction 45 Cell No 2 | A | 0190E001 | 2019-01-11 | 2016-02-29 | PHSANTANJO
0190-031-848 | 433654 | 0190-COF-PRO-E45-EXTCEL01 | PM03 | 307 | 26W E45C01 manifold valveline Inspection | Extraction 45 Cell No 1 | A | 0190E001 | 2019-01-11 | 2016-02-29 | PHSANTANJO
0190-031-847 | 433654 | 0190-COF-PRO-E54-EXTCEL08 | PM03 | 307 | 26W E54C08 manifold valveline Inspection | Extraction Cell 54 No 8 | A | 0190E001 | 2019-01-11 | 2016-02-29 | PHSANTANJO
0190-031-846 | 433654 | 0190-COF-PRO-E54-EXTCEL07 | PM03 | 307 | 26W E54C07 manifold valveline Inspection | Extraction Cell 54 No 7 | A | 0190E001 | 2019-01-11 | 2016-02-29 | PHSANTANJO
0190-031-845 | 433654 | 0190-COF-PRO-E54-EXTCEL06 | PM03 | 307 | 26W E54C06 manifold valveline Inspection | Extraction Cell 54 No 6 | A | 0190E001 | 2019-01-11 | 2016-02-29 | PHSANTANJO
0190-031-844 | 433654 | 0190-COF-PRO-E54-EXTCEL05 | PM03 | 307 | 26W E54C05 manifold valveline Inspection | Extraction Cell 54 No 5 | A | 0190E001 | 2019-01-11 | 2016-02-29 | PHSANTANJO
0190-031-843 | 433654 | 0190-COF-PRO-E54-EXTCEL04 | PM03 | 307 | 26W E54C04 manifold valveline Inspection | Extraction Cell 54 No 4 | A | 0190E001 | 2019-01-11 | 2016-02-29 | PHSANTANJO
0190-031-842 | 433654 | 0190-COF-PRO-E54-EXTCEL03 | PM03 | 307 | 26W E54C03 manifold valveline Inspection | Extraction Cell 54 No 3 | A | 0190E001 | 2019-01-11 | 2016-02-29 | PHSANTANJO
0190-031-841 | 433654 | 0190-COF-PRO-E54-EXTCEL02 | PM03 | 307 | 26W E54C02 manifold valveline Inspection | Extraction Cell 54 No 2 | A | 0190E001 | 2019-01-11 | 2016-02-29 | PHSANTANJO
0190-031-840 | 433654 | 0190-COF-PRO-E54-EXTCEL01 | PM03 | 307 | 26W E54C01 manifold valveline Inspection | Extraction Cell 54 No 1 | A | 0190E001 | 2019-01-11 | 2016-02-29 | PHSANTANJO
0190-031-839 | 404326 | 0190-COF-PRO-A45-DSTANKS-DSTNKA01 | PM03 | 307 | 13W Pump Inspection ERA45 Distil TankA | P-ERA 45 Distillate Tank A | B | 0190E001 | 2019-01-11 | 2013-05-31 | PHSANTANJO
0190-031-838 | 404319 | 0190-COF-PRO-EGA-SEP02 | PM03 | 307 | 1Y Separator02 Insert Bolt Inspection | Egron Separator No 2 | A | 0190E001 | 2021-03-19 | 2013-05-30 | PHILAGANAN
0190-031-837 | 404319 | 0190-COF-PRO-EGA-SEP01 | PM03 | 307 | 1Y Separator01 Insert Bolt Inspection | Egron Separator No 1 | A | 0190E001 | 2020-05-01 | 2013-05-30 | PHDAVODAMA
0190-031-836 | 31812 | 0190-COF-GCO-CND-SUCFAN01 | PM03 | 305 | 6M GC Suction Fan No 2 Servicing | GC Suction Fan No 2 | C | 0190E001 | 2020-10-27 | 2013-03-23 | PHDAVODAMA
0190-031-835 | 31812 | 0190-COF-GCO-CND-DEDFAN01 | PM03 | 305 | 6M GC Dedusting Air Fan No 1 Servicing | GC Dedusting Air Fan No 1 | C | 0190E001 | 2020-03-19 | 2013-03-23 | PHDAVODAMA
0190-031-834 | 402266 | 0190-COF-PRO-SHP-CMMN | PM03 | 306 | 1M FIRE EXTINGUISER MONTHLY INSPECTION | Coffee Process Workshop Room | C | 0190E001 | 2014-09-23 | 2013-03-22 | PHSANTANJO
0190-031-833 | 401584 | 0190-COF-PRO-SHP-CMMN | PM03 | 307 | 1M Tools Cleaning-NFContact - ECM | Coffee Process Workshop Room | C | 0190E001 | 2018-11-06 | 2013-04-10 | PHSANTANJO
0190-031-833 | 401584 | 0190-COF-PRO-SHP-CMMN | PM03 | 307 | 1M Tools Cleaning-NFContact - MHAA | Coffee Process Workshop Room | C | 0190E001 | 2018-11-06 | 2013-04-10 | PHSANTANJO
0190-031-833 | 401584 | 0190-COF-PRO-SHP-CMMN | PM03 | 307 | 1M Tools Cleaning-NFContact - DCS | Coffee Process Workshop Room | C | 0190E001 | 2018-11-06 | 2013-04-10 | PHSANTANJO
0190-031-833 | 401584 | 0190-COF-PRO-SHP-CMMN | PM03 | 307 | 1M Tools Cleaning-NFContact - EAA | Coffee Process Workshop Room | C | 0190E001 | 2018-11-06 | 2013-04-10 | PHSANTANJO
0190-031-833 | 401584 | 0190-COF-PRO-SHP-CMMN | PM03 | 307 | 1M Tools Cleaning-NFContact - ECO | Coffee Process Workshop Room | C | 0190E001 | 2018-11-06 | 2013-04-10 | PHSANTANJO
0190-031-833 | 401584 | 0190-COF-PRO-SHP-CMMN | PM03 | 307 | 1M Tools Cleaning-NFContact - RCJ | Coffee Process Workshop Room | C | 0190E001 | 2018-11-06 | 2013-04-10 | PHSANTANJO
0190-031-833 | 401584 | 0190-COF-PRO-SHP-CMMN | PM03 | 307 | 1M Tools Cleaning-NFContact - REC | Coffee Process Workshop Room | C | 0190E001 | 2018-11-06 | 2013-04-10 | PHSANTANJO
0190-031-833 | 401584 | 0190-COF-PRO-SHP-CMMN | PM03 | 307 | 1M Tools Cleaning-NFContact - RSP | Coffee Process Workshop Room | C | 0190E001 | 2018-11-06 | 2013-04-10 | PHSANTANJO
0190-031-833 | 401584 | 0190-COF-PRO-SHP-CMMN | PM03 | 307 | 1M Tools Cleaning-NFContact - MJJB | Coffee Process Workshop Room | C | 0190E001 | 2018-11-06 | 2013-04-10 | PHSANTANJO
0190-031-833 | 401584 | 0190-COF-PRO-SHP-CMMN | PM03 | 307 | 1M Tools Cleaning-NFContact - ROE | Coffee Process Workshop Room | C | 0190E001 | 2018-11-06 | 2013-04-10 | PHSANTANJO
0190-031-833 | 401584 | 0190-COF-PRO-SHP-CMMN | PM03 | 307 | 1M Tools Cleaning-NFContact - DGB | Coffee Process Workshop Room | C | 0190E001 | 2018-11-06 | 2013-04-10 | PHSANTANJO
0190-031-833 | 401584 | 0190-COF-PRO-SHP-CMMN | PM03 | 307 | 1M Tools Cleaning-NFContact - RGE | Coffee Process Workshop Room | C | 0190E001 | 2018-11-06 | 2013-04-10 | PHSANTANJO
0190-031-833 | 401584 | 0190-COF-PRO-SHP-CMMN | PM03 | 307 | 1M Tools Cleaning-NFContact - ADP | Coffee Process Workshop Room | C | 0190E001 | 2018-11-06 | 2013-04-10 | PHSANTANJO
0190-031-833 | 401584 | 0190-COF-PRO-SHP-CMMN | PM03 | 307 | 1M Tools Cleaning-NFContact - KVRC | Coffee Process Workshop Room | C | 0190E001 | 2018-11-06 | 2013-04-10 | PHSANTANJO
0190-031-833 | 401584 | 0190-COF-PRO-SHP-CMMN | PM03 | 307 | 1M Tools Cleaning-NFContact - MDE | Coffee Process Workshop Room | C | 0190E001 | 2018-11-06 | 2013-04-10 | PHSANTANJO
0190-031-833 | 401584 | 0190-COF-PRO-SHP-CMMN | PM03 | 307 | 1M Tools Cleaning-NFContact - RSC | Coffee Process Workshop Room | C | 0190E001 | 2018-11-06 | 2013-04-10 | PHSANTANJO
0190-031-833 | 401584 | 0190-COF-PRO-SHP-CMMN | PM03 | 307 | 1M Tools Cleaning-NFContact - JCC | Coffee Process Workshop Room | C | 0190E001 | 2018-11-06 | 2013-04-10 | PHSANTANJO
0190-031-833 | 401584 | 0190-COF-PRO-SHP-CMMN | PM03 | 307 | 1M Tools Cleaning-NFContact - MJPDV | Coffee Process Workshop Room | C | 0190E001 | 2018-11-06 | 2013-04-10 | PHSANTANJO
0190-031-833 | 401584 | 0190-COF-PRO-SHP-CMMN | PM03 | 307 | 1M Tools Cleaning-NFContact - EPS | Coffee Process Workshop Room | C | 0190E001 | 2018-11-06 | 2017-01-05 | PHSANTANJO
0190-031-833 | 401584 | 0190-COF-PRO-SHP-CMMN | PM03 | 307 | 1M Tools Cleaning-NFContact - HMS | Coffee Process Workshop Room | C | 0190E001 | 2018-11-06 | 2017-01-05 | PHSANTANJO
0190-031-832 | 401584 | 0190-COF-PRO-SHP-CMMN | PM03 | 307 | 1M Tools Cleaning - Food Contact | Coffee Process Workshop Room | C | 0190E001 | 2014-07-07 | 2013-02-23 | PHSANTANJO
0190-031-831 | 401436 | 0190-COF-PRO-SHP-CMMN | PM03 | 307 | 1W Daily Line Monitoring-MVD | Coffee Process Workshop Room | C | 0190E001 | 2014-10-14 | 2013-02-15 | PHSANTANJO
0190-031-831 | 401436 | 0190-COF-PRO-SHP-CMMN | PM03 | 307 | 1W Daily Line Monitoring-ECM | Coffee Process Workshop Room | C | 0190E001 | 2014-10-14 | 2013-02-15 | PHSANTANJO
0190-031-831 | 401436 | 0190-COF-PRO-SHP-CMMN | PM03 | 307 | 1W Daily Line Monitoring-MHAA | Coffee Process Workshop Room | C | 0190E001 | 2014-10-14 | 2013-02-15 | PHSANTANJO
0190-031-831 | 401436 | 0190-COF-PRO-SHP-CMMN | PM03 | 307 | 1W Daily Line Monitoring-DCS | Coffee Process Workshop Room | C | 0190E001 | 2014-10-14 | 2013-02-15 | PHSANTANJO
0190-031-831 | 401436 | 0190-COF-PRO-SHP-CMMN | PM03 | 307 | 1W Daily Line Monitoring-EAA | Coffee Process Workshop Room | C | 0190E001 | 2014-10-14 | 2013-02-15 | PHSANTANJO
0190-031-831 | 401436 | 0190-COF-PRO-SHP-CMMN | PM03 | 307 | 1W Daily Line Monitoring-ECO | Coffee Process Workshop Room | C | 0190E001 | 2014-10-14 | 2013-02-15 | PHSANTANJO
0190-031-831 | 401436 | 0190-COF-PRO-SHP-CMMN | PM03 | 307 | 1W Daily Line Monitoring-ASM | Coffee Process Workshop Room | C | 0190E001 | 2014-10-14 | 2013-02-15 | PHSANTANJO
0190-031-831 | 401436 | 0190-COF-PRO-SHP-CMMN | PM03 | 307 | 1W Daily Line Monitoring-RCJ | Coffee Process Workshop Room | C | 0190E001 | 2014-10-14 | 2013-02-15 | PHSANTANJO
0190-031-831 | 401436 | 0190-COF-PRO-SHP-CMMN | PM03 | 307 | 1W Daily Line Monitoring-RSP | Coffee Process Workshop Room | C | 0190E001 | 2014-10-14 | 2013-02-15 | PHSANTANJO
0190-031-831 | 401436 | 0190-COF-PRO-SHP-CMMN | PM03 | 307 | 1W Daily Line Monitoring-MLA | Coffee Process Workshop Room | C | 0190E001 | 2014-10-14 | 2013-02-15 | PHSANTANJO
0190-031-831 | 401436 | 0190-COF-PRO-SHP-CMMN | PM03 | 307 | 1W Daily Line Monitoring-DPS | Coffee Process Workshop Room | C | 0190E001 | 2014-10-14 | 2013-02-15 | PHSANTANJO
0190-031-831 | 401436 | 0190-COF-PRO-SHP-CMMN | PM03 | 307 | 1W Daily Line Monitoring-ROE | Coffee Process Workshop Room | C | 0190E001 | 2014-10-14 | 2013-02-15 | PHSANTANJO
0190-031-831 | 401436 | 0190-COF-PRO-SHP-CMMN | PM03 | 307 | 1W Daily Line Monitoring-DGB | Coffee Process Workshop Room | C | 0190E001 | 2014-10-14 | 2013-02-15 | PHSANTANJO
0190-031-831 | 401436 | 0190-COF-PRO-SHP-CMMN | PM03 | 307 | 1W Daily Line Monitoring-JCC | Coffee Process Workshop Room | C | 0190E001 | 2014-10-14 | 2013-02-15 | PHSANTANJO
0190-031-831 | 401436 | 0190-COF-PRO-SHP-CMMN | PM03 | 307 | 1W Daily Line Monitoring-ADP | Coffee Process Workshop Room | C | 0190E001 | 2014-10-14 | 2013-02-15 | PHSANTANJO
0190-031-831 | 401436 | 0190-COF-PRO-SHP-CMMN | PM03 | 307 | 1W Daily Line Monitoring-RGE | Coffee Process Workshop Room | C | 0190E001 | 2014-10-14 | 2013-02-15 | PHSANTANJO
0190-031-831 | 401436 | 0190-COF-PRO-SHP-CMMN | PM03 | 307 | 1W Daily Line Monitoring-KVRC | Coffee Process Workshop Room | C | 0190E001 | 2014-10-14 | 2013-02-15 | PHSANTANJO
0190-031-831 | 401436 | 0190-COF-PRO-SHP-CMMN | PM03 | 307 | 1W Daily Line Monitoring-MDE | Coffee Process Workshop Room | C | 0190E001 | 2014-10-14 | 2013-02-15 | PHSANTANJO
0190-031-831 | 401436 | 0190-COF-PRO-SHP-CMMN | PM03 | 307 | 1W Daily Line Monitoring-PVL | Coffee Process Workshop Room | C | 0190E001 | 2014-10-14 | 2013-02-15 | PHSANTANJO
0190-031-831 | 401436 | 0190-COF-PRO-SHP-CMMN | PM03 | 307 | 1W Daily Line Monitoring-RSC | Coffee Process Workshop Room | C | 0190E001 | 2014-10-14 | 2013-02-15 | PHSANTANJO
0190-031-830 | 401421 | 0190-COF-PRO-RST-FUELTNK-FULTNK01 | PM03 | 305 | 3M Day tank Filter and Strainer Servicin | Roaster 1 and 2 Fuel Tank | A | 0190E001 | 2021-03-19 | 2013-02-14 | PHILAGANAN
0190-031-829 | 35190 | 0190-COF-PRO-EGA-OVRDRVESYS-M75 | PM03 | 305 | 26W Blower Planned Service Overs Blower | Overs Blower | A | 0190E001 | 2021-03-19 | 2013-02-13 | PHILAGANAN
0190-031-828 | 401381 | 0190-COF-GCO-CND-CLSPTR01 | PM03 | 305 | 6M Servicing of the Separator | GC Cleaning Separator | C | 0190E001 | 2020-10-27 | 2013-02-11 | PHDAVODAMA
0190-031-827 | 52351 | 0190-COF-PRO-EGA-WTBTHSYSTM-M25 | PM03 | 305 | 6M Servicing of Waterbath Cond. Pump | Water Bath Condensate Pump | B | 0190E001 | 2020-10-05 | 2012-11-20 | PHDAVODAMA
0190-031-826 | 70825 | 0190-COF-PRO-FFE-CLARIF06 | PM03 | 305 | 1Y Overhauling-Clarifier 06 & Valves | FFE Centrifuge Clarifier No 6 | B | 0190E001 | 2021-11-17 | 2012-11-18 | PHDAVODAMA
0190-031-825 | 70825 | 0190-COF-PRO-FFE-CLARIF05 | PM03 | 305 | 1YClarifier Overhaul-Clarifier 05&isolat | FFE Centrifuge Clarifier No 5 | B | 0190E001 | 2020-10-05 | 2012-11-18 | PHDAVODAMA
0190-031-824 | 70825 | 0190-COF-PRO-FFE-CLARIF04 | PM03 | 305 | 1YClarifier Overhaul-Clarifier 04&isolat | FFE Centrifuge Clarifier No 4 | B | 0190E001 | 2021-12-20 | 2012-11-18 | PHDAVODAMA
0190-031-823 | 70825 | 0190-COF-PRO-FFE-CLARIF03 | PM03 | 305 | 1YClarifier Overhaul-Clarifier 03&isolat | FFE Centrifuge Clarifier No 3 | B | 0190E001 | 2020-09-15 | 2012-11-18 | PHDAVODAMA
0190-031-822 | 70825 | 0190-COF-PRO-FFE-CLARIF02 | PM03 | 305 | 1YClarifier Overhaul-Clarifier 02&isolat | FFE Centrifuge Clarifier No 2 | B | 0190E001 | 2021-09-06 | 2012-11-18 | PHDAVODAMA
0190-031-821 | 70825 | 0190-COF-PRO-FFE-CLARIF01 | PM03 | 305 | 1YClarifier Overhaul-Clarifier 01&isolat | FFE Centrifuge Clarifier No 1 | B | 0190E001 | 2020-09-15 | 2012-11-18 | PHDAVODAMA
0190-031-820 | 69464 | 0190-COF-PRO-EGA-GRKVSL02 | PM03 | 305 | 3M Replacement of the Check valve GV 2 | Egron GERICKE Vessel 02 | A | 0190E001 | 2021-03-19 | 2012-10-27 | PHILAGANAN
0190-031-819 | 69464 | 0190-COF-PRO-EGA-GRKVSL01 | PM03 | 305 | 3M Replacement of the Check valve GV 1 | Egron GERICKE Vessel 01 | A | 0190E001 | 2021-03-19 | 2012-10-27 | PHILAGANAN
0190-031-819 | 69464 | 0190-COF-PRO-EGA-TRNSPRT | PM03 | 305 | 3M Replacement of the Check valve | Egron Coffee Powder Transport System | A | 0190E001 | 2021-03-19 | 2014-06-13 | PHILAGANAN
0190-031-818 | 52351 | 0190-COF-PRO-E45-WTRWRKSYSTM-RWKPMP03 | PM03 | 305 | 6M Wet Rework Outlet Pump Servicing | Wet Rework Outlet Pump No 3 | B | 0190E001 | 2020-11-17 | 2012-10-27 | PHDAVODAMA
0190-031-817 | 52351 | 0190-COF-PRO-E45-CONSYSTM-CONPMP | PM03 | 305 | 6M E45 IPTA Condensate Pump Servicing | IPTA Condensate Pump | B | 0190E001 | 2020-08-24 | 2012-10-27 | PHDAVODAMA
0190-031-816 | 52351 | 0190-COF-PRO-E45-CONPMP01 | PM03 | 305 | 6M E45 WH Condensate Pump Servicing | Water Heater Condensate Pump 1 | B | 0190E001 | 2020-08-24 | 2012-10-27 | PHDAVODAMA
0190-031-815 | 63884 | 0190-COF-PRO-SHP-CMMN | PM03 | 307 | 1W CDM Check for CofPro Equipment- PVL | Coffee Process Workshop Room | C | 0190E001 | 2014-10-14 | 2012-10-20 | PHSANTANJO
0190-031-814 | 52351 | 0190-COF-PRO-SCE-SUMPMP02 | PM03 | 305 | 6M Evaporator Sump Pump Servicing | Evaporator Sump Pump | C | 0190E001 | 2014-09-23 | 2012-10-13 | PHSANTANJO
0190-031-813 | 52351 | 0190-COF-PRO-SCE-XPMP01 | PM03 | 305 | 6M Spent Caustic Discharge Pmp Servicing | Spent Caustic Discharge Pump | C | 0190E001 | 2020-10-05 | 2012-10-13 | PHDAVODAMA
0190-031-812 | 423826 | 0190-COF-PRO-E54-EXTCEL06-V20 | PM03 | 305 | 20W E54 C6 V20 replacement | E54 C6 Steam inlet to cell (bottom) for | A | 0190E001 | 2021-11-23 | 2012-10-13 | PHDAVODAMA
0190-031-811 | 423826 | 0190-COF-PRO-E54-EXTCEL05-V20 | PM03 | 305 | 20W E54 C5 V20 replacement | E54 C5StmInltToCell(bttm)ForHydrlyssV4Ln | A | 0190E001 | 2021-11-23 | 2012-10-13 | PHDAVODAMA
0190-031-810 | 52351 | 0190-COF-PRO-SCE-BFRPMP01 | PM03 | 305 | 6M Buffer Pump Pump Servicing | Buffer Pump | B | 0190E001 | 2020-06-04 | 2012-10-13 | PHDAVODAMA
0190-031-809 | 52351 | 0190-COF-PRO-SCE-FEDPMP01 | PM03 | 305 | 6M Evaporator Feed Pump Servicing | Evaporator Feed Pump | C | 0190E001 | 2020-03-19 | 2012-10-13 | PHDAVODAMA
0190-031-808 | 69104 | 0190-COF-PRO-SCE-DECANT01 | PM03 | 305 | 6M Servcing of the Decanter | Decanter | C | 0190E001 | 2020-10-27 | 2012-10-13 | PHDAVODAMA
0190-031-807 | 52351 | 0190-COF-PRO-E45-RWDSYSTEM-RWDPMP01 | PM03 | 305 | 52W Wet Rework Dosing Pump Servicing | Wet Rework Outlet Dosing Pump No 1 | B | 0190E001 | 2020-08-24 | 2012-10-10 | PHDAVODAMA
0190-031-806 | 63883 | 0190-COF-PRO-FFE-3FXCAL | PM03 | 305 | 4W Swabbing of the Calandria 3rd Effect | FFE 3rd Effect Calandria | C | 0190E001 | 2018-11-06 | 2012-10-09 | PHSANTANJO
0190-031-806 | 63883 | 0190-COF-PRO-FFE-4AFXCLNDR | PM03 | 305 | 4W Swabbing of the Calandria 4A | FFE 4th Effect 4A Calandria | C | 0190E001 | 2018-11-06 | 2012-10-09 | PHSANTANJO
0190-031-806 | 63883 | 0190-COF-PRO-FFE-4AFXCLNDR | PM03 | 305 | 4W Swabbing of the Calandria 4B | FFE 4th Effect 4A Calandria | C | 0190E001 | 2018-11-06 | 2012-10-09 | PHSANTANJO
0190-031-806 | 63883 | 0190-COF-PRO-FFE-FNSHRCLNDR | PM03 | 305 | 4W Swabbing of the Calandria Finisher | FFE Finisher CALANDRIA | C | 0190E001 | 2018-11-06 | 2012-10-09 | PHSANTANJO
0190-031-805 | 52351 | 0190-COF-PRO-EGA-CLNPMP01 | PM03 | 305 | 6M EGA Tower Wet Cleaning Pump Servicing | Egron Tower Wet Cleaning Pump | C | 0190E001 | 2014-07-07 | 2012-09-18 | PHSANTANJO
0190-031-804 | 52351 | 0190-COF-PRO-WFE-STMCON-M07 | PM03 | 305 | 6M WFE Stm Cond Pump Servicing | WFE Steam Condensate Pump | B | 0190E001 | 2020-03-19 | 2012-09-18 | PHDAVODAMA
0190-031-803 | 67511 | 0190-COF-PRO-E45-HYDSYSTM-HYDSYS03 | PM03 | 305 | 6M E45 Hydraulic Filter Servicing | E45 Hydraulic Distribution System | B | 0190E001 | 2020-10-05 | 2012-08-20 | PHDAVODAMA
0190-031-802 | 67512 | 0190-COF-PRO-E45-EXTCEL01 | PM03 | 307 | 1Y E45 Bursting Disc Inspection | Extraction 45 Cell No 1 | A | 0190E001 | 2021-11-23 | 2012-08-20 | PHDAVODAMA
0190-031-802 | 67512 | 0190-COF-PRO-E45-EXTCEL02 | PM03 | 307 | 1Y E45 Bursting Disc Inspection | Extraction 45 Cell No 2 | A | 0190E001 | 2021-11-23 | 2012-08-20 | PHDAVODAMA
0190-031-802 | 67512 | 0190-COF-PRO-E45-EXTCEL03 | PM03 | 307 | 1Y E45 Bursting Disc Inspection | Extraction 45 Cell No 3 | A | 0190E001 | 2021-11-23 | 2012-08-20 | PHDAVODAMA
0190-031-802 | 67512 | 0190-COF-PRO-E45-EXTCEL04 | PM03 | 307 | 1Y E45 Bursting Disc Inspection | Extraction 45 Cell No 4 | A | 0190E001 | 2021-11-23 | 2012-08-20 | PHDAVODAMA
0190-031-802 | 67512 | 0190-COF-PRO-E45-EXTCEL05 | PM03 | 307 | 1Y E45 Bursting Disc Inspection | Extraction 45 Cell No 5 | A | 0190E001 | 2021-11-23 | 2012-08-20 | PHDAVODAMA
0190-031-802 | 67512 | 0190-COF-PRO-E45-EXTCEL06 | PM03 | 307 | 1Y E45 Bursting Disc Inspection | Extraction 45 Cell No 6 | A | 0190E001 | 2021-11-23 | 2012-08-20 | PHDAVODAMA
0190-031-802 | 67512 | 0190-COF-PRO-E45-EXTCEL07 | PM03 | 307 | 1Y E45 Bursting Disc Inspection | Extraction 45 Cell No 7 | A | 0190E001 | 2021-11-23 | 2012-08-20 | PHDAVODAMA
0190-031-802 | 67512 | 0190-COF-PRO-E45-EXTCEL08 | PM03 | 307 | 1Y E45 Bursting Disc Inspection | Extraction 45 Cell No 8 | A | 0190E001 | 2021-11-23 | 2012-08-20 | PHDAVODAMA
0190-031-801 | 67512 | 0190-COF-PRO-E54-EXTCEL01 | PM03 | 307 | 1Y Bursting Disc Inspection | Extraction Cell 54 No 1 | A | 0190E001 | 2021-11-23 | 2012-08-20 | PHDAVODAMA
0190-031-801 | 67512 | 0190-COF-PRO-E54-EXTCEL02 | PM03 | 307 | 1Y Bursting Disc Inspection | Extraction Cell 54 No 2 | A | 0190E001 | 2021-11-23 | 2012-08-20 | PHDAVODAMA
0190-031-801 | 67512 | 0190-COF-PRO-E54-EXTCEL03 | PM03 | 307 | 1Y Bursting Disc Inspection | Extraction Cell 54 No 3 | A | 0190E001 | 2021-11-23 | 2012-08-20 | PHDAVODAMA
0190-031-801 | 67512 | 0190-COF-PRO-E54-EXTCEL04 | PM03 | 307 | 1Y Bursting Disc Inspection | Extraction Cell 54 No 4 | A | 0190E001 | 2021-11-23 | 2012-08-20 | PHDAVODAMA
0190-031-801 | 67512 | 0190-COF-PRO-E54-EXTCEL05 | PM03 | 307 | 1Y Bursting Disc Inspection | Extraction Cell 54 No 5 | A | 0190E001 | 2021-11-23 | 2012-08-20 | PHDAVODAMA
0190-031-801 | 67512 | 0190-COF-PRO-E54-EXTCEL06 | PM03 | 307 | 1Y Bursting Disc Inspection | Extraction Cell 54 No 6 | A | 0190E001 | 2021-11-23 | 2012-08-20 | PHDAVODAMA
0190-031-801 | 67512 | 0190-COF-PRO-E54-EXTCEL07 | PM03 | 307 | 1Y Bursting Disc Inspection | Extraction Cell 54 No 7 | A | 0190E001 | 2021-11-23 | 2012-08-20 | PHDAVODAMA
0190-031-801 | 67512 | 0190-COF-PRO-E54-EXTCEL08 | PM03 | 307 | 1Y Bursting Disc Inspection | Extraction Cell 54 No 8 | A | 0190E001 | 2021-11-23 | 2012-08-20 | PHDAVODAMA
0190-031-800 | 67511 | 0190-COF-PRO-E54-DISHED02 | PM03 | 307 | 6M Hydraulic Filter Servicing | E54 Hydraulic Distribution System | B | 0190E001 | 2021-11-27 | 2012-08-20 | PHDAVODAMA
0190-031-799 | 50282 | 0190-COF-PRO-RST-ROASTR01-FAN1510 | PM03 | 303 | 1M Roaster01 Cooler Ex Fan Lubrication | R1 Cooling Outlet Air Fan | C | 0190E001 | 2014-07-07 | 2012-07-10 | PHSANTANJO
0190-031-798 | 50282 | 0190-COF-PRO-RST-ROASTR01-FAN1306 | PM03 | 303 | 1M Roaster01 Supply Fan Lubrication | R1 Cooler Supply Fan | C | 0190E001 | 2014-07-07 | 2012-07-10 | PHSANTANJO
0190-031-797 | 50282 | 0190-COF-PRO-RST-ROASTR02-FAN1306 | PM03 | 303 | 1M Roaster02 Cooler Ex Fan Lubrication | R2 Cooler Exhaust Fan | C | 0190E001 | 2014-07-07 | 2012-07-10 | PHSANTANJO
0190-031-796 | 50282 | 0190-COF-PRO-RST-ROASTR02-FAN1510 | PM03 | 303 | 1M Roaster02 Supply Fan Lubrication | R2 Cooler Supply Fan | C | 0190E001 | 2014-07-07 | 2012-07-10 | PHSANTANJO
0190-031-795 | 50282 | 0190-COF-PRO-RST-ROASTR03-FAN1510 | PM03 | 303 | 1M Roaster03 Cooler Ex Fan Lubrication | R3 Cooling Outlet Air Fan | C | 0190E001 | 2014-07-07 | 2012-07-10 | PHSANTANJO
0190-031-794 | 50282 | 0190-COF-PRO-RST-ROASTR03-FAN1306 | PM03 | 303 | 1M Roaster03 Supply Fan Lubrication | R3 Cooling Supply Fan | C | 0190E001 | 2014-07-07 | 2012-07-10 | PHSANTANJO
0190-031-793 | 50282 | 0190-COF-PRO-RST-ROASTR04-FAN1510 | PM03 | 303 | 1M Roaster04 Cooler Ex Fan Lubrication | Roaster No 4 Cooler Exhaust Fan | C | 0190E001 | 2014-07-07 | 2012-07-10 | PHSANTANJO
0190-031-792 | 50282 | 0190-COF-PRO-RST-ROASTR04-FAN1306 | PM03 | 303 | 1M Roaster04 Supply Fan Lubrication | Roaster No 4 Cooler Supply Fan | C | 0190E001 | 2014-07-07 | 2012-07-10 | PHSANTANJO
0190-031-791 | 65466 | 0190-COF-GCO-CND-POLSHR04 | PM03 | 305 | 6M Planned Service of GC Polisher04 | GC Polisher No 4 | B | 0190E001 | 2016-11-24 | 2012-07-07 | PHSANTANJO
0190-031-790 | 65466 | 0190-COF-GCO-CND-POLSHR03 | PM03 | 305 | 6M Planned Service of GC Polisher03 | GC Polisher No 3 | B | 0190E001 | 2016-11-24 | 2012-07-07 | PHSANTANJO
0190-031-789 | 65466 | 0190-COF-GCO-CND-POLSHR02 | PM03 | 305 | 6M Planned Service of GC Polisher02 | GC Polisher No 2 | B | 0190E001 | 2016-11-24 | 2012-07-07 | PHSANTANJO
0190-031-788 | 65466 | 0190-COF-GCO-CND-POLSHR01 | PM03 | 305 | 6M Planned Service of GC Polisher01 | GC Polisher No 1 | B | 0190E001 | 2016-11-24 | 2012-07-07 | PHSANTANJO
0190-031-787 | 49967 | 0190-COF-GCO-CND-SVALVE02 | PM03 | 305 | 6M Planned Service of GC Starvalve 02 | GC Starvalve No 2 To Polisher | C | 0190E001 | 2017-12-27 | 2012-07-07 | PHSANTANJO
0190-031-786 | 49967 | 0190-COF-GCO-CND-SVALVE01 | PM03 | 305 | 6M Planned Service of GC Starvalve 01 | GC Starvalve No 1 From Destoner | C | 0190E001 | 2017-12-27 | 2012-07-07 | PHSANTANJO
0190-031-785 | 64656 | 0190-COF-GCO-CND-DESTNR01 | PM03 | 305 | 6M Servicing of the GC Destoner | GC Destoner | B | 0190E001 | 2020-10-27 | 2012-07-07 | PHDAVODAMA
0190-031-784 | 35190 | 0190-COF-GCO-CND-BLOWER04 | PM03 | 305 | 26W Blower Planned Service GC Blower 04 | GC Blower No 4 | C | 0190E001 | 2019-05-30 | 2012-07-07 | PHSANTANJO
0190-031-783 | 35190 | 0190-COF-GCO-CND-BLOWER03 | PM03 | 305 | 26W Blower Planned Service GC Blower 03 | GC Blower No 3 | C | 0190E001 | 2019-05-30 | 2012-07-07 | PHSANTANJO
0190-031-782 | 35190 | 0190-COF-GCO-CND-BLOWER01 | PM03 | 305 | 26W Blower servicing Transp. to Roasting | GC Blower Transport to Roasting | C | 0190E001 | 2021-11-25 | 2012-07-07 | PHDAVODAMA
0190-031-781 | 55659 | 0190-COF-PRO-SCE-CIPPNL02 | PM03 | 305 | 1Y Inspct'n and Serv. of CIP Elec Panel | CIP Electrical Panel | B | 0190E002 | 2017-12-27 | 2012-07-07 | PHSANTANJO
0190-031-780 | 55659 | 0190-COF-PRO-SCE-CIPPNL01 | PM03 | 305 | 1Y Inspct'n and Serv. of ERA CIP Panel | ERA CIP Electrical Panel | B | 0190E002 | 2017-12-27 | 2012-07-07 | PHSANTANJO
0190-031-779 | 55661 | 0190-COF-PRO-SCE-CIPPNL02 | PM03 | 302 | 26W Thermal Scanning of CIP Elec. Panel | CIP Electrical Panel | B | 0190E002 | 2017-12-27 | 2012-07-07 | PHSANTANJO
0190-031-778 | 55661 | 0190-COF-PRO-SCE-CIPPNL01 | PM03 | 302 | 26W Thermal Scanning of the ERACIP Panel | ERA CIP Electrical Panel | B | 0190E002 | 2017-12-27 | 2012-07-07 | PHSANTANJO
0190-031-777 | 64763 | 0190-COF-PRO-E54-EXTCEL01 | PM03 | 304 | 1Y Extraction Cell 54 Cell Measurement | Extraction Cell 54 No 1 | A | 0190E001 | 2021-06-03 | 2012-07-02 | PHILAGANAN
0190-031-777 | 64763 | 0190-COF-PRO-E54-EXTCEL02 | PM03 | 304 | 1Y Extraction Cell 54 Cell Measurement | Extraction Cell 54 No 2 | A | 0190E001 | 2021-06-03 | 2012-07-02 | PHILAGANAN
0190-031-777 | 64763 | 0190-COF-PRO-E54-EXTCEL03 | PM03 | 304 | 1Y Extraction Cell 54 Cell Measurement | Extraction Cell 54 No 3 | A | 0190E001 | 2021-06-03 | 2012-07-02 | PHILAGANAN
0190-031-777 | 64763 | 0190-COF-PRO-E54-EXTCEL04 | PM03 | 304 | 1Y Extraction Cell 54 Cell Measurement | Extraction Cell 54 No 4 | A | 0190E001 | 2021-06-03 | 2012-07-02 | PHILAGANAN
0190-031-777 | 64763 | 0190-COF-PRO-E54-EXTCEL05 | PM03 | 304 | 1Y Extraction Cell 54 Cell Measurement | Extraction Cell 54 No 5 | A | 0190E001 | 2021-06-03 | 2012-07-02 | PHILAGANAN
0190-031-777 | 64763 | 0190-COF-PRO-E54-EXTCEL06 | PM03 | 304 | 1Y Extraction Cell 54 Cell Measurement | Extraction Cell 54 No 6 | A | 0190E001 | 2021-06-03 | 2012-07-02 | PHILAGANAN
0190-031-777 | 64763 | 0190-COF-PRO-E54-EXTCEL07 | PM03 | 304 | 1Y Extraction Cell 54 Cell Measurement | Extraction Cell 54 No 7 | A | 0190E001 | 2021-06-03 | 2012-07-02 | PHILAGANAN
0190-031-777 | 64763 | 0190-COF-PRO-E54-EXTCEL08 | PM03 | 304 | 1Y Extraction Cell 54 Cell Measurement | Extraction Cell 54 No 8 | A | 0190E001 | 2021-06-03 | 2012-07-02 | PHILAGANAN
0190-031-776 | 64763 | 0190-COF-PRO-E45-EXTCEL01 | PM03 | 304 | 1Y Extraction Cell 45 Cell Measurement | Extraction 45 Cell No 1 | A | 0190E001 | 2021-06-03 | 2012-07-02 | PHILAGANAN
0190-031-776 | 64763 | 0190-COF-PRO-E45-EXTCEL02 | PM03 | 304 | 1Y Extraction Cell 45 Cell Measurement | Extraction 45 Cell No 2 | A | 0190E001 | 2021-06-03 | 2012-07-02 | PHILAGANAN
0190-031-776 | 64763 | 0190-COF-PRO-E45-EXTCEL03 | PM03 | 304 | 1Y Extraction Cell 45 Cell Measurement | Extraction 45 Cell No 3 | A | 0190E001 | 2021-06-03 | 2012-07-02 | PHILAGANAN
0190-031-776 | 64763 | 0190-COF-PRO-E45-EXTCEL04 | PM03 | 304 | 1Y Extraction Cell 45 Cell Measurement | Extraction 45 Cell No 4 | A | 0190E001 | 2021-06-03 | 2012-07-02 | PHILAGANAN
0190-031-776 | 64763 | 0190-COF-PRO-E45-EXTCEL05 | PM03 | 304 | 1Y Extraction Cell 45 Cell Measurement | Extraction 45 Cell No 5 | A | 0190E001 | 2021-06-03 | 2012-07-02 | PHILAGANAN
0190-031-776 | 64763 | 0190-COF-PRO-E45-EXTCEL06 | PM03 | 304 | 1Y Extraction Cell 45 Cell Measurement | Extraction 45 Cell No 6 | A | 0190E001 | 2021-06-03 | 2012-07-02 | PHILAGANAN
0190-031-776 | 64763 | 0190-COF-PRO-E45-EXTCEL07 | PM03 | 304 | 1Y Extraction Cell 45 Cell Measurement | Extraction 45 Cell No 7 | A | 0190E001 | 2021-06-03 | 2012-07-02 | PHILAGANAN
0190-031-776 | 64763 | 0190-COF-PRO-E45-EXTCEL08 | PM03 | 304 | 1Y Extraction Cell 45 Cell Measurement | Extraction 45 Cell No 8 | A | 0190E001 | 2021-06-03 | 2012-07-02 | PHILAGANAN
0190-031-775 | 423826 | 0190-COF-PRO-E54-EXTCEL08-V20 | PM03 | 305 | 20W E54 C8 V20 replacement | E54 C8 Steam inlet to cell (bottom) for | B | 0190E001 | 2021-11-23 | 2012-06-28 | PHDAVODAMA
0190-031-774 | 423826 | 0190-COF-PRO-E54-EXTCEL07-V20 | PM03 | 305 | 20W E54 C7 V20 replacement | E54 C7 Steam inlet to cell (bottom) for | B | 0190E001 | 2021-11-23 | 2012-06-12 | PHDAVODAMA
0190-031-773 | 50427 | 0190-COF-PRO-EGA-OVRDRVESYS-M74 | PM03 | 305 | 3M Overs Grinder Servicing- Mechl. | Overs Grinders | A | 0190E001 | 2017-04-03 | 2012-06-08 | PHSANTANJO
0190-031-772 | 62664 | 0190-COF-PRO-EGA-OVRDRVESYS-M74 | PM03 | 307 | 13W Overs Grinder Inspctn -Mechl. | Overs Grinders | A | 0190E001 | 2021-03-19 | 2012-06-08 | PHILAGANAN
0190-031-771 | 63884 | 0190-COF-PRO-SHP-CMMN | PM03 | 307 | 1W CDM Check for CofPro Equipment- JCC | Coffee Process Workshop Room | C | 0190E001 | 2014-10-14 | 2012-05-10 | PHSANTANJO
0190-031-770 | 63883 | 0190-COF-PRO-E54-HEATER03 | PM03 | 305 | 3M Heat Exchanger Swabbing E54 PRHTR | IPTA Pre Heater | A | 0190E001 | 2014-07-07 | 2012-05-09 | PHSANTANJO
0190-031-769 | 63883 | 0190-COF-PRO-E54-HEATER02 | PM03 | 305 | 3M Heat Exchanger Swabbing E54 LP | Water Heater Low Pressure | A | 0190E001 | 2014-07-07 | 2012-05-09 | PHSANTANJO
0190-031-768 | 63883 | 0190-COF-PRO-E54-HEATER01 | PM03 | 305 | 3M Heat Exchanger Swabbing E54 HP | Water Heater High Pressure | A | 0190E001 | 2014-07-07 | 2012-05-09 | PHSANTANJO
0190-031-767 | 63883 | 0190-COF-PRO-E45-PREHTR01 | PM03 | 305 | 3M Heat Exchanger Swabbing E45 PRHTR | IPTA Pre Heater | A | 0190E001 | 2014-07-07 | 2012-05-09 | PHSANTANJO
0190-031-766 | 63883 | 0190-COF-PRO-E45-LPWHTR02 | PM03 | 305 | 3M Heat Exchanger Swabbing E45 LP | Water Heater Low Pressure | A | 0190E001 | 2014-07-07 | 2012-05-09 | PHSANTANJO
0190-031-765 | 63883 | 0190-COF-PRO-E45-HPWHTR01 | PM03 | 305 | 3M Heat Exchanger Swabbing E45 HP | Water Heater High Pressure | A | 0190E001 | 2014-07-07 | 2012-05-09 | PHSANTANJO
0190-031-764 | 63780 | 0190-COF-PRO-RST-CMMN | PM03 | 307 | 3M Grounding Check & Retightening at RST | Roasting Common | C | 0190E001 | 2014-11-03 | 2012-05-09 | PHSANTANJO
0190-031-763 | 59081 | 0190-COF-PRO-EGA-AHU07 | PM03 | 305 | 1Y After Cooler AHU Servicing-Mechl. | Egron After Cooler AHU OLD | B | 0190E013 | 2020-03-19 | 2012-05-09 | PHDAVODAMA
0190-031-762 | 59080 | 0190-COF-PRO-EGA-AHU07 | PM03 | 307 | 1Y After Cooler control valve inspctn | Egron After Cooler AHU OLD | B | 0190E013 | 2017-12-27 | 2012-05-09 | PHSANTANJO
0190-031-761 | 63346 | 0190-COF-PRO-EGA-BGHOUSESYS-BHFLTR01 | PM03 | 305 | 1Y BH Powder Filter Servicing | Bag House Filter | A | 0190E001 | 2021-03-19 | 2012-04-09 | PHILAGANAN
0190-031-760 | 62652 | 0190-COF-PRO-EGA-BGHOUSESYS-BHFLTR01 | PM03 | 305 | 52W Powder Filter replacement | Bag House Filter | A | 0190E001 | 2021-03-19 | 2012-04-09 | PHILAGANAN
0190-031-759 | 63884 | 0190-COF-PRO-SHP-CMMN | PM03 | 307 | 1W CDM Check for CofPro Equipment- RSC | Coffee Process Workshop Room | C | 0190E001 | 2014-10-14 | 2012-05-10 | PHSANTANJO
0190-031-758 | 63884 | 0190-COF-PRO-SHP-CMMN | PM03 | 307 | 1W CDM Check for CofPro Equipment- MDE | Coffee Process Workshop Room | C | 0190E001 | 2014-10-14 | 2012-05-10 | PHSANTANJO
0190-031-757 | 63884 | 0190-COF-PRO-SHP-CMMN | PM03 | 307 | 1W CDM Check for CofPro Equipment- KVRC | Coffee Process Workshop Room | C | 0190E001 | 2014-10-14 | 2012-05-10 | PHSANTANJO
0190-031-756 | 63884 | 0190-COF-PRO-SHP-CMMN | PM03 | 307 | 1W CDM Check for CofPro Equipment- ADP | Coffee Process Workshop Room | C | 0190E001 | 2014-10-14 | 2012-05-10 | PHSANTANJO
0190-031-755 | 63884 | 0190-COF-PRO-SHP-CMMN | PM03 | 307 | 1W CDM Check for CofPro Equipment- RGE | Coffee Process Workshop Room | C | 0190E001 | 2014-10-14 | 2012-05-10 | PHSANTANJO
0190-031-754 | 63884 | 0190-COF-PRO-SHP-CMMN | PM03 | 307 | 1W CDM Check for CofPro Equipment- DGB | Coffee Process Workshop Room | C | 0190E001 | 2014-10-14 | 2012-05-09 | PHSANTANJO
0190-031-753 | 63884 | 0190-COF-PRO-SHP-CMMN | PM03 | 307 | 1W CDM Check for CofPro Equipment- ROE | Coffee Process Workshop Room | C | 0190E001 | 2014-10-14 | 2012-05-09 | PHSANTANJO
0190-031-752 | 63884 | 0190-COF-PRO-SHP-CMMN | PM03 | 307 | 1W CDM Check for CofPro Equipment- DPS | Coffee Process Workshop Room | C | 0190E002 | 2014-10-14 | 2012-05-09 | PHSANTANJO
0190-031-751 | 63289 | 0190-COF-PRO-SHP-CMMN | PM03 | 307 | 1W CDM Check for CofPro Equipment- RSP | Coffee Process Workshop Room | C | 0190E001 | 2014-10-14 | 2012-05-09 | PHSANTANJO
0190-031-750 | 63289 | 0190-COF-PRO-SHP-CMMN | PM03 | 307 | 1W CDM Check for CofPro Equipment- MLA | Coffee Process Workshop Room | C | 0190E001 | 2014-10-14 | 2012-05-09 | PHSANTANJO
0190-031-749 | 49546 | 0190-ENG-GFO-CEI-LTGSYS | PM03 | 307 | 4W Inspection Egron A Lightings | Factory Wide Lighting System | C | 0190E002 | 2018-11-06 | 2012-05-09 | PHSANTANJO
0190-031-749 | 49546 | 0190-ENG-GFO-CEI-LTGSYS | PM03 | 307 | 4W Inspection E54/FFE Area Lighting | Factory Wide Lighting System | C | 0190E002 | 2018-11-06 | 2017-08-24 | PHSANTANJO
0190-031-749 | 49546 | 0190-ENG-GFO-CEI-LTGSYS | PM03 | 307 | 4W Inspection GCCD/RoastingArea Lighting | Factory Wide Lighting System | C | 0190E002 | 2018-11-06 | 2017-08-24 | PHSANTANJO
0190-031-749 | 49546 | 0190-ENG-GFO-CEI-LTGSYS | PM03 | 307 | 4W Inspection E45/WFE Lightings | Factory Wide Lighting System | C | 0190E002 | 2018-11-06 | 2017-08-24 | PHSANTANJO
0190-031-749 | 49546 | 0190-ENG-GFO-CEI-LTGSYS | PM03 | 307 | 4W Inspection A45/A54 Lightings | Factory Wide Lighting System | C | 0190E002 | 2018-11-06 | 2017-08-24 | PHSANTANJO
0190-031-748 | 63289 | 0190-COF-PRO-SHP-CMMN | PM03 | 307 | 1W CDM Check for CofPro Equipment- RCJ | Coffee Process Workshop Room | C | 0190E001 | 2014-10-14 | 2012-05-09 | PHSANTANJO
0190-031-747 | 521820 | 0190-COF-PRO-A54-STRCOLMN | PM03 | 305 | 52W A54 Strp Clmn V0322 Valve Serv | P-ERA 54 Stripping Column | B | 0190E001 | 2017-12-27 | 2012-05-09 | PHSANTANJO
0190-031-746 | 521818 | 0190-COF-PRO-A54-STRCOLMN | PM03 | 305 | 52W A54 Strp Clmn V0322 Actuator Serv | P-ERA 54 Stripping Column | B | 0190E002 | 2020-09-07 | 2012-05-09 | PHDAVODAMA
0190-031-745 | 427745 | 0190-COF-PRO-SCE-FILTER01 | PM03 | 305 | 26W SCE NAS filter valve servicing | Nash Filter | A | 0190E001 | 2018-02-27 | 2012-05-09 | PHSANTANJO
0190-031-744 | 427745 | 0190-COF-PRO-EGA-NSFLTR02 | PM03 | 305 | 26W EGA NAS filter valve servicing | Egron NAS Filter | A | 0190E001 | 2021-03-19 | 2012-05-09 | PHILAGANAN
0190-031-743 | 427745 | 0190-COF-PRO-E54-FILTER01 | PM03 | 305 | 26W E54 NAS filter valve servicing | NAS Filter Assembly Extraction 54 | A | 0190E001 | 2021-03-19 | 2012-05-09 | PHILAGANAN
0190-031-742 | 427745 | 0190-COF-PRO-E45-FILTER01 | PM03 | 305 | 26W E45 NAS filter valve servicing | Nash Filter | A | 0190E001 | 2020-10-05 | 2012-04-04 | PHDAVODAMA
0190-031-741 | 63155 | 0190-COF-PRO-E45-AHU01 | PM03 | 307 | 3M AHU Servicing of E45 PE Panel | E45 PE Panel AHU | C | 0190E013 | 2021-11-27 | 2012-03-31 | PHDAVODAMA
0190-031-741 | 63151 | 0190-COF-PRO-EGA-AHU03 | PM03 | 307 | 3M AHU Servicing of Coffee Egron Grnd Fl | Egron AHU Coffee Egron Ground Floor | C | 0190E013 | 2021-11-27 | 2012-03-31 | PHDAVODAMA
0190-031-741 | 63152 | 0190-COF-PRO-EGA-AHU07 | PM03 | 307 | 3M AHU Servicing of After Cooler | Egron After Cooler AHU OLD | B | 0190E013 | 2021-11-27 | 2012-03-31 | PHDAVODAMA
0190-031-741 | 63150 | 0190-COF-PRO-EGA-AHU08 | PM03 | 307 | 3M AHU Servicing of After Dryer | Egron After Dryer AHU OLD | B | 0190E001 | 2021-11-27 | 2012-03-31 | PHDAVODAMA
0190-031-741 | 63153 | 0190-COF-PRO-EGA-AHUTTBN-AHU05 | PM03 | 307 | 3M AHU Servicing of Egron Totebin Rm | AHU Coffee Egron Totebin Room | A | 0190E001 | 2021-11-27 | 2012-03-31 | PHDAVODAMA
0190-031-741 | 46949 | 0190-COF-PRO-EGA-EDCTRSYS | PM03 | 307 | 3M AHU Servicing of Eductor | Egron Eductor System 01 | A | 0190E001 | 2021-11-27 | 2012-03-31 | PHDAVODAMA
0190-031-740 | 63149 | 0190-COF-PRO-EGA-AFTRDRYR-AHU02 | PM03 | 305 | 3M AHU AD Heat exchanger Servicing | After Dryer AHU | A | 0190E001 | 2014-08-26 | 2012-03-31 | PHSANTANJO
0190-031-739 | 63149 | 0190-COF-PRO-E45-AHU01 | PM03 | 305 | 3M AHU E45 Pnl Heat Exchanger Servicing | E45 PE Panel AHU | C | 0190E013 | 2014-07-07 | 2012-03-31 | PHSANTANJO
0190-031-739 | 63149 | 0190-COF-PRO-EGA-AHU03 | PM03 | 305 | 3M AHU GRND FLR Heat exchanger Ser | Egron AHU Coffee Egron Ground Floor | C | 0190E013 | 2014-07-07 | 2012-03-31 | PHSANTANJO
0190-031-739 | 63149 | 0190-COF-PRO-EGA-AHU04 | PM03 | 305 | 3M AHU AC Heat exchanger Servicing | Egron A After Cooler AHU | A | 0190E001 | 2014-07-07 | 2012-03-31 | PHSANTANJO
0190-031-739 | 63149 | 0190-COF-PRO-EGA-AHUTTBN-AHU05 | PM03 | 305 | 3M AHU Egron Totbn Heat exchanger Servic | AHU Coffee Egron Totebin Room | A | 0190E001 | 2014-07-07 | 2012-03-31 | PHSANTANJO
0190-031-739 | 63149 | 0190-COF-PRO-EGA-FLDLFTSYS-AHU01 | PM03 | 305 | 3M AHU FL Heat exchanger Servicing | Fluid Lift AHU | A | 0190E001 | 2014-07-07 | 2012-03-31 | PHSANTANJO
0190-031-738 | 35190 | 0190-COF-PRO-EGA-FAN07 | PM03 |  | 6M AHU AD Blower Servicing | After Dryer AHU Blower | B | 0190E001 | 2017-03-24 | 2012-03-27 | PHSANTANJO
0190-031-737 | 33046 | 0190-COF-PRO-EGA-FEDTNK01 | PM03 | 301 | Calibration of EGA-119 (FIT) | Egron Feed Tank | B | 0190E001 | 2014-09-16 | 2012-03-06 | PHSANTANJO
0190-031-736 | 33046 | 0190-COF-PRO-EGA-FEDTNK01 | PM03 | 301 | 1Y EGA FIT Calib (3A14-FIT-03.06) | Egron Feed Tank | B | 0190E001 | 2018-04-16 | 2012-03-06 | PHSANTANJO
0190-031-735 | 33046 | 0190-COF-PRO-EGA-NSFLTR02 | PM03 | 301 | Calibration of EGA-117 (FIT) | Egron NAS Filter | A | 0190E001 | 2014-09-16 | 2012-03-06 | PHSANTANJO
0190-031-734 | 33045 | 0190-COF-PRO-RST-HDRTNK02-TRANSMITTER_1 | PM03 | 301 | 1Y RST PT Calib (3A2-PT-32.09/02) | Transmitter 01 | B | 0190E017 | 2018-04-16 | 2012-03-06 | PHSANTANJO
0190-031-733 | 33045 | 0190-COF-PRO-RST-HDRTNK03-TRANSMITTER_1 | PM03 | 301 | 1Y RST PT Calib (3A2-PT-32.09/03) | Transmitter 01 | B | 0190E017 | 2018-04-16 | 2012-03-06 | PHSANTANJO
0190-031-732 | 33045 | 0190-COF-PRO-RST-HDRTNK04-TRANSMITTER_1 | PM03 | 301 | 1Y RST PT Calib (3A2-PT-32.12/04) | Transmitter 01 | B | 0190E017 | 2018-04-16 | 2012-03-06 | PHSANTANJO
0190-031-731 | 423826 | 0190-COF-PRO-E54-EXTCEL04-V20 | PM03 | 305 | 20W E54 C4 V20 replacement | E54 C4StmInltToCell(bttm)ForHydrlyssV4Ln | A | 0190E001 | 2021-11-23 | 2012-03-06 | PHDAVODAMA
0190-031-730 | 423826 | 0190-COF-PRO-E54-EXTCEL03-V20 | PM03 | 305 | 20W E54 C3 V20 replacement | E54 C3StmInltToCell(bttm)ForHydrlyssV4Ln | A | 0190E001 | 2021-11-23 | 2012-03-06 | PHDAVODAMA
0190-031-729 | 423826 | 0190-COF-PRO-E54-EXTCEL02-V20 | PM03 | 305 | 20W E54 C2 V20 replacement | E54 C2StmInltToCell(bttm)ForHydrlyssV4Ln | A | 0190E001 | 2021-11-23 | 2012-03-06 | PHDAVODAMA
0190-031-728 | 423826 | 0190-COF-PRO-E54-EXTCEL01-V20 | PM03 | 305 | 20W E54 C1 V20 replacement | E54 C1StmInltToCell(bttm)ForHydrlyssV4Ln | A | 0190E001 | 2021-11-23 | 2012-03-06 | PHDAVODAMA
0190-031-727 | 423826 | 0190-COF-PRO-E45-EXTCEL08-V20 | PM03 | 305 | 20W E45 C8 V20 replacement | E45 C8StmInltToCell(bttm)ForHydrlyssV4Ln | A | 0190E001 | 2021-11-23 | 2012-03-06 | PHDAVODAMA
0190-031-726 | 423826 | 0190-COF-PRO-E45-EXTCEL07-V20 | PM03 | 305 | 20W E45 C7 V20 replacement | E45 C7StmInltToCell(bttm)ForHydrlyssV4Ln | A | 0190E001 | 2021-11-23 | 2012-03-06 | PHDAVODAMA
0190-031-725 | 423826 | 0190-COF-PRO-E45-EXTCEL06-V20 | PM03 | 305 | 20W E45 C6 V20 replacement | E45 C6StmInltToCell(bttm)ForHydrlyssV4Ln | A | 0190E001 | 2021-11-23 | 2012-03-06 | PHDAVODAMA
0190-031-724 | 423826 | 0190-COF-PRO-E45-EXTCEL05-V20 | PM03 | 305 | 20W E45 C5 V20 replacement | E45 C5StmInltToCell(bttm)ForHydrlyssV4Ln | A | 0190E001 | 2021-11-23 | 2012-03-06 | PHDAVODAMA
0190-031-723 | 423826 | 0190-COF-PRO-E45-EXTCEL04-V20 | PM03 | 305 | 20W E45 C4 V20 replacement | E45 C4StmInltToCell(bttm)ForHydrlyssV4Ln | A | 0190E001 | 2021-11-23 | 2012-03-06 | PHDAVODAMA
0190-031-722 | 423826 | 0190-COF-PRO-E45-EXTCEL03-V20 | PM03 | 305 | 20W E45 C3 V20 replacement | E45 C3StmInltToCell(bttm)ForHydrlyssV4Ln | A | 0190E001 | 2021-11-23 | 2012-03-06 | PHDAVODAMA
0190-031-721 | 423826 | 0190-COF-PRO-E45-EXTCEL02-V20 | PM03 | 305 | 20W E45C2 V20 replacement | E45 C2StmInltToCell(bttm)ForHydrlyssV4Ln | A | 0190E001 | 2021-11-23 | 2012-03-06 | PHDAVODAMA
0190-031-720 | 423826 | 0190-COF-PRO-E45-EXTCEL01-V20 | PM03 | 305 | 20W E45C1 V20 replacement | E45 C1StmInltToCell(bttm)ForHydrlyssV4Ln | A | 0190E001 | 2021-11-23 | 2012-03-06 | PHDAVODAMA
0190-031-719 | 33045 | 0190-COF-PRO-E45-HPWHTR01-TRANSMITTER_1 | PM03 | 301 | 1Y E45 PIT Calib (3A3-PIT-05.04) | Transmitter 01 | B | 0190E017 | 2018-04-16 | 2012-03-06 | PHSANTANJO
0190-031-718 | 33045 | 0190-COF-PRO-E54-HMIPNL01 | PM03 | 301 | Calibration of E54-289 (PIT) | E54 HMI Control Panel | B | 0190E002 | 2014-09-16 | 2012-03-06 | PHSANTANJO
0190-031-717 | 33045 | 0190-COF-PRO-E54-STMHDR01-TRANSMITTER_1 | PM03 | 301 | 1Y E54 PIT Calib (3A4-PIT-05.96) | Transmitter 01 | B | 0190E017 | 2016-09-06 | 2012-03-06 | PHSANTANJO
0190-031-716 | 423795 | 0190-COF-PRO-E54-EXTCEL08 | PM03 | 305 | 20W E54C8 valve 4.1 replacement | Extraction Cell 54 No 8 | A | 0190E001 | 2017-07-24 | 2012-03-06 | PHSANTANJO
0190-031-715 | 423795 | 0190-COF-PRO-E54-EXTCEL07 | PM03 | 305 | 20W E54C7 valve 4.1 replacement | Extraction Cell 54 No 7 | A | 0190E001 | 2017-07-24 | 2012-03-06 | PHSANTANJO
0190-031-714 | 423795 | 0190-COF-PRO-E54-EXTCEL06 | PM03 | 305 | 20W E54C6 valve 4.1 replacement | Extraction Cell 54 No 6 | A | 0190E001 | 2017-07-24 | 2012-03-06 | PHSANTANJO
0190-031-713 | 423795 | 0190-COF-PRO-E54-EXTCEL05 | PM03 | 305 | 20W E54C5 valve 4.1 replacement | Extraction Cell 54 No 5 | A | 0190E001 | 2017-07-24 | 2012-03-06 | PHSANTANJO
0190-031-712 | 423795 | 0190-COF-PRO-E54-EXTCEL04 | PM03 | 305 | 20W E54C4 valve 4.1 replacement | Extraction Cell 54 No 4 | A | 0190E001 | 2017-07-24 | 2012-03-06 | PHSANTANJO
0190-031-711 | 423795 | 0190-COF-PRO-E54-EXTCEL03 | PM03 | 305 | 20W E54C3 valve 4.1 replacement | Extraction Cell 54 No 3 | A | 0190E001 | 2017-07-24 | 2012-03-06 | PHSANTANJO
0190-031-710 | 423795 | 0190-COF-PRO-E54-EXTCEL02 | PM03 | 305 | 20W E54C2 valve 4.1 replacement | Extraction Cell 54 No 2 | A | 0190E001 | 2017-07-24 | 2012-03-06 | PHSANTANJO
0190-031-709 | 423795 | 0190-COF-PRO-E54-EXTCEL01 | PM03 | 305 | 20W E54C1 valve 4.1 replacement | Extraction Cell 54 No 1 | A | 0190E001 | 2017-07-24 | 2012-03-06 | PHSANTANJO
0190-031-708 | 423795 | 0190-COF-PRO-E45-EXTCEL08 | PM03 | 305 | 20W E45C8 valve 4.1 replacement | Extraction 45 Cell No 8 | A | 0190E001 | 2020-10-26 | 2012-03-06 | PHDAVODAMA
0190-031-707 | 423795 | 0190-COF-PRO-E45-EXTCEL07 | PM03 | 305 | 20W E45C7 valve 4.1 replacement | Extraction 45 Cell No 7 | A | 0190E001 | 2020-10-26 | 2012-03-06 | PHDAVODAMA
0190-031-706 | 423795 | 0190-COF-PRO-E45-EXTCEL06 | PM03 | 305 | 20W E45C6 valve 4.1 replacement | Extraction 45 Cell No 6 | A | 0190E001 | 2020-10-26 | 2012-03-06 | PHDAVODAMA
0190-031-705 | 423795 | 0190-COF-PRO-E45-EXTCEL05 | PM03 | 305 | 20W E45C5 valve 4.1 replacement | Extraction 45 Cell No 5 | A | 0190E001 | 2020-10-26 | 2012-03-06 | PHDAVODAMA
0190-031-704 | 423795 | 0190-COF-PRO-E45-EXTCEL04 | PM03 | 305 | 20W E45C4 valve 4.1 replacement | Extraction 45 Cell No 4 | A | 0190E001 | 2020-10-03 | 2012-03-06 | PHDAVODAMA
0190-031-703 | 51986 | 0190-COF-PRO-RST-ROASTR01-TRANSMITTER_1 | PM03 | 301 | 1Y RST FIQ Calib (3A2-FIQ-32.18/01) | Transmitter 01 | B | 0190E017 | 2018-04-16 | 2012-03-06 | PHSANTANJO
0190-031-703 | 51986 | 0190-COF-PRO-RST-ROASTR02-TRANSMITTER_1 | PM03 | 301 | 1Y RST FIQ Calib (3A2-FIQ-32.18/02) | Transmitter 01 | B | 0190E017 | 2018-04-16 | 2014-09-10 | PHSANTANJO
0190-031-703 | 51986 | 0190-COF-PRO-RST-ROASTR03-TRANSMITTER_1 | PM03 | 301 | 1Y RST FIQ Calib (3A2-FIQ-32.18/03) | Transmitter 01 | B | 0190E017 | 2018-04-16 | 2014-09-10 | PHSANTANJO
0190-031-703 | 51986 | 0190-COF-PRO-RST-ROASTR04-TRANSMITTER_1 | PM03 | 301 | 1Y RST FIQ Calib (3A2-FIQ-32.18/04) | Transmitter 01 | B | 0190E017 | 2018-04-16 | 2014-09-10 | PHSANTANJO
0190-031-702 | 35190 | 0190-COF-GCO-AUX-BLOWER01 | PM03 | 305 | 26W Blower Planned Service GC Blower No2 | GC Blower No 2 | B | 0190E001 | 2019-01-11 | 2012-03-06 | PHSANTANJO
0190-031-701 | 51986 | 0190-COF-PRO-RST-ROASTR02 | PM03 | 301 | Calibration of ROP-088 (Flow totalizer) | Roaster No 2 | A | 0190E001 | 2014-09-16 | 2012-03-06 | PHSANTANJO
0190-031-700 | 51986 | 0190-COF-PRO-RST-ROASTR01 | PM03 | 301 | Calibration of ROP-087 (Flow totalizer) | Roaster No 1 | A | 0190E001 | 2014-09-16 | 2012-03-06 | PHSANTANJO
0190-031-699 | 62529 | 0190-COF-PRO-RST-ROASTR04 | PM03 | 304 | 6M Inspection of Bursting Disc - R4 | Roaster No 4 | A | 0190E001 | 2014-07-07 | 2012-02-20 | PHSANTANJO
0190-031-698 | 62529 | 0190-COF-PRO-RST-ROASTR03 | PM03 | 304 | 6M Inspection of Bursting Disc - R3 | Roaster No 3 | A | 0190E001 | 2014-07-07 | 2012-02-20 | PHSANTANJO
0190-031-697 | 62529 | 0190-COF-PRO-RST-ROASTR02 | PM03 | 304 | 6M Inspection of Bursting Disc - R2 | Roaster No 2 | A | 0190E001 | 2014-07-07 | 2012-02-20 | PHSANTANJO
0190-031-696 | 62529 | 0190-COF-PRO-RST-ROASTR01 | PM03 | 304 | 6M Inspection of Bursting Disc - R1 | Roaster No 1 | A | 0190E001 | 2014-07-07 | 2012-02-20 | PHSANTANJO
0190-031-695 | 62527 | 0190-COF-PRO-RST-ROASTR04 | PM03 | 304 | 6M Inspection of the Relief Flap - R4 | Roaster No 4 | A | 0190E001 | 2015-04-28 | 2012-02-20 | PHSANTANJO
0190-031-694 | 62527 | 0190-COF-PRO-RST-ROASTR03 | PM03 | 304 | 6M Inspection of the Relief Flap - R3 | Roaster No 3 | A | 0190E001 | 2015-10-27 | 2012-02-20 | PHSANTANJO
0190-031-693 | 62527 | 0190-COF-PRO-RST-ROASTR02 | PM03 | 304 | 6M Inspection of the Relief Flap - R2 | Roaster No 2 | A | 0190E001 | 2015-04-28 | 2012-02-20 | PHSANTANJO
0190-031-692 | 62527 | 0190-COF-PRO-RST-ROASTR01 | PM03 | 304 | 6M Inspection of the Relief Flap - R1 | Roaster No 1 | A | 0190E001 | 2014-11-03 | 2012-02-20 | PHSANTANJO
0190-031-691 | 62526 | 0190-COF-PRO-RST-ROASTR04 | PM03 | 305 | 10Y Rupture Discs Replacement - R4 | Roaster No 4 | A | 0190E001 | 2021-03-19 | 2012-02-20 | PHILAGANAN
0190-031-690 | 62526 | 0190-COF-PRO-RST-ROASTR03 | PM03 | 305 | 10Y Rupture Discs Replacement - R3 | Roaster No 3 | A | 0190E001 | 2021-03-19 | 2012-02-20 | PHILAGANAN
0190-031-689 | 62526 | 0190-COF-PRO-RST-ROASTR02 | PM03 | 305 | 10Y Rupture Discs Replacement - R2 | Roaster No 2 | A | 0190E001 | 2021-03-19 | 2012-02-20 | PHILAGANAN
0190-031-688 | 62526 | 0190-COF-PRO-RST-ROASTR01 | PM03 | 305 | 10Y Rupture Discs Replacement - R1 | Roaster No 1 | A | 0190E001 | 2021-03-19 | 2012-02-20 | PHILAGANAN
0190-031-687 | 62400 | 0190-COF-PRO-E45-FILTER01 | PM03 | 307 | 1Y Inspection of NAS Filter | Nash Filter | A | 0190E001 | 2020-09-07 | 2012-02-11 | PHDAVODAMA
0190-031-687 | 62400 | 0190-COF-PRO-E54-FILTER01 | PM03 | 307 | 1Y Inspection of NAS Filter | NAS Filter Assembly Extraction 54 | A | 0190E001 | 2020-09-07 | 2012-02-11 | PHDAVODAMA
0190-031-687 | 62400 | 0190-COF-PRO-EGA-NSFLTR02 | PM03 | 307 | 1Y Inspection of NAS Filter | Egron NAS Filter | A | 0190E001 | 2020-09-07 | 2012-02-11 | PHDAVODAMA
0190-031-687 | 62400 | 0190-COF-PRO-SCE-FILTER01 | PM03 | 307 | 1Y Inspection of NAS Filter | Nash Filter | A | 0190E001 | 2020-09-07 | 2012-02-11 | PHDAVODAMA
0190-031-685 | 60758 | 0190-COF-PRO-RST-AIRTNK03 | PM03 | 307 | NDT of the Air Reciever Tank 03 | Air Receiver Tank R3 | A | 0190E001 | 2015-02-18 | 2012-02-09 | PHSANTANJO
0190-031-684 | 60758 | 0190-COF-PRO-RST-AIRTNK02 | PM03 | 307 | NDT of the Air Reciever Tank 02 | Air Receiver Tank R2 | A | 0190E001 | 2015-02-18 | 2012-02-09 | PHSANTANJO
0190-031-683 | 60758 | 0190-COF-PRO-RST-AIRTNK01 | PM03 | 307 | NDT of the Air Reciever Tank 01 | Air Receiver Tank R1 and R2 | A | 0190E001 | 2015-02-18 | 2012-02-09 | PHSANTANJO
0190-031-682 | 60758 | 0190-COF-PRO-RST-ROASTR04-HDRTNK04 | PM03 | 307 | NDT of the Hydrophore Tank 04 | Roaster No 4 Hydrophore Tank | A | 0190E001 | 2014-09-29 | 2012-02-09 | PHSANTANJO
0190-031-681 | 60758 | 0190-COF-PRO-RST-ROASTR03-HDRTNK03 | PM03 | 307 | NDT of the Hydrophore Tank 03 | R3 Hydrophore Tank | A | 0190E001 | 2014-09-29 | 2012-02-09 | PHSANTANJO
0190-031-680 | 60758 | 0190-COF-PRO-RST-ROASTR02-HDRTNK02 | PM03 | 307 | NDT of the Hydrophore Tank 02 | R2 Hydrophore Tank | A | 0190E001 | 2014-09-29 | 2012-02-09 | PHSANTANJO
0190-031-679 | 60758 | 0190-COF-PRO-RST-ROASTR01-HDRTNK01 | PM03 | 307 | NDT of the Hydrophore Tank 01 | R1 Hydrophore Tank | A | 0190E001 | 2014-09-29 | 2012-02-09 | PHSANTANJO
0190-031-678 | 61673 | 0190-COF-PRO-A54-SKDASMBLY01-OILCOL01 | PM03 | 305 | 52W Servicing of V1119–CIP blocking vlv | P-ERA 54 Oil Absorption Column | C | 0190E001 | 2020-11-12 | 2012-01-02 | PHDAVODAMA
0190-031-677 | 61673 | 0190-COF-PRO-A54-STRCOLMN | PM03 | 305 | 52W Servicing of V1004–CIP return vlv | P-ERA 54 Stripping Column | B | 0190E001 | 2020-11-12 | 2012-01-02 | PHDAVODAMA
0190-031-676 | 61673 | 0190-COF-PRO-A54-SKDASMBLY01-RECOLR01 | PM03 | 305 | 52W Servicing of V0906–CIP supply vlv | P-ERA 54 Recycle Cooler | C | 0190E001 | 2020-11-12 | 2012-01-02 | PHDAVODAMA
0190-031-675 | 61673 | 0190-COF-PRO-A54-STRCOLMN | PM03 | 305 | 52W Servicing of V0302–CIP blocking vlv | P-ERA 54 Stripping Column | B | 0190E001 | 2020-11-12 | 2012-01-02 | PHDAVODAMA
0190-031-674 | 61673 | 0190-COF-PRO-A54-STRCOLMN | PM03 | 305 | 52W Servicing of V0320–CIP blocking vlv | P-ERA 54 Stripping Column | B | 0190E001 | 2020-11-12 | 2012-01-02 | PHDAVODAMA
0190-031-673 | 61673 | 0190-COF-PRO-A45-SKDASMBLY01-OILCOL01 | PM03 | 305 | 52W Servicing of V1119–CIP blocking Vlv | P-ERA 45 Oil Absorption Column | C | 0190E001 | 2020-11-12 | 2012-01-02 | PHDAVODAMA
0190-031-672 | 61673 | 0190-COF-PRO-A45-STRCOLMN | PM03 | 305 | 52W Servicing of V1004–CIP return vlv | P-ERA 45 Stripping Column | C | 0190E001 | 2020-11-12 | 2012-01-02 | PHDAVODAMA
0190-031-671 | 61673 | 0190-COF-PRO-A45-DSTANKS-DSTNKB01 | PM03 | 305 | 52W Servicing of V1613–CIP supply vlv | P-ERA 45 Distillate Tank B | B | 0190E001 | 2020-11-12 | 2012-01-02 | PHDAVODAMA
0190-031-670 | 61673 | 0190-COF-PRO-A45-DSTANKS-DSTNKA01 | PM03 | 305 | 52W Servicing of V1513–CIP supply vlv | P-ERA 45 Distillate Tank A | B | 0190E001 | 2020-03-27 | 2012-01-02 | PHDAVODAMA
0190-031-669 | 61673 | 0190-COF-PRO-A45-DSTANKS-DSTNKB01 | PM03 | 305 | 52W Servicing of V1609–CIP return vlv | P-ERA 45 Distillate Tank B | B | 0190E001 | 2020-11-12 | 2012-01-02 | PHDAVODAMA
0190-031-668 | 61673 | 0190-COF-PRO-A45-DSTANKS-DSTNKA01 | PM03 | 305 | 52W Servicing of V1509–CIP return vlv | P-ERA 45 Distillate Tank A | B | 0190E001 | 2020-11-12 | 2012-01-02 | PHDAVODAMA
0190-031-667 | 61673 | 0190-COF-PRO-A45-SKDASMBLY01-RECOL01 | PM03 | 305 | 52W Servicing of V0906–CIP supply vlv | P-ERA 45 Recycle Cooler | C | 0190E001 | 2020-11-12 | 2012-01-02 | PHDAVODAMA
0190-031-666 | 61673 | 0190-COF-PRO-A45-STRCOLMN | PM03 | 305 | 52W Servicing of V0302–CIP blocking vlv | P-ERA 45 Stripping Column | C | 0190E001 | 2020-11-12 | 2012-01-02 | PHDAVODAMA
0190-031-665 | 61673 | 0190-COF-PRO-A45-STRCOLMN | PM03 | 305 | 52W Servicing of V0320–CIP blocking vlv | P-ERA 45 Stripping Column | C | 0190E001 | 2020-11-12 | 2012-01-02 | PHDAVODAMA
0190-031-664 | 61655 | 0190-COF-PRO-A54-SKDASMBLY01-OILCOL01 | PM03 | 307 | 26W Inspection ofV1119–CIP blocking vlv | P-ERA 54 Oil Absorption Column | C | 0190E001 | 2020-10-05 | 2012-01-02 | PHDAVODAMA
0190-031-663 | 61655 | 0190-COF-PRO-A54-STRCOLMN | PM03 | 307 | 26W Inspection ofV1004–CIP return vlv | P-ERA 54 Stripping Column | B | 0190E001 | 2020-09-07 | 2012-01-02 | PHDAVODAMA
0190-031-662 | 61655 | 0190-COF-PRO-A54-SKDASMBLY01-RECOLR01 | PM03 | 307 | 26W Inspection of V0906–CIP supply valve | P-ERA 54 Recycle Cooler | C | 0190E001 | 2020-10-05 | 2012-01-02 | PHDAVODAMA
0190-031-661 | 61655 | 0190-COF-PRO-A54-STRCOLMN | PM03 | 307 | 26W Inspection of V0302–CIP blocking vlv | P-ERA 54 Stripping Column | B | 0190E001 | 2020-05-01 | 2012-01-02 | PHDAVODAMA
0190-031-660 | 61655 | 0190-COF-PRO-A54-STRCOLMN | PM03 | 307 | 26W Inspection of V0320–CIP blocking vlv | P-ERA 54 Stripping Column | B | 0190E001 | 2020-10-05 | 2012-01-02 | PHDAVODAMA
0190-031-659 | 61655 | 0190-COF-PRO-A45-SKDASMBLY01-OILCOL01 | PM03 | 307 | 26W Inspection ofV1119–CIPblocking valve | P-ERA 45 Oil Absorption Column | C | 0190E001 | 2020-08-24 | 2012-01-01 | PHDAVODAMA
0190-031-658 | 61655 | 0190-COF-PRO-A45-STRCOLMN | PM03 | 307 | 26W Inspection ofV1004–CIP return valve | P-ERA 45 Stripping Column | C | 0190E001 | 2020-08-24 | 2012-01-01 | PHDAVODAMA
0190-031-657 | 61655 | 0190-COF-PRO-A45-DSTANKS-DSTNKB01 | PM03 | 307 | 26W Inspection ofV1613–CIP supply vlv | P-ERA 45 Distillate Tank B | B | 0190E001 | 2020-08-24 | 2012-01-01 | PHDAVODAMA
0190-031-656 | 61655 | 0190-COF-PRO-A45-DSTANKS-DSTNKA01 | PM03 | 307 | 26W Inspection ofV1513–CIP supply vlv | P-ERA 45 Distillate Tank A | B | 0190E001 | 2020-08-24 | 2012-01-01 | PHDAVODAMA
0190-031-655 | 61655 | 0190-COF-PRO-A45-DSTANKS-DSTNKB01 | PM03 | 307 | 26W Inspection ofV1609–CIP return vlv | P-ERA 45 Distillate Tank B | B | 0190E001 | 2020-08-24 | 2012-01-01 | PHDAVODAMA
0190-031-654 | 61655 | 0190-COF-PRO-A45-DSTANKS-DSTNKA01 | PM03 | 307 | 26W Inspection ofV1509–CIP return vlv | P-ERA 45 Distillate Tank A | B | 0190E001 | 2020-08-24 | 2012-01-01 | PHDAVODAMA
0190-031-653 | 61655 | 0190-COF-PRO-A45-SKDASMBLY01-RECOL01 | PM03 | 307 | 26W Inspection of V0906–CIP supply vlv | P-ERA 45 Recycle Cooler | C | 0190E001 | 2020-08-24 | 2012-01-01 | PHDAVODAMA
0190-031-652 | 61655 | 0190-COF-PRO-A45-STRCOLMN | PM03 | 307 | 26W Inspection of V0302–CIP blocking vlv | P-ERA 45 Stripping Column | C | 0190E001 | 2020-08-24 | 2012-01-01 | PHDAVODAMA
0190-031-651 | 61655 | 0190-COF-PRO-A45-STRCOLMN | PM03 | 307 | 26W Inspection of V0320–CIP blocking vlv | P-ERA 45 Stripping Column | C | 0190E001 | 2020-08-24 | 2012-01-01 | PHDAVODAMA
0190-031-650 | 61415 | 0190-COF-PRO-E45-LPWHTR02 | PM03 | 305 | 3M Water Heater LP E45 Servicing | Water Heater Low Pressure | A | 0190E001 | 2019-07-19 | 2011-12-27 | PHSANTANJO
0190-031-649 | 61415 | 0190-COF-PRO-E45-HPWHTR01 | PM03 | 305 | 3M Water Heater HP E45 Servicing | Water Heater High Pressure | A | 0190E001 | 2014-09-16 | 2011-12-27 | PHSANTANJO
0190-031-648 | 424113 | 0190-COF-PRO-E54-INTTNK01 | PM03 | 305 | 20W E54 IPTA Outlet Valve Replacement | IPTA Intermediate Tank | B | 0190E001 | 2020-06-05 | 2011-12-27 | PHDAVODAMA
0190-031-647 | 424112 | 0190-COF-PRO-E54-INTTNK01 | PM03 | 305 | 20W E54 IPTA Inlet Valve Replacement | IPTA Intermediate Tank | B | 0190E001 | 2020-06-05 | 2011-12-27 | PHDAVODAMA
0190-031-646 | 31747 | 0190-COF-PRO-E45-AHU01 | PM03 | 303 | 3M AHU E45 Blower Servicing | E45 PE Panel AHU | C | 0190E001 | 2020-01-31 | 2011-12-19 | PHSANTANJO
0190-031-645 | 31747 | 0190-COF-PRO-EGA-AHU04 | PM03 | 303 | 3M AHU AC Blower Servicing | Egron A After Cooler AHU | A | 0190E001 | 2017-03-24 | 2011-12-19 | PHSANTANJO
0190-031-644 | 31747 | 0190-COF-PRO-EGA-AHU03 | PM03 | 303 | 3M AHU GRND FLR Blower Servicing | Egron AHU Coffee Egron Ground Floor | C | 0190E001 | 2016-02-18 | 2011-12-19 | PHSANTANJO
0190-031-643 | 31747 | 0190-COF-PRO-EGA-FAN07 | PM03 | 303 | 3M AHU AD Blower Servicing | After Dryer AHU Blower | B | 0190E001 | 2015-04-28 | 2011-12-19 | PHSANTANJO
0190-031-642 | 31747 | 0190-COF-PRO-EGA-FLDLFTSYS-AHU01 | PM03 | 303 | 3M AHU Blower Servicing | Fluid Lift AHU | A | 0190E001 | 2017-03-24 | 2011-12-19 | PHSANTANJO
0190-031-641 | 59426 | 0190-COF-PRO-E45-FILTER01 | PM03 | 305 | 3Y E45 NAS Filter Replacement | Nash Filter | A | 0190E001 | 2021-03-19 | 2011-11-26 | PHILAGANAN
0190-031-641 | 59426 | 0190-COF-PRO-E54-FILTER01 | PM03 | 305 | 3Y E54 NAS Filter Replacement | NAS Filter Assembly Extraction 54 | A | 0190E001 | 2021-03-19 | 2015-06-25 | PHILAGANAN
0190-031-641 | 59426 | 0190-COF-PRO-EGA-NSFLTR02 | PM03 | 305 | 3Y EGA NAS Filter Replacement | Egron NAS Filter | A | 0190E001 | 2021-03-19 | 2013-07-23 | PHILAGANAN
0190-031-641 | 59426 | 0190-COF-PRO-SCE-FILTER01 | PM03 | 305 | 3Y SCE NAS Filter Replacement | Nash Filter | A | 0190E001 | 2021-03-19 | 2015-06-25 | PHILAGANAN
0190-031-640 | 59426 | 0190-COF-PRO-E54-FILTER01 | PM03 | 305 | 3Y E54 Nas Filter Replacement | NAS Filter Assembly Extraction 54 | A | 0190E001 | 2020-04-09 | 2011-11-26 | PHDAVODAMA
0190-031-639 | 59428 | 0190-COF-PRO-EGA-SIFTER01 | PM03 | 305 | 1Y Vibrasifter Screen Replacement | Egron Vibra Sifter | A | 0190E001 | 2020-03-19 | 2011-11-26 | PHDAVODAMA
0190-031-638 | 59426 | 0190-COF-PRO-E45-WTRWRKSYSTM-RWKTNK01 | PM03 | 305 | 3Y Wet Rework Filter Replacement | Wet Rework Tank | C | 0190E001 | 2017-12-27 | 2011-11-26 | PHSANTANJO
0190-031-637 | 59208 | 0190-COF-PRO-E54-WGHTNK02 | PM03 | 305 | 52W E54 WB2 Inlet Valve01 Replacement | Weigh Tank No 2 | B | 0190E001 | 2020-04-11 | 2011-08-19 | PHDAVODAMA
0190-031-636 | 59208 | 0190-COF-PRO-E54-WGHTNK01 | PM03 | 305 | 52W E54 WB1 Inlet Valve01 Replacement | Weigh Tank No 1 | B | 0190E001 | 2020-10-05 | 2011-08-19 | PHDAVODAMA
0190-031-635 | 59208 | 0190-COF-PRO-E45-WGHSYSTM-WGHTNK02 | PM03 | 305 | 52W E45 WB2 Inlet Valve01 Replacement | Weigh Tank No 2 | B | 0190E001 | 2019-07-19 | 2011-08-19 | PHSANTANJO
0190-031-634 | 59208 | 0190-COF-PRO-E45-WGHSYSTM-WGHTNK01 | PM03 | 305 | 52W E45 WB1 Inlet Valve01 Replacement | Weigh Tank No 1 | B | 0190E001 | 2020-07-29 | 2011-08-19 | PHDAVODAMA
0190-031-633 | 423795 | 0190-COF-PRO-E45-EXTCEL03 | PM03 | 305 | 20W E45C3 valve 4.1 replacement | Extraction 45 Cell No 3 | A | 0190E001 | 2020-10-03 | 2011-07-30 | PHDAVODAMA
0190-031-632 | 423795 | 0190-COF-PRO-E45-EXTCEL02 | PM03 | 305 | 20W E45C2 valve 4.1 replacement | Extraction 45 Cell No 2 | A | 0190E001 | 2020-10-03 | 2011-07-30 | PHDAVODAMA
0190-031-631 | 57581 | 0190-COF-PRO-EGA-FLDLFTSYS-FLFDR02 | PM03 | 305 | 3M Fines Screwfeeder 02 Maintenance | Fluid Lift Screwfeeder 02 | A | 0190E001 | 2021-03-19 | 2011-05-19 | PHILAGANAN
0190-031-630 | 57581 | 0190-COF-PRO-EGA-FLDLFTSYS-FLFDR01 | PM03 | 305 | 3M Fines Screwfeeder 01 Maintenance | Fluid Lift Screwfeeder 01 | A | 0190E001 | 2021-03-19 | 2011-05-19 | PHILAGANAN
0190-031-629 | 56887 | 0190-COF-PRO-EGA-GRKVSL02 | PM03 | 307 | 4W GERICKE Check Valve Inspection | Egron GERICKE Vessel 02 | A | 0190E001 | 2018-11-06 | 2011-04-05 | PHSANTANJO
0190-031-628 | 56887 | 0190-COF-PRO-EGA-GRKVSL01 | PM03 | 307 | 4W GERICKE Check Valve Inspection | Egron GERICKE Vessel 01 | A | 0190E001 | 2018-11-06 | 2011-04-05 | PHSANTANJO
0190-031-628 | 56887 | 0190-COF-PRO-EGA-TRNSPRT | PM03 | 307 | 4W Transport Check Valve Inspection | Egron Coffee Powder Transport System | A | 0190E001 | 2018-11-06 | 2014-06-13 | PHSANTANJO
0190-031-627 | 55659 | 0190-COF-GCO-CND-CTRPNL02 | PM03 | 305 | 1Y Insp'n & Srvcng GCCD Control Panel | GC Control Panel For Compact Blower | C | 0190E002 | 2020-04-13 | 2011-03-29 | PHDAVODAMA
0190-031-626 | 55658 | 0190-COF-GCO-CND-CTRPNL01 | PM03 | 305 | 1Y Insp'n & Srvcng GCCD MCC Panel | GC Switchboard Control Panel For Motors | C | 0190E002 | 2017-12-06 | 2011-03-29 | PHSANTANJO
0190-031-625 | 55661 | 0190-COF-GCO-CND-CTRPNL02 | PM03 | 302 | 26W Thermal Scanning GCCD Control Panel | GC Control Panel For Compact Blower | C | 0190E002 | 2017-12-27 | 2011-03-29 | PHSANTANJO
0190-031-624 | 55660 | 0190-COF-GCO-CND-CTRPNL01 | PM03 | 302 | 26W Thermal Scanning GCCD MCC Panel | GC Switchboard Control Panel For Motors | C | 0190E002 | 2017-12-27 | 2011-03-29 | PHSANTANJO
0190-031-623 | 56788 | 0190-COF-PRO-E45-MCC-UTYPNL01 | PM03 | 305 | 1Y Insp'n & Srvcng E45 440V Supply Pnl | E45 440V Utility Panel | B | 0190E002 | 2017-12-07 | 2011-03-29 | PHSANTANJO
0190-031-622 | 56788 | 0190-COF-PRO-E45-MCC-SW_PNL01 | PM03 | 305 | 1Y Insp'n & Srvcng E45 UPS Supply Panel | E45 UPS Switch Panel | B | 0190E002 | 2017-12-07 | 2011-03-29 | PHSANTANJO
0190-031-621 | 56788 | 0190-COF-PRO-E45-MCC-LITPNL04 | PM03 | 305 | 1Y Insp'n & Srvcng E45 Cmmn Supply Pnl | E45 Lghtng/CO/ACU Main Supply Panel | B | 0190E002 | 2020-04-13 | 2011-03-29 | PHDAVODAMA
0190-031-620 | 56788 | 0190-COF-PRO-E45-MCC-COPNEL01 | PM03 | 305 | 1Y Insp'n & Srvcng E45 CO Supply Panel | E45 Convenient Outlets Panel | B | 0190E002 | 2020-06-04 | 2011-03-29 | PHDAVODAMA
0190-031-619 | 56776 | 0190-COF-PRO-E45-MCC-LITPNL03 | PM03 | 305 | 1Y Insp'n & Srvcng E45 E-Lghtng Panel03 | E45 Emergency Lighting Panel | B | 0190E002 | 2020-04-13 | 2011-03-29 | PHDAVODAMA
0190-031-618 | 56776 | 0190-COF-PRO-E45-MCC-LITPNL02 | PM03 | 305 | 1Y Insp'n & Srvcngg E45 Lghtng Panel02 | E45 Lighting Panel 02 | B | 0190E002 | 2020-04-13 | 2011-03-29 | PHDAVODAMA
0190-031-617 | 56776 | 0190-COF-PRO-E45-MCC-LITPNL01 | PM03 | 305 | 1Y Insp'n & Srvcng E45 Lghtng Panel01 | E45 Lighting Panel (Old) 01 | B | 0190E002 | 2020-04-13 | 2011-03-29 | PHDAVODAMA
0190-031-616 | 55659 | 0190-COF-PRO-E45-WTRWRKSYSTM-CTRPNL01 | PM03 | 305 | 1Y Insp'n & Srvcng Wet Rwrk Panel | Wet Rework Control Panel | B | 0190E002 | 2020-04-13 | 2011-03-29 | PHDAVODAMA
0190-031-615 | 55658 | 0190-COF-PRO-E45-MCC-PLCPNL01 | PM03 | 305 | 1Y Insp'n & Srvcng Central CIP MCC Panel | Centralized CIP MCC/PLC Panel | B | 0190E002 | 2017-12-07 | 2011-03-29 | PHSANTANJO
0190-031-614 | 55658 | 0190-COF-PRO-E45-MCC-MCCPNL04 | PM03 | 305 | 1Y Insp'n & Srvcng E45 IPT Pmp MCC Panel | E45 IPTA Pump MCC Panel | B | 0190E002 | 2017-12-07 | 2011-03-29 | PHSANTANJO
0190-031-613 | 55658 | 0190-COF-PRO-E45-MCC-MCCPNL03 | PM03 | 305 | 1Y Insp'n & Srvcng E45CIP-HPP MCC Panel | CIP HPP MCC Panel | B | 0190E002 | 2017-12-07 | 2011-03-29 | PHSANTANJO
0190-031-612 | 55658 | 0190-COF-PRO-E45-MCC-MCCPNL02 | PM03 | 305 | 1Y Insp'n & Srvcng E45 MCC MultiCell CIP | Extraction 45 MCC Multi Cell CIP Board | B | 0190E002 | 2017-12-07 | 2011-03-29 | PHSANTANJO
0190-031-611 | 55658 | 0190-COF-PRO-E45-MCC-MCCPNL01 | PM03 | 305 | 1Y Insp'n & Srvcng E45 MCC Panel | Extraction 45 MCC Panel Board | B | 0190E002 | 2017-12-07 | 2011-03-29 | PHSANTANJO
0190-031-610 | 56787 | 0190-COF-PRO-E45-MCC-UTYPNL01 | PM03 | 302 | 26W Thermal Scanning E45 440VSupplyPanel | E45 440V Utility Panel | B | 0190E002 | 2017-12-27 | 2011-03-29 | PHSANTANJO
0190-031-609 | 56787 | 0190-COF-PRO-E45-MCC-SW_PNL01 | PM03 | 302 | 26W Thermal Scanning E45 UPS SupplyPanel | E45 UPS Switch Panel | B | 0190E002 | 2017-12-27 | 2011-03-29 | PHSANTANJO
0190-031-608 | 56787 | 0190-COF-PRO-E45-MCC-LITPNL04 | PM03 | 302 | 26W Thermal Scanning E45Cmmn SupplyPanel | E45 Lghtng/CO/ACU Main Supply Panel | B | 0190E002 | 2017-12-27 | 2011-03-29 | PHSANTANJO
0190-031-607 | 56787 | 0190-COF-PRO-E45-MCC-COPNEL01 | PM03 | 302 | 26W Thermal Scanning E45 CO SupplyPanel | E45 Convenient Outlets Panel | B | 0190E002 | 2017-12-27 | 2011-03-29 | PHSANTANJO
0190-031-606 | 56775 | 0190-COF-PRO-E45-MCC-LITPNL03 | PM03 | 302 | 26W Thermal Scanning E45 E-Lghtng Panel3 | E45 Emergency Lighting Panel | B | 0190E002 | 2017-12-27 | 2011-03-29 | PHSANTANJO
0190-031-605 | 56775 | 0190-COF-PRO-E45-MCC-LITPNL02 | PM03 | 302 | 26W Thermal Scanning E45 Lghtng Panel02 | E45 Lighting Panel 02 | B | 0190E002 | 2017-12-27 | 2011-03-29 | PHSANTANJO
0190-031-604 | 56775 | 0190-COF-PRO-E45-MCC-LITPNL01 | PM03 | 302 | 26W Thermal Scanning E45 Lghtng Panel01 | E45 Lighting Panel (Old) 01 | B | 0190E002 | 2017-12-27 | 2011-03-29 | PHSANTANJO
0190-031-603 | 55661 | 0190-COF-PRO-E45-MCC-PLCPNL02 | PM03 | 302 | 26W Thermal Scanning E45 PLC Panel | Extraction 45 PLC Panel | B | 0190E002 | 2017-12-27 | 2011-03-29 | PHSANTANJO
0190-031-602 | 55661 | 0190-COF-PRO-E45-WTRWRKSYSTM-CTRPNL01 | PM03 | 302 | 26W Thermal Scanning Wet Rwrk Panel | Wet Rework Control Panel | B | 0190E002 | 2017-12-27 | 2011-03-29 | PHSANTANJO
0190-031-601 | 55660 | 0190-COF-PRO-E45-MCC-PLCPNL01 | PM03 | 302 | 26W Thermal Scanning CentralCIP MCCPanel | Centralized CIP MCC/PLC Panel | B | 0190E002 | 2017-12-27 | 2011-03-29 | PHSANTANJO
0190-031-600 | 55660 | 0190-COF-PRO-E45-MCC-MCCPNL04 | PM03 | 302 | 26W Thermal Scanning E45IPT Pmp MCCPanel | E45 IPTA Pump MCC Panel | B | 0190E002 | 2017-12-27 | 2011-03-29 | PHSANTANJO
0190-031-599 | 55660 | 0190-COF-PRO-E45-MCC-MCCPNL03 | PM03 | 302 | 26W Thermal Scanning E45CIP-HPP MCCPanel | CIP HPP MCC Panel | B | 0190E002 | 2017-12-27 | 2011-03-29 | PHSANTANJO
0190-031-598 | 55660 | 0190-COF-PRO-E45-MCC-MCCPNL02 | PM03 | 302 | 26W Thermal Scanning E45MCC MultiCellCIP | Extraction 45 MCC Multi Cell CIP Board | B | 0190E002 | 2017-12-27 | 2011-03-29 | PHSANTANJO
0190-031-597 | 55660 | 0190-COF-PRO-E45-MCC-MCCPNL01 | PM03 | 302 | 26W Thermal Scanning E45 MCC Panel | Extraction 45 MCC Panel Board | B | 0190E002 | 2017-12-27 | 2011-03-29 | PHSANTANJO
0190-031-596 | 56776 | 0190-COF-PRO-E54-LITPNL03 | PM03 | 305 | 1Y Inspct'n & Srvcng E54 Emrgncy Panel | E54 Emergency Lighting Panel | B | 0190E002 | 2020-04-13 | 2011-03-28 | PHDAVODAMA
0190-031-595 | 56776 | 0190-COF-PRO-E54-LITPNL02 | PM03 | 305 | 1Y Inspct'n & Srvcng E54 Lghtng Panel | E54 Lighting Panel | B | 0190E002 | 2020-04-13 | 2011-03-28 | PHDAVODAMA
0190-031-594 | 56776 | 0190-COF-PRO-E54-LITPNL01 | PM03 | 305 | 1Y Inspct'n & Srvcng E54 Main Lghtng Pnl | E54 Main Lighting Panel | B | 0190E002 | 2017-12-07 | 2011-03-28 | PHSANTANJO
0190-031-593 | 56788 | 0190-COF-PRO-E54-CO_PNL01 | PM03 | 305 | 1Y Inspct'n & Srvcng E54 CO Panel | E54 Convenient Outlet Panel | B | 0190E002 | 2020-04-13 | 2011-03-28 | PHDAVODAMA
0190-031-592 | 55659 | 0190-COF-PRO-FFE-CLFRPNL6 | PM03 | 305 | 1Y Inspct'n & Srvcng Control Pnl Clfr 06 | Clarifier 6 Control Panel-GSE200 | B | 0190E002 | 2017-12-07 | 2011-03-28 | PHSANTANJO
0190-031-591 | 55659 | 0190-COF-PRO-FFE-CLFRPNL5 | PM03 | 305 | 1Y Inspct'n & Srvcng Control Pnl Clfr 05 | Clarifier 5 Control Panel | B | 0190E002 | 2017-12-07 | 2011-03-28 | PHSANTANJO
0190-031-590 | 55659 | 0190-COF-PRO-FFE-CLFRPNL4 | PM03 | 305 | 1Y Inspct'n & Srvcng Control Pnl Clfr 04 | Clarifier 4 Control Panel | B | 0190E002 | 2017-12-07 | 2011-03-28 | PHSANTANJO
0190-031-589 | 55659 | 0190-COF-PRO-FFE-CLFRPNL3 | PM03 | 305 | 1Y Inspct'n & Srvcng Control Pnl Clfr 03 | Clarifier 3 Control Panel | B | 0190E002 | 2017-12-07 | 2011-03-28 | PHSANTANJO
0190-031-588 | 55659 | 0190-COF-PRO-FFE-CLFRPNL2 | PM03 | 305 | 1Y Inspct'n & Srvcng Control Pnl Clfr 02 | Clarifier 2 Control Panel | B | 0190E002 | 2017-12-07 | 2011-03-28 | PHSANTANJO
0190-031-587 | 55659 | 0190-COF-PRO-FFE-CLFRPNL1 | PM03 | 305 | 1Y Inspct'n & Srvcng Control Pnl Clfr 01 | Clarifier 1 Control Panel | B | 0190E002 | 2017-12-07 | 2011-03-28 | PHSANTANJO
0190-031-586 | 55659 | 0190-COF-PRO-E54-PLCPNL01 | PM03 | 305 | 1Y Inspct'n and Srvcng E54 PLC Panel | Extraction 54 PLC Panel | B | 0190E002 | 2017-12-07 | 2011-03-28 | PHSANTANJO
0190-031-585 | 55658 | 0190-COF-PRO-FFE-POWPNL01 | PM03 | 305 | 1Y Inspct'n & Srvcng Clfr Main Pwr Pnl | Clarifiers Main Power Panel Board | B | 0190E002 | 2017-12-07 | 2011-03-28 | PHSANTANJO
0190-031-584 | 55658 | 0190-COF-PRO-E54-SW_PNL01 | PM03 | 305 | 1Y Inspct'n & Srvcng IPT Pmp Swtch Pnl | E54 IPTA Pump Switch Panel | B | 0190E002 | 2017-12-07 | 2011-03-28 | PHSANTANJO
0190-031-583 | 55658 | 0190-COF-PRO-E54-MCCPNL03 | PM03 | 305 | 1Y Inspct'n and Srvcng Clfr02 MCC Pnl | Clarifier 2 MCC Panel | B | 0190E002 | 2017-12-07 | 2011-03-28 | PHSANTANJO
0190-031-582 | 55658 | 0190-COF-PRO-E54-MCCPNL02 | PM03 | 305 | 1Y Inspct'n and Srvcng GSE200 MCC Pnl | Clarifier 6 MCC Panel-GSE200 | B | 0190E002 | 2017-12-07 | 2011-03-28 | PHSANTANJO
0190-031-581 | 55658 | 0190-COF-PRO-E54-MCCPNL01 | PM03 | 305 | 1Y Inspct'n and Srvcng E54 MCC Panel | Extraction 54 MCC Panel Board | B | 0190E002 | 2017-12-07 | 2011-03-28 | PHSANTANJO
0190-031-580 | 56775 | 0190-COF-PRO-E54-LITPNL03 | PM03 | 302 | 26W Thermal Scanning E54 Lghtng Panel 03 | E54 Emergency Lighting Panel | B | 0190E002 | 2017-12-27 | 2011-03-28 | PHSANTANJO
0190-031-579 | 56775 | 0190-COF-PRO-E54-LITPNL02 | PM03 | 302 | 26W Thermal Scanning E54 Lghtng Panel 02 | E54 Lighting Panel | B | 0190E002 | 2017-12-27 | 2011-03-28 | PHSANTANJO
0190-031-578 | 56775 | 0190-COF-PRO-E54-LITPNL01 | PM03 | 302 | 26W Thermal Scanning E54 Lghtng Panel 01 | E54 Main Lighting Panel | B | 0190E002 | 2017-12-27 | 2011-03-28 | PHSANTANJO
0190-031-577 | 56787 | 0190-COF-PRO-E54-CO_PNL01 | PM03 | 302 | 26W Thermal Scanning E54 CO Panel | E54 Convenient Outlet Panel | B | 0190E002 | 2017-12-27 | 2011-03-28 | PHSANTANJO
0190-031-576 | 55661 | 0190-COF-PRO-FFE-CLFRPNL6 | PM03 | 302 | 26W Thermal Scanning ControlPanel CLFR06 | Clarifier 6 Control Panel-GSE200 | B | 0190E002 | 2017-12-27 | 2011-03-28 | PHSANTANJO
0190-031-575 | 55661 | 0190-COF-PRO-FFE-CLFRPNL5 | PM03 | 302 | 26W Thermal Scanning ControlPanel CLFR05 | Clarifier 5 Control Panel | B | 0190E002 | 2017-12-27 | 2011-03-28 | PHSANTANJO
0190-031-574 | 55661 | 0190-COF-PRO-FFE-CLFRPNL4 | PM03 | 302 | 26W Thermal Scanning ControlPanel CLFR04 | Clarifier 4 Control Panel | B | 0190E002 | 2017-12-27 | 2011-03-28 | PHSANTANJO
0190-031-573 | 55661 | 0190-COF-PRO-FFE-CLFRPNL3 | PM03 | 302 | 26W Thermal Scanning ControlPanel CLFR03 | Clarifier 3 Control Panel | B | 0190E002 | 2017-12-27 | 2011-03-28 | PHSANTANJO
0190-031-572 | 55661 | 0190-COF-PRO-FFE-CLFRPNL2 | PM03 | 302 | 26W Thermal Scanning ControlPanel CLFR02 | Clarifier 2 Control Panel | B | 0190E002 | 2017-12-27 | 2011-03-28 | PHSANTANJO
0190-031-571 | 55661 | 0190-COF-PRO-FFE-CLFRPNL1 | PM03 | 302 | 26W Thermal Scanning ControlPanel CLFR01 | Clarifier 1 Control Panel | B | 0190E002 | 2017-12-27 | 2011-03-28 | PHSANTANJO
0190-031-570 | 55661 | 0190-COF-PRO-E54-PLCPNL01 | PM03 | 302 | 26W Thermal Scanning of E54 PLC Panel | Extraction 54 PLC Panel | B | 0190E002 | 2017-12-27 | 2011-03-28 | PHSANTANJO
0190-031-569 | 55660 | 0190-COF-PRO-FFE-POWPNL01 | PM03 | 302 | 26W Thermal Scanning Clfr Main Pwr Panel | Clarifiers Main Power Panel Board | B | 0190E002 | 2017-12-27 | 2011-03-28 | PHSANTANJO
0190-031-568 | 55660 | 0190-COF-PRO-E54-SW_PNL01 | PM03 | 302 | 26W Thermal Scanning IPTA Switch Panel | E54 IPTA Pump Switch Panel | B | 0190E002 | 2017-12-27 | 2011-03-28 | PHSANTANJO
0190-031-567 | 55660 | 0190-COF-PRO-E54-MCCPNL03 | PM03 | 302 | 26W Thermal Scanning Clfr 02 MCC Panel | Clarifier 2 MCC Panel | B | 0190E002 | 2017-12-27 | 2011-03-28 | PHSANTANJO
0190-031-566 | 55660 | 0190-COF-PRO-E54-MCCPNL02 | PM03 | 302 | 26W Thermal Scanning GSE-200 MCC Panel | Clarifier 6 MCC Panel-GSE200 | B | 0190E002 | 2017-12-27 | 2011-03-28 | PHSANTANJO
0190-031-565 | 55660 | 0190-COF-PRO-E54-MCCPNL01 | PM03 | 302 | 26W Thermal Scanning E54 MCC Panel | Extraction 54 MCC Panel Board | B | 0190E002 | 2017-12-27 | 2011-03-28 | PHSANTANJO
0190-031-564 | 55659 | 0190-COF-PRO-WFE-MCC-PLCPNL01 | PM03 | 305 | 1Y Inspct'n and Srvcng WFE PLC Panel | WFE PLC Panel Board | B | 0190E002 | 2020-04-13 | 2011-03-28 | PHDAVODAMA
0190-031-563 | 55658 | 0190-COF-PRO-WFE-MCC-MCCPNL01 | PM03 | 305 | 1Y Inspct'n and Srvcng WFE MCC Panel | WFE MCC Panel | B | 0190E002 | 2017-12-07 | 2011-03-28 | PHSANTANJO
0190-031-562 | 55661 | 0190-COF-PRO-WFE-MCC-PLCPNL01 | PM03 | 302 | 26W Thermal Scanning of WFE PLC Panel | WFE PLC Panel Board | B | 0190E002 | 2019-05-29 | 2011-03-28 | PHSANTANJO
0190-031-561 | 55660 | 0190-COF-PRO-WFE-MCC-MCCPNL01 | PM03 | 302 | 26W Thermal Scanning of WFE MCC Panel | WFE MCC Panel | B | 0190E002 | 2019-05-29 | 2011-03-28 | PHSANTANJO
0190-031-560 | 55659 | 0190-COF-PRO-FFE-PLCPNL02 | PM03 | 305 | 1Y Inspct'n and Srvcng FFE PLC Panel02 | FFE PLC Panel No 02 | B | 0190E002 | 2020-04-13 | 2011-03-28 | PHDAVODAMA
0190-031-559 | 55659 | 0190-COF-PRO-FFE-PLCPNL01 | PM03 | 305 | 1Y Inspct'n and Srvcng FFE PLC Panel01 | FFE PLC Panel No 01 | B | 0190E002 | 2020-04-13 | 2011-03-28 | PHDAVODAMA
0190-031-558 | 55658 | 0190-COF-PRO-FFE-MCCPNL02 | PM03 | 305 | 1Y Inspct'n and Srvcng FFE MCC Panel02 | FFE Motor Control Center Panel 02 | B | 0190E002 | 2017-12-07 | 2011-03-28 | PHSANTANJO
0190-031-557 | 55658 | 0190-COF-PRO-FFE-MCCPNL01 | PM03 | 305 | 1Y Inspct'n and Srvcng FFE MCC Panel01 | FFE Motor Control Center Panel 01 | B | 0190E002 | 2017-12-07 | 2011-03-28 | PHSANTANJO
0190-031-556 | 55661 | 0190-COF-PRO-FFE-PLCPNL02 | PM03 | 302 | 26W Thermal Scanning of FFE PLC Panel 02 | FFE PLC Panel No 02 | B | 0190E002 | 2020-07-28 | 2011-03-28 | PHDAVODAMA
0190-031-555 | 55661 | 0190-COF-PRO-FFE-PLCPNL01 | PM03 | 302 | 26W Thermal Scanning of FFE PLC Panel 01 | FFE PLC Panel No 01 | B | 0190E002 | 2020-07-28 | 2011-03-28 | PHDAVODAMA
0190-031-554 | 55660 | 0190-COF-PRO-FFE-MCCPNL02 | PM03 | 302 | 26W Thermal Scanning of FFE MCC Panel02 | FFE Motor Control Center Panel 02 | B | 0190E002 | 2020-07-28 | 2011-03-28 | PHDAVODAMA
0190-031-553 | 55660 | 0190-COF-PRO-FFE-MCCPNL01 | PM03 | 302 | 26W Thermal Scanning of FFE MCC Panel01 | FFE Motor Control Center Panel 01 | B | 0190E002 | 2020-07-28 | 2011-03-28 | PHDAVODAMA
0190-031-552 | 55658 | 0190-COF-PRO-EGA-PNLBRD02 | PM03 | 305 | 1Y Inspct'n and Servicing of MCC Panel | Egron Electrical Panel Board | A | 0190E002 | 2017-12-07 | 2011-03-28 | PHSANTANJO
0190-031-551 | 55659 | 0190-COF-PRO-EGA-PLCPNL01 | PM03 | 305 | 1Y Inspct'n and Servicing of PLC Panel | Egron PLC Panel Board | B | 0190E002 | 2017-12-07 | 2011-03-28 | PHSANTANJO
0190-031-550 | 56768 | 0190-COF-PRO-EGA-PNLBRD01 | PM03 | 305 | 1Y Inspct'n and Srvcng of Sfty Panel | Egron A Safety Panel Board | A | 0190E002 | 2017-12-07 | 2011-03-28 | PHSANTANJO
0190-031-549 | 55660 | 0190-COF-PRO-EGA-PNLBRD02 | PM03 | 302 | 26W Thermal Scanning of MCC Panel | Egron Electrical Panel Board | A | 0190E002 | 2017-12-27 | 2011-03-28 | PHSANTANJO
0190-031-548 | 55661 | 0190-COF-PRO-EGA-PLCPNL01 | PM03 | 302 | 26W Thermal Scanning of PLC Panel | Egron PLC Panel Board | B | 0190E002 | 2017-12-27 | 2011-03-28 | PHSANTANJO
0190-031-547 | 56767 | 0190-COF-PRO-EGA-PNLBRD01 | PM03 | 302 | 26W Thermal Scanning Egron Sfty PanelBrd | Egron A Safety Panel Board | A | 0190E002 | 2017-12-27 | 2011-03-28 | PHSANTANJO
0190-031-546 | 56442 | 0190-COF-PRO-FFE-CLARIF06 | PM03 | 305 | 13W GSE 200 Piston Valve Servicing | FFE Centrifuge Clarifier No 6 | B | 0190E001 | 2020-10-05 | 2011-02-21 | PHDAVODAMA
0190-031-545 | 52351 | 0190-COF-PRO-E54-IPTASYS-CONPMP02 | PM03 | 305 | 6M IPT Cndnste Pump Servicing | IPTA Condensate Pump | B | 0190E001 | 2020-03-19 | 2011-02-15 | PHDAVODAMA
0190-031-544 | 52351 | 0190-COF-PRO-E54-WTRHTRCNSYS-CONPMP01 | PM03 | 305 | 6M WH Cndnste Pump Servicing | Water Heater Condensate Pump | B | 0190E001 | 2017-12-27 | 2011-02-15 | PHSANTANJO
0190-031-543 | 52351 | 0190-COF-PRO-FFE-THNLQTANK-PMP2M10 | PM03 | 305 | 6M E54 Pump to Clfr 02 Servicing | Pump to Clarifiers 02 M10 | A | 0190E001 | 2020-08-24 | 2011-02-15 | PHDAVODAMA
0190-031-542 | 52351 | 0190-COF-PRO-FFE-THNLQTANK-PMP1M10 | PM03 | 305 | 6M Pump to Clfr 01 Servicing | Pump to Clarifiers 01 M10 | A | 0190E001 | 2017-12-27 | 2011-02-15 | PHSANTANJO
0190-031-541 | 52351 | 0190-COF-PRO-E54-SLDPMP01 | PM03 | 305 | 6M GSE Sludge Pump Servicing | GSE Sludge Transfer Pump | B | 0190E001 | 2020-04-09 | 2011-02-15 | PHDAVODAMA
0190-031-540 | 52351 | 0190-COF-PRO-FFE-UTC-EXTPMP02 | PM03 | 305 | 6M Extract Pump 02 Servicing | XtractTransfer Pump02 to 35cu.m.Tank_M13 | B | 0190E001 | 2017-12-27 | 2011-02-15 | PHSANTANJO
0190-031-539 | 423795 | 0190-COF-PRO-E45-EXTCEL01 | PM03 | 305 | 20W E45C1 valve 4.1 replacement | Extraction 45 Cell No 1 | A | 0190E001 | 2020-10-03 | 2011-02-15 | PHDAVODAMA
0190-031-538 | 55925 | 0190-COF-PRO-E54-IPTASYS-CONPMP02 | PM03 | 307 | 13W Pump Inspection IPT Cndnste Pump | IPTA Condensate Pump | B | 0190E001 | 2019-01-11 | 2011-02-15 | PHSANTANJO
0190-031-537 | 55925 | 0190-COF-PRO-E54-WTRHTRCNSYS-CONPMP01 | PM03 | 307 | 13W Pump Inspection WH Cndnste | Water Heater Condensate Pump | B | 0190E001 | 2019-01-11 | 2011-02-15 | PHSANTANJO
0190-031-536 | 422713 | 0190-COF-PRO-FFE-THNLQTANK-PMP2M10 | PM03 | 307 | 13W Pump Inspection Pump to Clfr 02 | Pump to Clarifiers 02 M10 | A | 0190E001 | 2019-01-11 | 2011-02-15 | PHSANTANJO
0190-031-535 | 422713 | 0190-COF-PRO-FFE-THNLQTANK-PMP1M10 | PM03 | 307 | 13W Pump Inspection Pump to Clfr 01 | Pump to Clarifiers 01 M10 | A | 0190E001 | 2019-01-11 | 2011-02-15 | PHSANTANJO
0190-031-534 | 55925 | 0190-COF-PRO-E54-SLDPMP01 | PM03 | 307 | 13W Pump Inspection GSE Sludge Pump | GSE Sludge Transfer Pump | B | 0190E001 | 2019-01-11 | 2011-02-15 | PHSANTANJO
0190-031-533 | 422713 | 0190-COF-PRO-FFE-UTC-EXTPMP02 | PM03 | 307 | 13W Pump Inspection E54 Extract Pump02 | XtractTransfer Pump02 to 35cu.m.Tank_M13 | B | 0190E001 | 2019-01-11 | 2011-02-15 | PHSANTANJO
0190-031-532 | 422713 | 0190-COF-PRO-FFE-UTC-EXTPMP01 | PM03 | 307 | 13W Pump Inspection E54 Extract Pump01 | XtractTransfer Pump01 to 35cu.m.Tank_M13 | B | 0190E001 | 2019-01-11 | 2011-02-15 | PHSANTANJO
0190-031-531 | 52351 | 0190-COF-PRO-FFE-CTLTNK-SUPPMP02 | PM03 | 305 | 26W FFE Supply Pump 02 Servicing | FFE Supply Pump02_M11 | B | 0190E001 | 2020-09-09 | 2011-02-12 | PHDAVODAMA
0190-031-530 | 52351 | 0190-COF-PRO-FFE-CTLTNK-SUPPMP01 | PM03 | 305 | 26W FFE Supply Pump 01 Servicing | FFE Supply Pump01_M11 | B | 0190E001 | 2020-09-09 | 2011-02-12 | PHDAVODAMA
0190-031-529 | 52351 | 0190-COF-PRO-FFE-PRSTMCNDSTNK-CNDPMP01 | PM03 | 305 | 52W Pre-Evap Stm Cnd Pump Servicing | Pre-Evap Condensate pump M57 | B | 0190E001 | 2019-03-21 | 2011-02-12 | PHSANTANJO
0190-031-528 | 52351 | 0190-COF-PRO-FFE-FNRPMP04-FNRPMP04 | PM03 | 305 | 52W Fnshr Vpr Cond Pump Servicing | FFE Finisher Vapor Condensate Pump | B | 0190E001 | 2019-03-21 | 2011-02-12 | PHSANTANJO
0190-031-527 | 52351 | 0190-COF-PRO-FFE-FNSHRCLNDR-FNRPMP03 | PM03 | 305 | 52W Fnshr Stm Cond Pump Servicing | FFE Finisher Steam Condensate Pump | B | 0190E001 | 2019-03-21 | 2011-02-12 | PHSANTANJO
0190-031-526 | 52351 | 0190-COF-PRO-FFE-FNSHRCLNDR-FNRPMP01 | PM03 | 305 | 52W Finisher Outlet Pump Servicing | FFE Finisher Outlet Pump01_Waukesha | C | 0190E001 | 2019-03-21 | 2011-02-12 | PHSANTANJO
0190-031-525 | 52351 | 0190-COF-PRO-FFE-4FXSPTR-4EXPMP03 | PM03 | 305 | 26W FFE 4E Vpr Cond Pump Servicing | FFE 4thEffect Vapor Condensate Pump | B | 0190E001 | 2021-11-26 | 2011-02-12 | PHSONUGAHA1
0190-031-524 | 52351 | 0190-COF-PRO-FFE-4BFXCLNDR-M56 | PM03 | 305 | 16W FFE 4B Pump Servicing | FFE 4th Effect B Outlet Pump M56 | A | 0190E001 | 2021-01-18 | 2011-02-12 | PHDAVODAMA
0190-031-523 | 52351 | 0190-COF-PRO-FFE-4AFXCLNDR-M55 | PM03 | 305 | 16W FFE 4A Pump Servicing | FFE 4th Effect A Outlet Pump M55 | A | 0190E001 | 2021-01-18 | 2011-02-12 | PHDAVODAMA
0190-031-522 | 52351 | 0190-COF-PRO-FFE-3FXCAL-M54 | PM03 | 305 | 16W FFE 3E Pump Servicing | FFE 3rd Effect Outlet Pump | A | 0190E001 | 2021-01-18 | 2011-02-12 | PHDAVODAMA
0190-031-521 | 52351 | 0190-COF-PRO-FFE-2BFXCAL-M53 | PM03 | 305 | 16W FFE 2B Pump Servicing | FFE 2B effect Calandria Outlet Pump M53 | A | 0190E001 | 2021-01-18 | 2011-02-12 | PHDAVODAMA
0190-031-520 | 52351 | 0190-COF-PRO-FFE-2AFXCAL-M52 | PM03 | 305 | 16W FFE 2A Pump Servicing | FFE 2A Effect Calandria Outlet Pump M52 | A | 0190E001 | 2021-11-26 | 2011-02-12 | PHSONUGAHA1
0190-031-519 | 52351 | 0190-COF-PRO-FFE-1FXCAL-M51 | PM03 | 305 | 66W FFE 1E Pump Servicing | FFE 1st Efffect Outlet Pump head M51 | A | 0190E001 | 2021-11-26 | 2011-02-12 | PHSONUGAHA1
0190-031-518 | 55925 | 0190-COF-PRO-FFE-CTLTNK-SUPPMP01 | PM03 | 307 | 13W Pump Inspection FFE Supply Pump01 | FFE Supply Pump01_M11 | B | 0190E001 | 2019-01-11 | 2011-02-11 | PHSANTANJO
0190-031-517 | 55925 | 0190-COF-PRO-FFE-CTLTNK-SUPPMP02 | PM03 | 307 | 13W Pump Inspection FFE Supply Pump02 | FFE Supply Pump02_M11 | B | 0190E001 | 2019-01-11 | 2011-02-11 | PHSANTANJO
0190-031-516 | 55925 | 0190-COF-PRO-FFE-PRSTMCNDSTNK-CNDPMP01 | PM03 | 307 | 13W Pump Inspection PreEvap StmCond Pump | Pre-Evap Condensate pump M57 | B | 0190E001 | 2019-01-11 | 2011-02-11 | PHSANTANJO
0190-031-515 | 55925 | 0190-COF-PRO-FFE-FNRPMP04-FNRPMP04 | PM03 | 307 | 13W Pump Inspection Fnshr Vpr Cond Pump | FFE Finisher Vapor Condensate Pump | B | 0190E001 | 2019-01-11 | 2011-02-11 | PHSANTANJO
0190-031-514 | 55925 | 0190-COF-PRO-FFE-FNSHRCLNDR-FNRPMP03 | PM03 | 307 | 13W Pump Inspection Fnshr Stm Cond Pump | FFE Finisher Steam Condensate Pump | B | 0190E001 | 2019-01-11 | 2011-02-11 | PHSANTANJO
0190-031-513 | 55925 | 0190-COF-PRO-FFE-FNSHRCLNDR-FNRPMP01 | PM03 | 307 | 13W Pump Inspection Finisher Outlet Pump | FFE Finisher Outlet Pump01_Waukesha | C | 0190E001 | 2019-01-11 | 2011-02-11 | PHSANTANJO
0190-031-512 | 55925 | 0190-COF-PRO-FFE-4FXSPTR-4EXPMP03 | PM03 | 307 | 13W Pump Inspection FFE 4E VaporCond Pmp | FFE 4thEffect Vapor Condensate Pump | B | 0190E001 | 2019-01-11 | 2011-02-11 | PHSANTANJO
0190-031-511 | 55925 | 0190-COF-PRO-FFE-4BFXCLNDR-M56 | PM03 | 307 | 13W Pump Inspection FFE 4B | FFE 4th Effect B Outlet Pump M56 | A | 0190E001 | 2019-01-11 | 2011-02-11 | PHSANTANJO
0190-031-510 | 55925 | 0190-COF-PRO-FFE-4AFXCLNDR-M55 | PM03 | 307 | 13W Pump Inspection FFE 4A | FFE 4th Effect A Outlet Pump M55 | A | 0190E001 | 2019-01-11 | 2011-02-11 | PHSANTANJO
0190-031-509 | 55925 | 0190-COF-PRO-FFE-3FXCAL-M54 | PM03 | 307 | 13W Pump Inspection FFE 3E | FFE 3rd Effect Outlet Pump | A | 0190E001 | 2019-01-11 | 2011-02-11 | PHSANTANJO
0190-031-508 | 55925 | 0190-COF-PRO-FFE-2BFXCAL-M53 | PM03 | 307 | 13W Pump Inspection FFE 2B | FFE 2B effect Calandria Outlet Pump M53 | A | 0190E001 | 2019-01-11 | 2011-02-11 | PHSANTANJO
0190-031-507 | 55925 | 0190-COF-PRO-FFE-2AFXCAL-M52 | PM03 | 307 | 13W Pump Inspection FFE 2A | FFE 2A Effect Calandria Outlet Pump M52 | A | 0190E001 | 2019-01-11 | 2011-02-11 | PHSANTANJO
0190-031-506 | 55925 | 0190-COF-PRO-FFE-1FXCAL-M51 | PM03 | 307 | 13W Pump Inspection FFE 1E | FFE 1st Efffect Outlet Pump head M51 | A | 0190E001 | 2019-01-11 | 2011-02-11 | PHSANTANJO
0190-031-505 | 52351 | 0190-COF-PRO-A54-ROWTNK-ROWPMP | PM03 | 305 | 52W RO Pump Servicing - ERA 54 | P-ERA 54 RO-Water Booster Pump | B | 0190E001 | 2020-03-19 | 2011-01-29 | PHDAVODAMA
0190-031-504 | 52351 | 0190-COF-PRO-A45-ROWTNK-ROWPMP | PM03 | 305 | 78W RO Pump Servicing - ERA 45 | P-ERA 45 RO-Water Booster Pump | B | 0190E001 | 2020-06-05 | 2011-01-29 | PHDAVODAMA
0190-031-503 | 55926 | 0190-COF-PRO-A54-ROWTNK-ROWPMP | PM03 | 307 | 26W Pump Inspection ERA 54 RO Pump | P-ERA 54 RO-Water Booster Pump | B | 0190E001 | 2017-12-27 | 2011-01-29 | PHSANTANJO
0190-031-502 | 423794 | 0190-COF-PRO-E54-EXTCEL08 | PM03 | 305 | 20W E54C8 valve 12 replacement | Extraction Cell 54 No 8 | A | 0190E001 | 2017-11-22 | 2011-01-29 | PHSANTANJO
0190-031-501 | 423794 | 0190-COF-PRO-E54-EXTCEL07 | PM03 | 305 | 20W E54C7 valve 12 replacement | Extraction Cell 54 No 7 | A | 0190E017 | 2017-11-22 | 2011-01-27 | PHSANTANJO
0190-031-500 | 55880 | 0190-COF-PRO-A45-STRCOLMN | PM03 | 305 | 6W SC Manhole Gasket Replacement - ERA45 | P-ERA 45 Stripping Column | C | 0190E001 | 2019-01-11 | 2011-01-27 | PHSANTANJO
0190-031-499 | 55879 | 0190-COF-PRO-A54-STRCOLMN | PM03 | 305 | 1Y SC Stirrer Servicing- ERA 54 | P-ERA 54 Stripping Column | B | 0190E001 | 2020-12-08 | 2011-01-27 | PHDAVODAMA
0190-031-498 | 55879 | 0190-COF-PRO-A45-STRCOLMN | PM03 | 305 | 1Y SC Stirrer Servicing- ERA 45 | P-ERA 45 Stripping Column | C | 0190E001 | 2020-03-19 | 2011-01-27 | PHDAVODAMA
0190-031-497 | 55878 | 0190-COF-PRO-A54-STRCOLMN | PM03 | 307 | 26W SC strirrer Lbrctn & Inspctn -ERA 54 | P-ERA 54 Stripping Column | B | 0190E001 | 2020-05-01 | 2011-01-27 | PHDAVODAMA
0190-031-496 | 55878 | 0190-COF-PRO-A45-STRCOLMN | PM03 | 307 | 3M SC strirrer Lbrctn & Inspctn -ERA 45 | P-ERA 45 Stripping Column | C | 0190E001 | 2020-07-03 | 2011-01-27 | PHDAVODAMA
0190-031-495 | 55871 | 0190-COF-PRO-A54-SKDASMBLY02-LICOMP01 | PM03 | 305 | 26W A54LiquidRing Compressor Replacement | P-ERA 54 Liquid Ring Compressor | A | 0190E001 | 2021-06-02 | 2011-01-27 | PHDAVODAMA
0190-031-494 | 55871 | 0190-COF-PRO-A45-SKDASMBLY02-LICOMP01 | PM03 | 305 | 26W A45LiquidRing Compressor Replacement | P-ERA 45 Liquid Ring Compressor | A | 0190E001 | 2021-06-02 | 2011-01-27 | PHDAVODAMA
0190-031-493 | 55870 | 0190-COF-PRO-A54-SKDASMBLY02-LICOMP01 | PM03 | 305 | 3M Liquid Ring Compressor Servicing- E54 | P-ERA 54 Liquid Ring Compressor | A | 0190E001 | 2018-12-19 | 2011-01-27 | PHSANTANJO
0190-031-492 | 55870 | 0190-COF-PRO-A45-SKDASMBLY02-LICOMP01 | PM03 | 305 | 3M Liquid Ring Compressor Servicing- E45 | P-ERA 45 Liquid Ring Compressor | A | 0190E001 | 2018-12-19 | 2011-01-27 | PHSANTANJO
0190-031-491 | 55862 | 0190-COF-PRO-A54-STRCOLMN-SCSCRW01 | PM03 | 305 | 1Y Discharge Screwfeeder Servicing-ERA54 | P-ERA 54 Discharge Screw Conveyor | C | 0190E001 | 2017-12-06 | 2011-01-27 | PHSANTANJO
0190-031-490 | 55862 | 0190-COF-PRO-A54-CFRHPR01-CFSCRW01 | PM03 | 305 | 1Y CFR Screwfeeder Servicing-ERA54 | P-ERA 54 Constant Feed Rate Screwfeeder | B | 0190E001 | 2017-12-06 | 2011-01-27 | PHSANTANJO
0190-031-489 | 55862 | 0190-COF-PRO-A45-STRCOLMN-SCSCRW01 | PM03 | 305 | 1Y Discharge Screwfeeder Servicing-ERA45 | P-ERA 45 Discharge Screw Conveyor | C | 0190E001 | 2019-07-19 | 2011-01-27 | PHSANTANJO
0190-031-488 | 55862 | 0190-COF-PRO-A45-CFRHPR01-CFSCRW01 | PM03 | 305 | 1Y CFR Screwfeeder Servicing-ERA45 | P-ERA 45 Constant Feed Rate Screwfeeder | B | 0190E001 | 2019-07-19 | 2011-01-27 | PHSANTANJO
0190-031-487 | 49888 | 0190-COF-PRO-A54-STRCOLMN-SCSCRW01 | PM03 | 303 | 3M Dschrge Screw Lbrctn & Inspctn ERA54 | P-ERA 54 Discharge Screw Conveyor | C | 0190E001 | 2020-07-03 | 2011-01-27 | PHDAVODAMA
0190-031-486 | 49888 | 0190-COF-PRO-A54-CFRHPR01-CFSCRW01 | PM03 | 303 | 3M CFR Screwfdr Lubrctn & Inspctn-ERA54 | P-ERA 54 Constant Feed Rate Screwfeeder | B | 0190E001 | 2020-10-05 | 2011-01-27 | PHDAVODAMA
0190-031-485 | 49888 | 0190-COF-PRO-A45-STRCOLMN-SCSCRW01 | PM03 | 303 | 3M Dschrge Screw Lbrctn & Inspctn ERA45 | P-ERA 45 Discharge Screw Conveyor | C | 0190E001 | 2020-10-05 | 2011-01-27 | PHDAVODAMA
0190-031-484 | 49888 | 0190-COF-PRO-A45-CFRHPR01-CFSCRW01 | PM03 | 303 | 3M CFR Screwfdr Lubrctn & Inspctn-ERA45 | P-ERA 45 Constant Feed Rate Screwfeeder | B | 0190E001 | 2020-12-08 | 2011-01-27 | PHDAVODAMA
0190-031-483 | 55658 | 0190-COF-PRO-A54-SKDPNL02 | PM03 | 305 | 1Y Inspct'n and Servicing SKID2 Panel | P-ERA 54 SKID 2 Electrical Field Panel | B | 0190E002 | 2017-12-07 | 2011-01-27 | PHSANTANJO
0190-031-482 | 55658 | 0190-COF-PRO-A54-SKDPNL01 | PM03 | 305 | 1Y Inspct'n and Servicing SKID1 Panel | P-ERA 54 SKID 1 Electrical Field Panel | B | 0190E002 | 2017-12-07 | 2011-01-27 | PHSANTANJO
0190-031-481 | 55658 | 0190-COF-PRO-A54-GRFPNL01 | PM03 | 305 | 1Y Inspct'n and Servicing Grndr Panel | P-ERA 54 Grinders Main Filed Panel | B | 0190E002 | 2017-12-07 | 2011-01-27 | PHSANTANJO
0190-031-480 | 55658 | 0190-COF-PRO-A54-AUXPNL01 | PM03 | 305 | 1Y Inspct'n and Servicing of Aux Panel | P-ERA 54 Auxilliary Panel | B | 0190E002 | 2020-03-26 | 2011-01-27 | PHDAVODAMA
0190-031-479 | 55658 | 0190-COF-PRO-A45-SKDPNL02 | PM03 | 305 | 1Y Inspct'n and Servicing SKID2 Panel | P-ERA 45 SKID 2 Electrical Field Panel | B | 0190E002 | 2017-12-07 | 2011-01-27 | PHSANTANJO
0190-031-478 | 55658 | 0190-COF-PRO-A45-SKDPNL01 | PM03 | 305 | 1Y Inspct'n and Servicing SKID1 Panel | P-ERA 45 SKID 1 Electrical Field Panel | B | 0190E002 | 2017-12-07 | 2011-01-27 | PHSANTANJO
0190-031-477 | 55658 | 0190-COF-PRO-A45-GRNDRPNL | PM03 | 305 | 1Y Inspct'n and Servicing Grndr Panel | P-ERA 45 Grinder Electrical Panel | X | 0190E001 | 2021-11-30 | 2011-01-27 | PHSONUGAHA1
0190-031-476 | 55658 | 0190-COF-PRO-A45-AUXPNL01 | PM03 | 302 | 1Y Inspct'n and Servicing of Aux Panel | P-ERA 45 Auxilliary Panel | C | 0190E002 | 2017-12-07 | 2011-01-27 | PHSANTANJO
0190-031-475 | 55660 | 0190-COF-PRO-A54-SKDPNL02 | PM03 | 302 | 26W Thermal Scanning ERA54 SKID02 Panel | P-ERA 54 SKID 2 Electrical Field Panel | B | 0190E002 | 2017-12-27 | 2011-01-27 | PHSANTANJO
0190-031-474 | 55660 | 0190-COF-PRO-A54-SKDPNL01 | PM03 | 302 | 26W Thermal Scanning ERA54 SKID01 Panel | P-ERA 54 SKID 1 Electrical Field Panel | B | 0190E002 | 2017-12-27 | 2011-01-27 | PHSANTANJO
0190-031-473 | 55660 | 0190-COF-PRO-A54-GRFPNL01 | PM03 | 302 | 26W Thermal Scanning ERA54 Grndr Panel | P-ERA 54 Grinders Main Filed Panel | B | 0190E002 | 2017-12-27 | 2011-01-27 | PHSANTANJO
0190-031-472 | 55660 | 0190-COF-PRO-A54-AUXPNL01 | PM03 | 302 | 26W Thermal Scanning ERA54 Aux Panel | P-ERA 54 Auxilliary Panel | B | 0190E002 | 2017-12-27 | 2011-01-27 | PHSANTANJO
0190-031-471 | 55660 | 0190-COF-PRO-A45-SKDPNL02 | PM03 | 302 | 26W Thermal Scanning ERA45 SKID02 Panel | P-ERA 45 SKID 2 Electrical Field Panel | B | 0190E002 | 2017-12-27 | 2011-01-27 | PHSANTANJO
0190-031-470 | 55660 | 0190-COF-PRO-A45-SKDPNL01 | PM03 | 302 | 26W Thermal Scanning ERA45 SKID01 Panel | P-ERA 45 SKID 1 Electrical Field Panel | B | 0190E002 | 2017-12-27 | 2011-01-27 | PHSANTANJO
0190-031-469 | 55660 | 0190-COF-PRO-A45-GRNDRPNL | PM03 | 302 | 26W Thermal Scanning ERA45 Grndr Panel | P-ERA 45 Grinder Electrical Panel | X | 0190E001 | 2021-11-30 | 2011-01-27 | PHSONUGAHA1
0190-031-468 | 55660 | 0190-COF-PRO-A45-AUXPNL01 | PM03 | 302 | 26W Thermal Scanning ERA45 Aux Panel | P-ERA 45 Auxilliary Panel | C | 0190E002 | 2017-12-27 | 2011-01-27 | PHSANTANJO
0190-031-467 | 55672 | 0190-COF-PRO-A54-GRNDRSYSTM03-FEEDR03 | PM03 | 307 | 3M E54 G3 Inlet Slidegate Inspection | P-ERA 54 Feeder Motor 03 | A | 0190E002 | 2021-11-27 | 2011-01-19 | PHDAVODAMA
0190-031-466 | 55672 | 0190-COF-PRO-A54-GRNDRSYSTM02-FEEDR02 | PM03 | 305 | 3M Grndr Inlet SlidegateInspection-E54G2 | P-ERA 54 Feeder Motor 02 | A | 0190E002 | 2021-03-19 | 2011-01-19 | PHILAGANAN
0190-031-465 | 55672 | 0190-COF-PRO-A54-GRNDRSYSTM01-FEEDR01 | PM03 | 307 | 3M E54 G1 Inlet Slidegate Inspection | P-ERA 54 Feeder Motor 01 | A | 0190E002 | 2021-11-27 | 2011-01-19 | PHDAVODAMA
0190-031-464 | 55672 | 0190-COF-PRO-A45-GRNDRSYSTM03-FEEDR03 | PM03 | 305 | 3M Grndr Inlet SlidegateInspection-E45G3 | P-ERA 45 Feeder Motor 03 | A | 0190E002 | 2020-08-24 | 2011-01-19 | PHDAVODAMA
0190-031-463 | 55672 | 0190-COF-PRO-A45-GRNDRSYSTM02-FEEDR02 | PM03 | 305 | 3M Grndr Inlet SlidegateInspection-E45G2 | P-ERA 45 Feeder Motor 02 | A | 0190E002 | 2020-08-24 | 2011-01-19 | PHDAVODAMA
0190-031-462 | 55672 | 0190-COF-PRO-A45-GRNDRSYSTM01-FEEDR01 | PM03 | 305 | 3M Grndr Inlet SlidegateInspection-E45G1 | P-ERA 45 Feeder Motor 01 | A | 0190E002 | 2020-08-24 | 2011-01-19 | PHDAVODAMA
0190-031-461 | 423794 | 0190-COF-PRO-E54-EXTCEL06 | PM03 | 305 | 20W E54C6 valve 12 replacement | Extraction Cell 54 No 6 | A | 0190E001 | 2017-11-22 | 2011-01-19 | PHSANTANJO
0190-031-460 | 423794 | 0190-COF-PRO-E54-EXTCEL05 | PM03 | 305 | 20W E54C5 valve 12 replacement | Extraction Cell 54 No 5 | A | 0190E001 | 2017-11-22 | 2011-01-19 | PHSANTANJO
0190-031-459 | 423794 | 0190-COF-PRO-E54-EXTCEL04 | PM03 | 305 | 20W E54C4 valve 12 replacement | Extraction Cell 54 No 4 | A | 0190E001 | 2017-11-22 | 2011-01-19 | PHSANTANJO
0190-031-458 | 423794 | 0190-COF-PRO-E54-EXTCEL03 | PM03 | 305 | 20W E54C3 valve 12 replacement | Extraction Cell 54 No 3 | A | 0190E001 | 2017-11-22 | 2011-01-19 | PHSANTANJO
0190-031-457 | 423794 | 0190-COF-PRO-E54-EXTCEL02 | PM03 | 305 | 20W E54C2 valve 12 replacement | Extraction Cell 54 No 2 | A | 0190E001 | 2017-11-22 | 2011-01-19 | PHSANTANJO
0190-031-456 | 423794 | 0190-COF-PRO-E54-EXTCEL01 | PM03 | 305 | 20W E54C1 valve 12 replacement | Extraction Cell 54 No 1 | A | 0190E001 | 2017-11-22 | 2011-01-19 | PHSANTANJO
0190-031-455 | 423794 | 0190-COF-PRO-E45-EXTCEL08 | PM03 | 305 | 20W E45C8 valve 12 replacement | Extraction 45 Cell No 8 | A | 0190E001 | 2020-07-03 | 2011-01-19 | PHDAVODAMA
0190-031-454 | 423794 | 0190-COF-PRO-E45-EXTCEL07 | PM03 | 305 | 20W E45C7 valve 12 replacement | Extraction 45 Cell No 7 | A | 0190E001 | 2020-07-03 | 2011-01-19 | PHDAVODAMA
0190-031-453 | 423794 | 0190-COF-PRO-E45-EXTCEL06 | PM03 | 305 | 20W E45C6 valve 12 replacement | Extraction 45 Cell No 6 | A | 0190E001 | 2020-07-03 | 2011-01-19 | PHDAVODAMA
0190-031-452 | 423794 | 0190-COF-PRO-E45-EXTCEL05 | PM03 | 305 | 20W E45C5 valve 12 replacement | Extraction 45 Cell No 5 | A | 0190E001 | 2020-07-03 | 2011-01-19 | PHDAVODAMA
0190-031-451 | 423794 | 0190-COF-PRO-E45-EXTCEL04 | PM03 | 305 | 20W E45C4 valve 12 replacement | Extraction 45 Cell No 4 | A | 0190E001 | 2020-07-03 | 2011-01-19 | PHDAVODAMA
0190-031-450 | 423794 | 0190-COF-PRO-E45-EXTCEL03 | PM03 | 305 | 20W E45C3 valve 12 replacement | Extraction 45 Cell No 3 | A | 0190E001 | 2020-07-03 | 2011-01-19 | PHDAVODAMA
0190-031-449 | 423794 | 0190-COF-PRO-E45-EXTCEL02 | PM03 | 305 | 20W E45C2 valve 12 replacement | Extraction 45 Cell No 2 | A | 0190E001 | 2020-07-03 | 2011-01-19 | PHDAVODAMA
0190-031-448 | 423794 | 0190-COF-PRO-E45-EXTCEL01 | PM03 | 305 | 20W E45C1 valve 12 replacement | Extraction 45 Cell No 1 | A | 0190E001 | 2020-07-03 | 2011-01-19 | PHDAVODAMA
0190-031-447 | 55659 | 0190-COF-PRO-E45-MCC-PLCPNL02 | PM03 | 305 | 1Y Inspct'n & Srvcng of PLC Panel E45 | Extraction 45 PLC Panel | B | 0190E002 | 2017-12-07 | 2011-01-19 | PHSANTANJO
0190-031-446 | 55658 | 0190-COF-PRO-E45-MCC-MCCPNL03 | PM03 | 305 | 1Y Inspctn & Srvcng of MCC Panel-CIPHPP | CIP HPP MCC Panel | B | 0190E002 | 2017-12-07 | 2011-01-19 | PHSANTANJO
0190-031-445 | 55658 | 0190-COF-PRO-E45-MCC-MCCPNL02 | PM03 | 305 | 1Y Inspctn & Servicing of MCC Panel-CIP | Extraction 45 MCC Multi Cell CIP Board | B | 0190E002 | 2017-12-07 | 2011-01-19 | PHSANTANJO
0190-031-444 | 55658 | 0190-COF-PRO-E45-MCC-MCCPNL01 | PM03 | 305 | 1Y Inspctn & Servicing of MCC Panel-E45 | Extraction 45 MCC Panel Board | B | 0190E002 | 2017-12-07 | 2011-01-19 | PHSANTANJO
0190-031-443 | 55661 | 0190-COF-PRO-E45-MCC-PLCPNL02 | PM03 | 302 | 26W Thermal Scanning of PLC Panel E45 | Extraction 45 PLC Panel | B | 0190E002 | 2019-05-29 | 2011-01-19 | PHSANTANJO
0190-031-442 | 55660 | 0190-COF-PRO-E45-MCC-MCCPNL03 | PM03 | 302 | 26W Thermal Scanning of MCC Panel E45-3 | CIP HPP MCC Panel | B | 0190E002 | 2017-12-27 | 2011-01-19 | PHSANTANJO
0190-031-441 | 55660 | 0190-COF-PRO-E45-MCC-MCCPNL02 | PM03 | 302 | 26W Thermal Scanning of MCC Panel E45-2 | Extraction 45 MCC Multi Cell CIP Board | B | 0190E002 | 2017-12-27 | 2011-01-19 | PHSANTANJO
0190-031-440 | 55660 | 0190-COF-PRO-E45-MCC-MCCPNL01 | PM03 | 302 | 26W Thermal Scanning of MCC Panel E45-1 | Extraction 45 MCC Panel Board | B | 0190E002 | 2017-12-27 | 2011-01-19 | PHSANTANJO
0190-031-439 | 55661 | 0190-COF-PRO-RST-TRNSPRT-PLCPNL05 | PM03 | 302 | 26W Thermal Scanning - Trnsprt PLC Panel | Coffee Transport PLC Panel | B | 0190E002 | 2017-12-27 | 2011-01-19 | PHSANTANJO
0190-031-438 | 55661 | 0190-COF-PRO-RST-ROASTR04-PLCPNL04 | PM03 | 302 | 26W Thermal Scanning of PLC Panel R4 | Roaster No 4 PLC Panel Board | B | 0190E002 | 2017-12-27 | 2011-01-19 | PHSANTANJO
0190-031-437 | 55661 | 0190-COF-PRO-RST-ROASTR03-PLCPNL03 | PM03 | 302 | 26W Thermal Scanning of PLC Panel R3 | R3 PLC Panel Board | B | 0190E002 | 2017-12-27 | 2011-01-19 | PHSANTANJO
0190-031-436 | 55661 | 0190-COF-PRO-RST-ROASTR02-PLCPNL02 | PM03 | 302 | 26W Thermal Scanning of PLC Panel R2 | R2 PLC Panel Board | B | 0190E002 | 2017-12-27 | 2011-01-19 | PHSANTANJO
0190-031-435 | 55661 | 0190-COF-PRO-RST-ROASTR01-PLCPNL01 | PM03 | 302 | 26W Thermal Scanning of PLC Panel R1 | R1 PLC Panel Board | B | 0190E002 | 2017-12-27 | 2011-01-19 | PHSANTANJO
0190-031-434 | 55660 | 0190-COF-PRO-RST-TRNSPRT-MCCPNL06 | PM03 | 302 | 26W Thermal Scanning of trnsprt MCCPanel | Coffee Transport MCC Panel | B | 0190E002 | 2017-12-27 | 2011-01-19 | PHSANTANJO
0190-031-433 | 55660 | 0190-COF-PRO-RST-MCC-MCCPNL05 | PM03 | 302 | 26W Thermal Scanning of Storing MCCPanel | Coffee Storing MCC Panel | B | 0190E002 | 2017-12-27 | 2011-01-19 | PHSANTANJO
0190-031-432 | 55660 | 0190-COF-PRO-RST-ROASTR04-MCCPNL04 | PM03 | 302 | 26W Thermal Scanning of MCC Panel R4 | Roaster No 4 MCC Panel | B | 0190E002 | 2017-12-27 | 2011-01-19 | PHSANTANJO
0190-031-431 | 55660 | 0190-COF-PRO-RST-ROASTR03-MCCPNL03 | PM03 | 302 | 26W Thermal Scanning of MCC Panel R3 | R3 MCC Panel | B | 0190E002 | 2017-12-27 | 2011-01-19 | PHSANTANJO
0190-031-430 | 55660 | 0190-COF-PRO-RST-ROASTR02-MCCPNL | PM03 | 302 | 26W Thermal Scanning of MCC Panel R2 | Roaster No 2 MCC Panel | B | 0190E002 | 2017-12-27 | 2011-01-19 | PHSANTANJO
0190-031-429 | 55660 | 0190-COF-PRO-RST-ROASTR01-MCCPNL01 | PM03 | 302 | 26W Thermal Scanning of MCC Panel R1 | R1 MCC Panel | B | 0190E002 | 2017-12-27 | 2011-01-19 | PHSANTANJO
0190-031-428 | 55659 | 0190-COF-PRO-RST-TRNSPRT-PLCPNL05 | PM03 | 305 | 1Y Inspct'n & Srvcng of PLC RCGC trnsprt | Coffee Transport PLC Panel | B | 0190E002 | 2020-04-13 | 2011-01-18 | PHDAVODAMA
0190-031-427 | 55659 | 0190-COF-PRO-RST-ROASTR04-PLCPNL04 | PM03 | 305 | 1Y Inspct'n & Srvcng of PLC Panel R4 | Roaster No 4 PLC Panel Board | B | 0190E002 | 2020-04-13 | 2011-01-18 | PHDAVODAMA
0190-031-426 | 55659 | 0190-COF-PRO-RST-ROASTR03-PLCPNL03 | PM03 | 305 | 1Y Inspct'n & Srvcng of PLC Panel R3 | R3 PLC Panel Board | B | 0190E002 | 2020-04-13 | 2011-01-18 | PHDAVODAMA
0190-031-425 | 55659 | 0190-COF-PRO-RST-ROASTR02-PLCPNL02 | PM03 | 305 | 1Y Inspct'n & Srvcng of PLC Panel R2 | R2 PLC Panel Board | B | 0190E002 | 2020-04-13 | 2011-01-18 | PHDAVODAMA
0190-031-424 | 55659 | 0190-COF-PRO-RST-ROASTR01-PLCPNL01 | PM03 | 305 | 1Y Inspct'n & Srvcng of PLC Panel R1 | R1 PLC Panel Board | B | 0190E002 | 2020-04-13 | 2011-01-18 | PHDAVODAMA
0190-031-423 | 55658 | 0190-COF-PRO-RST-TRNSPRT-MCCPNL06 | PM03 | 305 | 1Y Inspct'n & Srvcng of MCC RCGC trnsprt | Coffee Transport MCC Panel | B | 0190E002 | 2017-12-07 | 2011-01-18 | PHSANTANJO
0190-031-422 | 55658 | 0190-COF-PRO-RST-MCC-MCCPNL05 | PM03 | 305 | 1Y Inspct'n & Srvcng of MCC RCGC storing | Coffee Storing MCC Panel | B | 0190E002 | 2017-12-07 | 2011-01-18 | PHSANTANJO
0190-031-421 | 55658 | 0190-COF-PRO-RST-ROASTR04-MCCPNL04 | PM03 | 305 | 1Y Inspct'n & Srvcng of MCC Panel R4 | Roaster No 4 MCC Panel | B | 0190E002 | 2017-12-07 | 2011-01-18 | PHSANTANJO
0190-031-420 | 55658 | 0190-COF-PRO-RST-ROASTR03-MCCPNL03 | PM03 | 305 | 1Y Inspct'n & Srvcng of MCC Panel R3 | R3 MCC Panel | B | 0190E002 | 2017-12-07 | 2011-01-18 | PHSANTANJO
0190-031-419 | 55658 | 0190-COF-PRO-RST-ROASTR02-MCCPNL | PM03 | 305 | 1Y Inspct'n & Srvcng of MCC Panel R2 | Roaster No 2 MCC Panel | B | 0190E002 | 2017-12-07 | 2011-01-18 | PHSANTANJO
0190-031-418 | 55658 | 0190-COF-PRO-RST-ROASTR01-MCCPNL01 | PM03 | 305 | 1Y Inspct'n & Srvcng of MCC Panel R1 | R1 MCC Panel | B | 0190E002 | 2017-12-07 | 2011-01-18 | PHSANTANJO
0190-031-417 | 424113 | 0190-COF-PRO-E45-INTTNK01 | PM03 | 305 | 52W E45 IPTA Outlet Valve Replacement | IPTA Intermediate Tank | B | 0190E001 | 2021-05-17 | 2011-01-17 | PHDAVODAMA
0190-031-416 | 424112 | 0190-COF-PRO-E45-INTTNK01 | PM03 | 305 | 20W E45 IPTA Inlet Valve Replacement | IPTA Intermediate Tank | B | 0190E001 | 2020-07-03 | 2011-01-17 | PHDAVODAMA
0190-031-415 | 424111 | 0190-COF-PRO-E54-STMHDR05 | PM03 | 305 | 13W E54 VM3 Valve Replacement | MUCH Steam Header | A | 0190E001 | 2021-03-19 | 2011-01-17 | PHILAGANAN
0190-031-414 | 424111 | 0190-COF-PRO-E45-STMHDR05 | PM03 | 305 | 13W E45 VM3 Valve Replacement | E45 MUCH Steam Header | A | 0190E001 | 2020-10-03 | 2011-01-17 | PHDAVODAMA
0190-031-413 | 55559 | 0190-COF-PRO-RST-TRNSPRT-STRVLV07 | PM03 | 307 | 13W SV Inspection RC Trnsprt to Grndrs | RC Transport to Grinders Star Valve | B | 0190E001 | 2020-10-05 | 2011-01-17 | PHDAVODAMA
0190-031-412 | 55559 | 0190-COF-PRO-RST-TRNSPRT-STRVLV06 | PM03 | 307 | 13W SV Inspection RC Trnsprt to B1B2 | Destoned RC to Silo B1B2 Star Valve | B | 0190E001 | 2020-10-05 | 2011-01-17 | PHDAVODAMA
0190-031-411 | 55559 | 0190-COF-PRO-RST-TRNSPRT-STRVLV05 | PM03 | 307 | 13W SV Inspection R4 Trnsprt RC | R4 RC Transport to Silo A1 Star Valve | B | 0190E001 | 2020-10-05 | 2011-01-17 | PHDAVODAMA
0190-031-410 | 55559 | 0190-COF-PRO-RST-TRNSPRT-STRVLV04 | PM03 | 307 | 13W SV Inspection R3 Trnsprt RC | R3 RC Transport to Silo A1 Star Valve | B | 0190E001 | 2020-10-05 | 2011-01-17 | PHDAVODAMA
0190-031-409 | 55559 | 0190-COF-PRO-RST-TRNSPRT-STRVLV03 | PM03 | 307 | 13W SV Inspection R1R2 Trnsprt RC | R1R2 RCTransport to Silo A1Star Valve | B | 0190E001 | 2020-10-05 | 2011-01-17 | PHDAVODAMA
0190-031-408 | 55559 | 0190-COF-PRO-RST-TRNSPRT-STRVLV02 | PM03 | 307 | 13W SV Inspection GC Trnsprt to RSTR | GCTransport to Roasters Star Valve | B | 0190E001 | 2020-10-05 | 2011-01-17 | PHDAVODAMA
0190-031-407 | 55559 | 0190-COF-PRO-RST-TRNSPRT-STRVLV01 | PM03 | 307 | 13W SV Inspection GC Tipping | GC Tipping to Silo Star Valve | B | 0190E001 | 2020-10-05 | 2011-01-17 | PHDAVODAMA
0190-031-406 | 55497 | 0190-COF-PRO-RST-TRNSPRT-M01 | PM03 | 307 | 13W Blower Inspection GC Tipping | GC Tipping Blower To Silo | B | 0190E001 | 2020-10-05 | 2011-01-14 | PHDAVODAMA
0190-031-405 | 55497 | 0190-COF-PRO-RST-TRNSPRT-M09 | PM03 | 307 | 13W Blower Inspection RC to Grinders | RC Supply To Grinders Blower | B | 0190E001 | 2020-10-05 | 2011-01-14 | PHDAVODAMA
0190-031-404 | 55497 | 0190-COF-PRO-RST-TRNSPRT-M14 | PM03 | 307 | 13W Blower Inspection RC to B1B2 | RC Transport To Silo B1 & B2 Blower | B | 0190E001 | 2020-10-05 | 2011-01-14 | PHDAVODAMA
0190-031-403 | 55497 | 0190-COF-PRO-RST-TRNSPRT-M07 | PM03 | 307 | 13W Blower Inspection R4 Storing | RC Storing Roaster No 4 Blower | B | 0190E001 | 2020-09-07 | 2011-01-14 | PHDAVODAMA
0190-031-402 | 55497 | 0190-COF-PRO-RST-TRNSPRT-M05 | PM03 | 307 | 13W Blower Inspection R3 Storing | RC Storing Roaster No 3 Blower | B | 0190E001 | 2020-09-07 | 2011-01-14 | PHDAVODAMA
0190-031-401 | 55497 | 0190-COF-PRO-RST-TRNSPRT-M12 | PM03 | 307 | 13W Blower Inspection RC to Silo A | RC Transport To Silo A Blower | B | 0190E001 | 2020-10-05 | 2011-01-14 | PHDAVODAMA
0190-031-400 | 55497 | 0190-COF-PRO-RST-TRNSPRT-M03 | PM03 | 307 | 13W Blower Inspection GC to Rstrs | GC Blower To Roasters | B | 0190E001 | 2020-09-07 | 2011-01-14 | PHDAVODAMA
0190-031-399 | 52494 | 0190-COF-PRO-EGA-EGRTWR01 | PM03 | 305 | 1Y Halo Nozzle Solenoid Valve Rplcmnt | Egron Tower | A | 0190E001 | 2020-03-19 | 2010-11-13 | PHDAVODAMA
0190-031-398 | 52493 | 0190-COF-PRO-EGA-EGRTWR01 | PM03 | 305 | 26W Halo Nozzle SolenoidValves Servicing | Egron Tower | A | 0190E001 | 2020-03-19 | 2010-11-13 | PHDAVODAMA
0190-031-397 | 423790 | 0190-COF-PRO-E54-EXTCEL08 | PM03 | 305 | 16W E54C8 Check valve replacement | Extraction Cell 54 No 8 | A | 0190E001 | 2021-03-19 | 2010-11-03 | PHILAGANAN
0190-031-396 | 50646 | 0190-COF-PRO-EGA-WTBTHSYSTM-M25 | PM03 | 305 | 156W WaterBath Cond SupplyPmp Motor Serv | Water Bath Condensate Pump | B | 0190E002 | 2018-12-04 | 2010-11-03 | PHSANTANJO
0190-031-395 | 49808 | 0190-COF-PRO-EGA-EGRTWR01 | PM03 | 307 | 26W EGA Air Service Unit Servicing | Egron Tower | A | 0190E002 | 2020-03-19 | 2010-11-03 | PHDAVODAMA
0190-031-394 | 402244 | 0190-COF-PRO-SCE-DECANT01 | PM03 | 305 | 156W Elec Mtr Serv Decanter | Decanter | C | 0190E002 | 2018-12-04 | 2010-10-05 | PHSANTANJO
0190-031-393 | 51953 | 0190-COF-PRO-EGA-AFTRDRYR-AHU02 | PM03 | 305 | 3Y AD Steam Control Valve Replacement | After Dryer AHU | A | 0190E002 | 2017-12-27 | 2010-09-29 | PHSANTANJO
0190-031-392 | 51953 | 0190-COF-PRO-EGA-AHU07 | PM03 | 305 | 3Y AC Steam Control Valve Replacement | Egron After Cooler AHU OLD | B | 0190E013 | 2017-12-27 | 2010-09-29 | PHSANTANJO
0190-031-391 | 51612 | 0190-COF-PRO-E45-CONSYSTM-CONTNK | PM03 | 306 | 3W Turbidity Sensor Check E45 | IPTA Condensate Tank | C | 0190E001 | 2014-09-16 | 2010-09-06 | PHSANTANJO
0190-031-391 | 51612 | 0190-COF-PRO-E54-IPTASYS-CONTNK02 | PM03 | 306 | 3W Turbidity Sensor Check E54 | IPTA Condensate Tank | B | 0190E001 | 2014-09-16 | 2010-09-06 | PHSANTANJO
0190-031-390 | 51041 | 0190-COF-PRO-EGA-HAV | PM03 | 305 | 52W Hot Air Valve Inspection & Servicing | Egron A Hot Air Valve | A | 0190E002 | 2020-08-24 | 2010-07-30 | PHDAVODAMA
0190-031-389 | 423790 | 0190-COF-PRO-E54-EXTCEL07 | PM03 | 305 | 16W E54C7 Check valve replacement | Extraction Cell 54 No 7 | A | 0190E001 | 2021-03-19 | 2010-07-29 | PHILAGANAN
0190-031-388 | 423790 | 0190-COF-PRO-E54-EXTCEL06 | PM03 | 305 | 16W E54C6 Check valve replacement | Extraction Cell 54 No 6 | A | 0190E001 | 2021-03-19 | 2010-07-29 | PHILAGANAN
0190-031-387 | 423790 | 0190-COF-PRO-E54-EXTCEL05 | PM03 | 305 | 16W E54C5 Check valve replacement | Extraction Cell 54 No 5 | A | 0190E001 | 2021-03-19 | 2010-07-29 | PHILAGANAN
0190-031-386 | 423790 | 0190-COF-PRO-E54-EXTCEL04 | PM03 | 305 | 16W E54C4 Check valve replacement | Extraction Cell 54 No 4 | A | 0190E001 | 2021-03-19 | 2010-07-29 | PHILAGANAN
0190-031-385 | 423790 | 0190-COF-PRO-E54-EXTCEL03 | PM03 | 305 | 16W E54C3 Check valve replacement | Extraction Cell 54 No 3 | A | 0190E001 | 2021-03-19 | 2010-07-13 | PHILAGANAN
0190-031-384 | 423790 | 0190-COF-PRO-E54-EXTCEL02 | PM03 | 305 | 16W E54C2 Check valve replacement | Extraction Cell 54 No 2 | A | 0190E001 | 2021-03-19 | 2010-07-13 | PHILAGANAN
0190-031-383 | 50799 | 0190-COF-PRO-EGA-CTIFDR-CTIFDR06 | PM03 | 305 | 3M Servicing of CTI Screwfeeder06 | CTI Screwfeeder 06 | A | 0190E001 | 2021-03-19 | 2010-07-12 | PHILAGANAN
0190-031-382 | 50799 | 0190-COF-PRO-EGA-CTIFDR-CTIFDR05 | PM03 | 305 | 3M Servicing of CTI Screwfeeder05 | CTI Screwfeeder 05 | A | 0190E001 | 2021-03-19 | 2010-07-12 | PHILAGANAN
0190-031-381 | 50799 | 0190-COF-PRO-EGA-CTIFDR-CTIFDR04 | PM03 | 305 | 3M Servicing of CTI Screwfeeder04 | CTI Screwfeeder 04 | A | 0190E001 | 2021-03-19 | 2010-07-12 | PHILAGANAN
0190-031-380 | 50799 | 0190-COF-PRO-EGA-CTIFDR-CTIFDR03 | PM03 | 305 | 3M Servicing of CTI Screwfeeder03 | CTI Screwfeeder 03 | A | 0190E001 | 2021-03-19 | 2010-07-12 | PHILAGANAN
0190-031-379 | 50799 | 0190-COF-PRO-EGA-CTIFDR-CTIFDR02 | PM03 | 305 | 3M Servicing of CTI Screwfeeder02 | CTI Screwfeeder 02 | A | 0190E001 | 2021-03-19 | 2010-07-12 | PHILAGANAN
0190-031-378 | 50799 | 0190-COF-PRO-EGA-CTIFDR-CTIFDR01 | PM03 | 305 | 3M Servicing of CTI Screwfeeder01 | CTI Screwfeeder 01 | A | 0190E001 | 2021-03-19 | 2010-07-12 | PHILAGANAN
0190-031-377 | 50741 | 0190-COF-PRO-RST-CNTRLRM-CLRTST01 | PM03 | 307 | 6M Color Tester Inspection & Servicing | Roasting Color Tester | B | 0190E002 | 2014-07-07 | 2010-07-06 | PHSANTANJO
0190-031-376 | 50680 | 0190-COF-GCO-CND-BKELTR01 | PM03 | 302 | 1M Condition Monitoring And Analysis | GC Bucket Elevator No 1 | C | 0190E001 | 2019-01-11 | 2012-08-07 | PHSANTANJO
0190-031-376 | 50680 | 0190-COF-GCO-CND-BKELTR04 | PM03 | 307 | 1M Condition Monitoring And Analysis | GC Bucket Elevator No 4 | C | 0190E001 | 2019-01-11 | 2012-08-07 | PHSANTANJO
0190-031-376 | 50680 | 0190-COF-GCO-CND-BLOWER01 | PM03 | 307 | 1M Condition Monitoring And Analysis | GC Blower Transport to Roasting | C | 0190E001 | 2019-01-11 | 2012-08-07 | PHSANTANJO
0190-031-376 | 50680 | 0190-COF-GCO-CND-BLOWER03 | PM03 | 307 | 1M Condition Monitoring And Analysis | GC Blower No 3 | C | 0190E001 | 2019-01-11 | 2012-08-07 | PHSANTANJO
0190-031-376 | 50680 | 0190-COF-GCO-CND-BLOWER04 | PM03 | 307 | 1M Condition Monitoring And Analysis | GC Blower No 4 | C | 0190E001 | 2019-01-11 | 2012-08-07 | PHSANTANJO
0190-031-376 | 50680 | 0190-COF-GCO-CND-DESTNR01 | PM03 | 307 | 1M Condition Monitoring And Analysis | GC Destoner | B | 0190E001 | 2019-01-11 | 2012-08-07 | PHSANTANJO
0190-031-376 | 50680 | 0190-COF-GCO-CND-POLSHR01 | PM03 | 307 | 1M Condition Monitoring And Analysis | GC Polisher No 1 | B | 0190E001 | 2019-01-11 | 2012-08-07 | PHSANTANJO
0190-031-376 | 50680 | 0190-COF-GCO-CND-POLSHR02 | PM03 | 307 | 1M Condition Monitoring And Analysis | GC Polisher No 2 | B | 0190E001 | 2019-01-11 | 2012-08-07 | PHSANTANJO
0190-031-376 | 50680 | 0190-COF-GCO-CND-POLSHR03 | PM03 | 307 | 1M Condition Monitoring And Analysis | GC Polisher No 3 | B | 0190E001 | 2019-01-11 | 2012-08-07 | PHSANTANJO
0190-031-376 | 50680 | 0190-COF-GCO-CND-POLSHR04 | PM03 | 307 | 1M Condition Monitoring And Analysis | GC Polisher No 4 | B | 0190E001 | 2019-01-11 | 2012-08-07 | PHSANTANJO
0190-031-376 | 50680 | 0190-COF-GCO-CND-SVALVE01 | PM03 | 307 | 1M Condition Monitoring And Analysis | GC Starvalve No 1 From Destoner | C | 0190E001 | 2019-01-11 | 2012-08-07 | PHSANTANJO
0190-031-376 | 50680 | 0190-COF-GCO-CND-SVALVE02 | PM03 | 302 | 1M Condition Monitoring And Analysis | GC Starvalve No 2 To Polisher | C | 0190E001 | 2019-01-11 | 2012-08-07 | PHSANTANJO
0190-031-376 | 50680 | 0190-COF-PRO-A45-XHSTFN-M2104_01 | PM03 | 302 | 1M Condition Monitoring And Analysis | P-ERA 45 Exhaust Fan 15" | A | 0190E001 | 2019-01-11 | 2010-07-01 | PHSANTANJO
0190-031-376 | 50680 | 0190-COF-PRO-A45-XHSTFN-M2104_02 | PM03 | 302 | 1M Condition Monitoring And Analysis | P-ERA 45 Exhaust Fan 15" | A | 0190E001 | 2019-01-11 | 2010-07-01 | PHSANTANJO
0190-031-376 | 50680 | 0190-COF-PRO-A45-XHSTFN-M2104_03 | PM03 | 302 | 1M Condition Monitoring And Analysis | P-ERA 45 Exhaust Fan 21" | A | 0190E001 | 2019-01-11 | 2010-07-01 | PHSANTANJO
0190-031-376 | 50680 | 0190-COF-PRO-A45-XHSTFN-M2104_04 | PM03 | 302 | 1M Condition Monitoring And Analysis | P-ERA 45 Exhaust Fan 21" | A | 0190E001 | 2019-01-11 | 2010-07-01 | PHSANTANJO
0190-031-376 | 50680 | 0190-COF-PRO-A54-XHSTFN-M2104_01 | PM03 | 302 | 1M Condition Monitoring And Analysis | P-ERA 54 Exhaust Fan 21" | A | 0190E001 | 2019-01-11 | 2010-07-01 | PHSANTANJO
0190-031-376 | 50680 | 0190-COF-PRO-A54-XHSTFN-M2104_02 | PM03 | 302 | 1M Condition Monitoring And Analysis | P-ERA 54 Exhaust Fan 21" | A | 0190E001 | 2019-01-11 | 2010-07-01 | PHSANTANJO
0190-031-376 | 50680 | 0190-COF-PRO-A54-XHSTFN-M2104_03 | PM03 | 302 | 1M Condition Monitoring And Analysis | P-ERA 54 Exhaust Fan 21" | A | 0190E001 | 2019-01-11 | 2010-07-01 | PHSANTANJO
0190-031-375 | 50670 | 0190-COF-PRO-RST-ROASTR04 | PM03 | 305 | 26W Roaster 04 Servicing E/I | Roaster No 4 | A | 0190E002 | 2020-03-19 | 2010-07-01 | PHDAVODAMA
0190-031-374 | 50670 | 0190-COF-PRO-RST-ROASTR03 | PM03 | 305 | 26W Roaster 03 Servicing E/I | Roaster No 3 | A | 0190E002 | 2020-03-19 | 2010-07-01 | PHDAVODAMA
0190-031-373 | 50670 | 0190-COF-PRO-RST-ROASTR02 | PM03 | 305 | 26W Roaster 02 Servicing E/I | Roaster No 2 | A | 0190E002 | 2020-03-19 | 2010-07-01 | PHDAVODAMA
0190-031-372 | 50670 | 0190-COF-PRO-RST-ROASTR01 | PM03 | 305 | 26W Roaster 01Servicing E/I | Roaster No 1 | A | 0190E002 | 2020-03-19 | 2010-07-01 | PHDAVODAMA
0190-031-371 | 50617 | 0190-COF-PRO-EGA-PNLBRD01 | PM03 | 306 | 1Y Egron A Process Interlock Test | Egron A Safety Panel Board | A | 0190E002 | 2021-06-03 | 2010-06-28 | PHILAGANAN
0190-031-370 | 50616 | 0190-COF-PRO-EGA-PNLBRD01 | PM03 | 306 | 1Y Egron A Controlled Shutdown Test | Egron A Safety Panel Board | A | 0190E002 | 2021-06-03 | 2010-06-28 | PHILAGANAN
0190-031-369 | 50615 | 0190-COF-PRO-EGA-PNLBRD01 | PM03 | 306 | 1Y Egron A Emergency Shutdown Test | Egron A Safety Panel Board | A | 0190E002 | 2021-06-03 | 2010-06-28 | PHILAGANAN
0190-031-368 | 50614 | 0190-COF-PRO-EGA-PNLBRD01 | PM03 | 306 | 3M Egron A Equipment Grounding Check | Egron A Safety Panel Board | A | 0190E002 | 2021-06-03 | 2010-06-28 | PHILAGANAN
0190-031-367 | 50613 | 0190-COF-PRO-EGA-PNLBRD01 | PM03 | 306 | 3M Egron A Shower Valve Test | Egron A Safety Panel Board | A | 0190E002 | 2021-06-03 | 2010-06-28 | PHILAGANAN
0190-031-366 | 50612 | 0190-COF-PRO-EGA-PNLBRD01 | PM03 | 306 | 3M Egron A Safety Flap Test | Egron A Safety Panel Board | A | 0190E002 | 2021-06-03 | 2010-06-28 | PHILAGANAN
0190-031-365 | 50610 | 0190-COF-PRO-EGA-PNLBRD01 | PM03 | 306 | 3M Egron A Spark Detection Test | Egron A Safety Panel Board | A | 0190E002 | 2021-06-03 | 2010-06-28 | PHILAGANAN
0190-031-364 | 49874 | 0190-COF-PRO-E54-MOVHPR01 | PM03 | 305 | 26W Mobile Hopper Servicing E54 | Moving Hopper Extraction 54 | A | 0190E001 | 2021-11-27 | 2010-06-17 | PHDAVODAMA
0190-031-363 | 49874 | 0190-COF-PRO-E45-MOVHPR01 | PM03 | 305 | 26W Mobile Hopper Servicing E45 | Moving Hopper | A | 0190E001 | 2021-11-22 | 2010-06-17 | PHDAVODAMA
0190-031-362 | 49958 | 0190-COF-PRO-EGA-EGRTWR01 | PM03 | 305 | 26W Servicing of HALO Nozzles Actuators | Egron Tower | A | 0190E001 | 2020-08-24 | 2010-06-16 | PHDAVODAMA
0190-031-361 | 50358 | 0190-COF-GCO-CND-TIPSTN01 | PM03 | 306 | 52W Hoist Inspn & Assesmnt-Tipstn 500kg | GC Tipping Station | C | 0190E001 | 2021-06-03 | 2010-06-07 | PHILAGANAN
0190-031-361 | 50358 | 0190-COF-GCO-CND-TIPSTN01 | PM03 | 306 | 52W Hoist Inspn & Assesmnt-CND 500kg | GC Tipping Station | C | 0190E001 | 2021-06-03 | 2014-09-16 | PHILAGANAN
0190-031-361 | 50358 | 0190-COF-PRO-E45-EHOIST01 | PM03 | 306 | 52W Hoist Inspn & Assesmnt-Extn 1000kg | E45 Electric Hoist | A | 0190E001 | 2021-06-03 | 2010-06-07 | PHILAGANAN
0190-031-361 | 50358 | 0190-COF-PRO-E45-EHOIST01 | PM03 | 306 | 52W Hoist Inspn & Assesmnt-4flr 3000kg | E45 Electric Hoist | A | 0190E001 | 2021-06-03 | 2014-09-16 | PHILAGANAN
0190-031-361 | 50358 | 0190-COF-PRO-E45-WTRWRKSYSTM-WHOIST01 | PM03 | 306 | 52W Hoist Inspn & Assesmnt-Rework 3000kg | Wet Rework Hoist | A | 0190E001 | 2021-06-03 | 2010-06-07 | PHILAGANAN
0190-031-361 | 50358 | 0190-COF-PRO-E45-WTRWRKSYSTM-WHOIST01 | PM03 | 306 | 52W Hoist Inspn & Assesmnt-Rework 500kg | Wet Rework Hoist | A | 0190E001 | 2021-06-03 | 2014-09-16 | PHILAGANAN
0190-031-361 | 50358 | 0190-COF-PRO-E54-EHOIST01 | PM03 | 306 | 52W Hoist Inspn & Assesmnt-Etxn 2000kg | Electrical Hoist Extraction 54 | A | 0190E001 | 2021-06-03 | 2010-06-07 | PHILAGANAN
0190-031-361 | 50358 | 0190-COF-PRO-E54-EHOIST01 | PM03 | 306 | 52W Hoist Inspn & Assesmnt-Clar 2000kg | Electrical Hoist Extraction 54 | A | 0190E001 | 2021-06-03 | 2014-09-16 | PHILAGANAN
0190-031-361 | 50358 | 0190-COF-PRO-E54-EHOIST01 | PM03 | 306 | 52W Hoist Inspn & Assesmnt-Clar 1500kg | Electrical Hoist Extraction 54 | A | 0190E001 | 2021-06-03 | 2014-09-16 | PHILAGANAN
0190-031-361 | 50358 | 0190-COF-PRO-E54-EHOIST01 | PM03 | 306 | 52W Hoist Inspn & Assesmnt-4flr 3000kg | Electrical Hoist Extraction 54 | A | 0190E001 | 2021-06-03 | 2014-09-16 | PHILAGANAN
0190-031-361 | 50358 | 0190-COF-PRO-EGA-AFTCOL01 | PM03 | 306 | 52W Hoist Inspn & Assesmnt-AD/AC 1000kg | Egron After Cooler / After Dryer Bed | A | 0190E001 | 2021-06-03 | 2014-09-16 | PHILAGANAN
0190-031-361 | 50358 | 0190-COF-PRO-EGA-SIFTER01 | PM03 | 306 | 52W Hoist Inspn & Assesmnt-Vibra 1000kg | Egron Vibra Sifter | A | 0190E001 | 2021-06-03 | 2014-09-16 | PHILAGANAN
0190-031-361 | 50358 | 0190-COF-PRO-SHP-CMMN | PM03 | 306 | 52W Hoist Inspn & Assesmnt-WS 2000kg | Coffee Process Workshop Room | C | 0190E001 | 2021-06-03 | 2014-09-16 | PHILAGANAN
0190-031-361 | 50358 | 0190-COF-PRO-SHP-CMMN | PM03 | 306 | 52W Hoist Inspn & Assesmnt-WS 5000kg | Coffee Process Workshop Room | C | 0190E001 | 2021-06-03 | 2014-09-16 | PHILAGANAN
0190-031-360 | 50283 | 0190-COF-PRO-A54-GRNDRSYSTM03-FEEDR03 | PM03 | 303 | 1M Grinder Lubrication ERA54 Grinder03 | P-ERA 54 Feeder Motor 03 | A | 0190E001 | 2018-11-06 | 2010-05-31 | PHSANTANJO
0190-031-359 | 50283 | 0190-COF-PRO-A54-GRNDRSYSTM02-FEEDR02 | PM03 | 303 | 1M Grinder Lubrication ERA54 Grinder02 | P-ERA 54 Feeder Motor 02 | A | 0190E001 | 2018-11-06 | 2010-05-31 | PHSANTANJO
0190-031-358 | 50283 | 0190-COF-PRO-A54-GRNDRSYSTM01-FEEDR01 | PM03 | 303 | 1M Grinder Lubrication ERA54 Grinder01 | P-ERA 54 Feeder Motor 01 | A | 0190E001 | 2018-11-06 | 2010-05-31 | PHSANTANJO
0190-031-357 | 50283 | 0190-COF-PRO-A45-GRNDRSYSTM03-FEEDR03 | PM03 | 303 | 1M Grinder Lubrication ERA45 Grinder03 | P-ERA 45 Feeder Motor 03 | A | 0190E001 | 2018-11-06 | 2010-05-31 | PHSANTANJO
0190-031-356 | 50283 | 0190-COF-PRO-A45-GRNDRSYSTM02-FEEDR02 | PM03 | 303 | 1M Grinder Lubrication ERA45 Grinder02 | P-ERA 45 Feeder Motor 02 | A | 0190E001 | 2018-11-06 | 2010-05-31 | PHSANTANJO
0190-031-355 | 50283 | 0190-COF-PRO-A45-GRNDRSYSTM01-FEEDR01 | PM03 | 303 | 1M Grinder Lubrication ERA45 Grinder01 | P-ERA 45 Feeder Motor 01 | A | 0190E001 | 2018-11-06 | 2010-05-31 | PHSANTANJO
0190-031-354 | 418319 | 0190-COF-PRO-E54-COOLER11 | PM03 | 305 | 104W Bursting Disc Replacement | E54 Final Cooler-TETRA PAK | A | 0190E001 | 2021-03-19 | 2010-05-31 | PHILAGANAN
0190-031-353 | 418319 | 0190-COF-PRO-E45-COOLER11 | PM03 | 305 | 104W Bursting Disc Replacement | E45 Final Cooler-TETRA PAK | A | 0190E001 | 2021-03-19 | 2010-05-31 | PHILAGANAN
0190-031-352 | 418318 | 0190-COF-PRO-E54-FLSTNK01 | PM03 | 305 | 104W Bursting Disc Replacement | IPTA Flash Tank | B | 0190E001 | 2017-12-27 | 2010-05-31 | PHSANTANJO
0190-031-351 | 418318 | 0190-COF-PRO-E45-FLSTNK01 | PM03 | 305 | 104W Bursting Disc Replacement | IPTA Flash Tank | B | 0190E001 | 2017-12-27 | 2010-05-31 | PHSANTANJO
0190-031-350 | 4437 | 0190-COF-PRO-E54-EXTCEL08 | PM03 | 305 | 4W Planned Service E/I- E54 C8 | Extraction Cell 54 No 8 | A | 0190E001 | 2018-11-06 | 2010-05-27 | PHSANTANJO
0190-031-349 | 4437 | 0190-COF-PRO-E54-EXTCEL07 | PM03 | 305 | 4W Planned Service E/I- E54 C7 | Extraction Cell 54 No 7 | A | 0190E001 | 2018-11-06 | 2010-05-27 | PHSANTANJO
0190-031-348 | 4437 | 0190-COF-PRO-E54-EXTCEL06 | PM03 | 305 | 4W Planned Service E/I- E54 C6 | Extraction Cell 54 No 6 | A | 0190E001 | 2018-11-06 | 2010-05-27 | PHSANTANJO
0190-031-347 | 4437 | 0190-COF-PRO-E54-EXTCEL05 | PM03 | 305 | 4W Planned Service E/I- E54 C5 | Extraction Cell 54 No 5 | A | 0190E001 | 2018-11-06 | 2010-05-27 | PHSANTANJO
0190-031-346 | 4437 | 0190-COF-PRO-E54-EXTCEL04 | PM03 | 305 | 4W Planned Service E/I- E54 C4 | Extraction Cell 54 No 4 | A | 0190E001 | 2018-11-06 | 2010-05-27 | PHSANTANJO
0190-031-345 | 4437 | 0190-COF-PRO-E54-EXTCEL03 | PM03 | 305 | 4W Planned Service E/I- E54 C3 | Extraction Cell 54 No 3 | A | 0190E001 | 2018-11-06 | 2010-05-27 | PHSANTANJO
0190-031-344 | 4437 | 0190-COF-PRO-E54-EXTCEL02 | PM03 | 305 | 4W Planned Service E/I- E54 C2 | Extraction Cell 54 No 2 | A | 0190E001 | 2018-11-06 | 2010-05-27 | PHSANTANJO
0190-031-343 | 4437 | 0190-COF-PRO-E54-EXTCEL01 | PM03 | 305 | 4W Planned Service E/I- E54 C1 | Extraction Cell 54 No 1 | A | 0190E001 | 2018-11-06 | 2010-05-27 | PHSANTANJO
0190-031-342 | 4437 | 0190-COF-PRO-E45-EXTCEL08 | PM03 | 305 | 4W Planned Service E/I- E45 C8 | Extraction 45 Cell No 8 | A | 0190E001 | 2018-11-06 | 2010-05-27 | PHSANTANJO
0190-031-341 | 4437 | 0190-COF-PRO-E45-EXTCEL07 | PM03 | 305 | 4W Planned Service E/I- E45 C7 | Extraction 45 Cell No 7 | A | 0190E001 | 2018-11-06 | 2010-05-27 | PHSANTANJO
0190-031-340 | 4437 | 0190-COF-PRO-E45-EXTCEL06 | PM03 | 305 | 4W Planned Service E/I- E45 C6 | Extraction 45 Cell No 6 | A | 0190E001 | 2018-11-06 | 2010-05-27 | PHSANTANJO
0190-031-339 | 4437 | 0190-COF-PRO-E45-EXTCEL05 | PM03 | 305 | 4W Planned Service E/I- E45 C5 | Extraction 45 Cell No 5 | A | 0190E001 | 2018-11-06 | 2010-05-27 | PHSANTANJO
0190-031-338 | 4437 | 0190-COF-PRO-E45-EXTCEL04 | PM03 | 305 | 4W Planned Service E/I- E45 C4 | Extraction 45 Cell No 4 | A | 0190E001 | 2018-11-06 | 2010-05-27 | PHSANTANJO
0190-031-337 | 4437 | 0190-COF-PRO-E45-EXTCEL03 | PM03 | 305 | 4W Planned Service E/I- E45 C3 | Extraction 45 Cell No 3 | A | 0190E001 | 2018-11-06 | 2010-05-27 | PHSANTANJO
0190-031-336 | 4437 | 0190-COF-PRO-E45-EXTCEL02 | PM03 | 305 | 4W Planned Service E/I- E45 C2 | Extraction 45 Cell No 2 | A | 0190E001 | 2018-11-06 | 2010-05-27 | PHSANTANJO
0190-031-335 | 4437 | 0190-COF-PRO-E45-EXTCEL01 | PM03 | 305 | 4W Planned Service E/I- E45 C1 | Extraction 45 Cell No 1 | A | 0190E001 | 2018-11-06 | 2010-05-27 | PHSANTANJO
0190-031-334 | 50166 | 0190-COF-PRO-EGA-GRKVSL02 | PM03 | 301 | 3W GERICKE Vessel 02 Callibration | Egron GERICKE Vessel 02 | A | 0190E001 | 2014-09-18 | 2010-05-25 | PHSANTANJO
0190-031-333 | 50166 | 0190-COF-PRO-EGA-GRKVSL01 | PM03 | 301 | 3W GERICKE Vessel 01Callibration | Egron GERICKE Vessel 01 | A | 0190E001 | 2014-09-18 | 2010-05-25 | PHSANTANJO
0190-031-332 | 50139 | 0190-COF-PRO-E45-CELHDR01 | PM03 | 307 | 26W HP Washer Lines Inspection | E45 Cell Header | B | 0190E001 | 2020-03-19 | 2010-05-21 | PHDAVODAMA
0190-031-332 | 50139 | 0190-COF-PRO-E54-DISHED01 | PM03 | 307 | 26W HP Washer Lines Inspection | E54 Cell Header | B | 0190E001 | 2020-03-19 | 2010-05-21 | PHDAVODAMA
0190-031-331 | 49957 | 0190-COF-PRO-EGA-BGHOUSESYS-BHFLTR01 | PM03 | 305 | 26W BH Purging Air System Servicing | Bag House Filter | A | 0190E001 | 2017-12-27 | 2010-05-21 | PHSANTANJO
0190-031-330 | 35261 | 0190-COF-PRO-RST-ROASTR04-FAN13 | PM03 | 305 | 26W Roaster4 Exhaust Fan Servicing | Roaster No 4 Exhaust Fan | B | 0190E001 | 2017-12-27 | 2010-05-13 | PHSANTANJO
0190-031-329 | 35261 | 0190-COF-PRO-RST-ROASTR03-FAN12 | PM03 | 305 | 26W Roaster3 Exhaust Fan Servicing | R3 Exhaust Fan | B | 0190E001 | 2017-12-27 | 2010-05-13 | PHSANTANJO
0190-031-328 | 35261 | 0190-COF-PRO-RST-ROASTR02-FAN11 | PM03 | 307 | 26W Roaster2 Exhaust Fan Servicing | R2 Exhaust Fan | B | 0190E001 | 2021-11-23 | 2010-05-13 | PHDAVODAMA
0190-031-327 | 35190 | 0190-COF-PRO-RST-TRNSPRT-M01 | PM03 | 305 | 26W GC Tipping Blower Servicing | GC Tipping Blower To Silo | B | 0190E001 | 2020-05-01 | 2010-05-13 | PHDAVODAMA
0190-031-326 | 35190 | 0190-COF-PRO-RST-TRNSPRT-M09 | PM03 | 305 | 26W RC to Grinders Blower Servicing | RC Supply To Grinders Blower | B | 0190E001 | 2020-05-01 | 2010-05-13 | PHDAVODAMA
0190-031-325 | 35190 | 0190-COF-PRO-RST-TRNSPRT-M14 | PM03 | 305 | 26W RC to B1B2 Blower Servicing | RC Transport To Silo B1 & B2 Blower | B | 0190E001 | 2020-05-01 | 2010-05-13 | PHDAVODAMA
0190-031-324 | 35190 | 0190-COF-PRO-RST-TRNSPRT-M07 | PM03 | 305 | 26W R4 Storing Blower Servicing | RC Storing Roaster No 4 Blower | B | 0190E001 | 2017-12-27 | 2010-05-13 | PHSANTANJO
0190-031-323 | 35190 | 0190-COF-PRO-RST-TRNSPRT-M05 | PM03 | 305 | 26W R3 Storing Blower Servicing | RC Storing Roaster No 3 Blower | B | 0190E001 | 2020-03-19 | 2010-05-13 | PHDAVODAMA
0190-031-322 | 35190 | 0190-COF-PRO-RST-TRNSPRT-M12 | PM03 | 305 | 26W RC to Silo A Blower Servicing | RC Transport To Silo A Blower | B | 0190E001 | 2017-12-27 | 2010-05-13 | PHSANTANJO
0190-031-321 | 49967 | 0190-COF-PRO-RST-TRNSPRT-STRVLV07 | PM03 | 305 | 26W RC Trnsprt to Grndrs SV Servicing | RC Transport to Grinders Star Valve | B | 0190E001 | 2020-06-05 | 2010-05-13 | PHDAVODAMA
0190-031-320 | 49967 | 0190-COF-PRO-RST-TRNSPRT-STRVLV06 | PM03 | 307 | 26W RC Trnsprt to B1B2 SV Servicing | Destoned RC to Silo B1B2 Star Valve | B | 0190E001 | 2021-11-23 | 2010-05-13 | PHDAVODAMA
0190-031-319 | 49967 | 0190-COF-PRO-RST-TRNSPRT-STRVLV05 | PM03 | 307 | 26W R4 Trnsprt RC SV Servicing | R4 RC Transport to Silo A1 Star Valve | B | 0190E001 | 2021-11-23 | 2010-05-13 | PHDAVODAMA
0190-031-318 | 49967 | 0190-COF-PRO-RST-TRNSPRT-STRVLV04 | PM03 | 307 | 26W R3 Trnsprt RC SV Servicing | R3 RC Transport to Silo A1 Star Valve | B | 0190E001 | 2021-11-23 | 2010-05-13 | PHDAVODAMA
0190-031-317 | 49967 | 0190-COF-PRO-RST-TRNSPRT-STRVLV03 | PM03 | 307 | 26W R1R2 Trnsprt RC SV Servicing | R1R2 RCTransport to Silo A1Star Valve | B | 0190E001 | 2021-11-23 | 2010-05-13 | PHDAVODAMA
0190-031-316 | 49967 | 0190-COF-PRO-RST-TRNSPRT-STRVLV02 | PM03 | 307 | 26W GC Trnsprt to RSTR SV Servicing | GCTransport to Roasters Star Valve | B | 0190E001 | 2021-11-23 | 2010-05-13 | PHDAVODAMA
0190-031-315 | 49967 | 0190-COF-PRO-RST-TRNSPRT-STRVLV01 | PM03 | 305 | 26W GC Tipping SV Servicing | GC Tipping to Silo Star Valve | B | 0190E001 | 2017-12-27 | 2010-05-13 | PHSANTANJO
0190-031-314 | 423790 | 0190-COF-PRO-E54-EXTCEL01 | PM03 | 305 | 16W E54C1 Check valve replacement | Extraction Cell 54 No 1 | A | 0190E001 | 2021-03-19 | 2010-05-13 | PHILAGANAN
0190-031-313 | 423790 | 0190-COF-PRO-E45-EXTCEL08 | PM03 | 305 | 16W E45C8 Check valve replacement | Extraction 45 Cell No 8 | A | 0190E001 | 2021-03-19 | 2010-05-13 | PHILAGANAN
0190-031-312 | 49931 | 0190-COF-PRO-WFE-WFEVAP01 | PM03 | 305 | 26W WFE Servicing | Wipe Film Evaporator | A | 0190E001 | 2021-03-19 | 2010-05-13 | PHILAGANAN
0190-031-311 | 423790 | 0190-COF-PRO-E45-EXTCEL07 | PM03 | 305 | 16W E45C7 Check valve replacement | Extraction 45 Cell No 7 | A | 0190E001 | 2021-03-19 | 2010-05-13 | PHILAGANAN
0190-031-310 | 31812 | 0190-COF-PRO-EGA-CTISYSTM-M65 | PM03 | 305 | 26W CTI Exhaust Fan Servicing | CTI Exhaust Fan | B | 0190E001 | 2020-03-19 | 2010-05-13 | PHDAVODAMA
0190-031-309 | 31812 | 0190-COF-PRO-EGA-SECFAN02 | PM03 | 305 | 26W 2ndary Fan Servicing | Egron Secondary Air Fan | A | 0190E001 | 2020-10-05 | 2010-05-13 | PHDAVODAMA
0190-031-308 | 45436 | 0190-COF-PRO-EGA-BLWR06-EDUCTORBLOWER02 | PM03 | 305 | 08W Eductor blower02 servicing | EDUCTOR Blower Assembly02 | A | 0190E001 | 2021-03-19 | 2010-05-13 | PHILAGANAN
0190-031-307 | 45436 | 0190-COF-PRO-EGA-BLWR06-EDUCTORBLOWER01 | PM03 | 305 | 08W Eductor blower01 servicing | EDUCTOR Blower Assembly01 | A | 0190E001 | 2021-03-19 | 2010-05-13 | PHILAGANAN
0190-031-306 | 31812 | 0190-COF-PRO-EGA-BGHOUSESYS-BHXFAN | PM03 | 305 | 26W BH Exhst Fan Servicing | Baghouse Exhaust Fan | A | 0190E001 | 2020-10-05 | 2010-05-13 | PHDAVODAMA
0190-031-305 | 31812 | 0190-COF-PRO-EGA-M62 | PM03 | 305 | 26W Exhst Fan 02 Servicing | Egron Exhaust Air Fan No 2 | A | 0190E001 | 2021-03-19 | 2010-05-13 | PHILAGANAN
0190-031-304 | 49871 | 0190-COF-PRO-E54-COOLER11 | PM03 | 307 | 1Y Final Cooler Inspection E54 | E54 Final Cooler-TETRA PAK | A | 0190E001 | 2017-12-07 | 2010-05-08 | PHSANTANJO
0190-031-303 | 49871 | 0190-COF-PRO-E45-COOLER11 | PM03 | 307 | 1Y Final Cooler Inspection E45 | E45 Final Cooler-TETRA PAK | A | 0190E001 | 2019-07-19 | 2010-05-08 | PHSANTANJO
0190-031-302 | 49870 | 0190-COF-PRO-E54-COOLER11 | PM03 | 307 | 13W Final Cooler P-Gauge Check E54 | E54 Final Cooler-TETRA PAK | A | 0190E002 | 2021-03-19 | 2010-05-08 | PHILAGANAN
0190-031-301 | 49870 | 0190-COF-PRO-E45-COOLER11 | PM03 | 307 | 13W Final Cooler P-Gauge Check E45 | E45 Final Cooler-TETRA PAK | A | 0190E002 | 2020-09-07 | 2010-05-08 | PHDAVODAMA
0190-031-300 | 49864 | 0190-COF-PRO-E54-HEATER03 | PM03 | 307 | 1Y Heater Inspct'n. and LP Test E54IPTA | IPTA Pre Heater | A | 0190E001 | 2017-12-07 | 2010-05-08 | PHSANTANJO
0190-031-299 | 49864 | 0190-COF-PRO-E45-PREHTR01 | PM03 | 307 | 1Y Heater Inspct'n. and LP Test E45IPTA | IPTA Pre Heater | A | 0190E001 | 2017-12-07 | 2010-05-08 | PHSANTANJO
0190-031-298 | 49864 | 0190-COF-PRO-E54-HEATER02 | PM03 | 307 | 1Y Heater Inspct'n. and LP Test E54LP | Water Heater Low Pressure | A | 0190E001 | 2017-12-07 | 2010-05-08 | PHSANTANJO
0190-031-297 | 49864 | 0190-COF-PRO-E54-HEATER01 | PM03 | 307 | 1Y Heater Inspct'n. and LP Test E54HP | Water Heater High Pressure | A | 0190E001 | 2017-12-07 | 2010-05-08 | PHSANTANJO
0190-031-296 | 49864 | 0190-COF-PRO-E45-LPWHTR02 | PM03 | 307 | 1Y Heater Inspct'n. and LP Test E45LP | Water Heater Low Pressure | A | 0190E001 | 2017-12-07 | 2010-05-08 | PHSANTANJO
0190-031-295 | 49864 | 0190-COF-PRO-E45-HPWHTR01 | PM03 | 307 | 1Y Heater Inspct'n. and LP Test E45HP | Water Heater High Pressure | A | 0190E001 | 2017-12-07 | 2010-05-08 | PHSANTANJO
0190-031-294 | 423527 | 0190-COF-PRO-A54-XHPR01 | PM03 | 305 | 156W A54 Replace DisHopper Knockg Device | P-ERA 54 Discharge Hopper | B | 0190E002 | 2017-12-27 | 2010-05-08 | PHSANTANJO
0190-031-293 | 423527 | 0190-COF-PRO-A54-INVHPR01 | PM03 | 305 | 156W A54 Replace InvHopper Knockg Device | P-ERA 54 Inventory Hopper | B | 0190E002 | 2017-12-27 | 2010-05-08 | PHSANTANJO
0190-031-292 | 423527 | 0190-COF-PRO-E54-MOVHPR01 | PM03 | 305 | 156W E54 Replace MH Knocking Device | Moving Hopper Extraction 54 | A | 0190E002 | 2021-03-19 | 2010-05-08 | PHILAGANAN
0190-031-291 | 423527 | 0190-COF-PRO-A45-XHPR01 | PM03 | 305 | 156W A45 Replace DisHopper Knockg Device | P-ERA 45 Discharge Hopper | C | 0190E002 | 2020-11-12 | 2010-05-08 | PHDAVODAMA
0190-031-290 | 423527 | 0190-COF-PRO-A45-INVHPR01 | PM03 | 305 | 156W A45 Replace InvHopper Knockg Device | P-ERA 45 Inventory Hopper | B | 0190E002 | 2019-07-19 | 2010-05-08 | PHSANTANJO
0190-031-289 | 423527 | 0190-COF-PRO-E45-MOVHPR01 | PM03 | 305 | 156W E45 Replace MH Knocking Device | Moving Hopper | A | 0190E002 | 2021-03-19 | 2010-05-08 | PHILAGANAN
0190-031-288 | 49869 | 0190-COF-PRO-E54-HEATER03 | PM03 | 307 | 4W IPTA Re- Heater P-Gauge Check E54 | IPTA Pre Heater | A | 0190E001 | 2018-11-06 | 2010-05-08 | PHSANTANJO
0190-031-287 | 49869 | 0190-COF-PRO-E45-PREHTR01 | PM03 | 307 | 4W IPTA Re- Heater P-Gauge Check E45 | IPTA Pre Heater | A | 0190E001 | 2018-11-06 | 2010-05-08 | PHSANTANJO
0190-031-286 | 49863 | 0190-COF-PRO-E54-HEATER02 | PM03 | 307 | 4W Water Heater P-Gauge Check E54 LP | Water Heater Low Pressure | A | 0190E001 | 2018-11-06 | 2010-05-08 | PHSANTANJO
0190-031-285 | 49863 | 0190-COF-PRO-E54-HEATER01 | PM03 | 307 | 4W Water Heater P-Gauge Check E54 HP | Water Heater High Pressure | A | 0190E001 | 2018-11-06 | 2010-05-08 | PHSANTANJO
0190-031-284 | 49863 | 0190-COF-PRO-E45-LPWHTR02 | PM03 | 307 | 4W Water Heater P-Gauge Check E45 LP | Water Heater Low Pressure | A | 0190E001 | 2018-11-06 | 2010-05-08 | PHSANTANJO
0190-031-283 | 49863 | 0190-COF-PRO-E45-HPWHTR01 | PM03 | 307 | 4W Water Heater P-Gauge Check E45 HP | Water Heater High Pressure | A | 0190E001 | 2018-11-06 | 2010-05-08 | PHSANTANJO
0190-031-282 | 49861 | 0190-COF-PRO-E54-EXTCEL01 | PM03 | 304 | 52W Inspection-Ultrasonic Testing E54 C1 | Extraction Cell 54 No 1 | A | 0190E001 | 2021-06-03 | 2010-05-08 | PHILAGANAN
0190-031-282 | 49861 | 0190-COF-PRO-E54-EXTCEL02 | PM03 | 304 | 52W Inspection-Ultrasonic Testing E54 C2 | Extraction Cell 54 No 2 | A | 0190E001 | 2021-06-03 | 2010-05-08 | PHILAGANAN
0190-031-282 | 49861 | 0190-COF-PRO-E54-EXTCEL03 | PM03 | 304 | 52W Inspection-Ultrasonic Testing E54 C3 | Extraction Cell 54 No 3 | A | 0190E001 | 2021-06-03 | 2010-05-08 | PHILAGANAN
0190-031-282 | 49861 | 0190-COF-PRO-E54-EXTCEL04 | PM03 | 304 | 52W Inspection-Ultrasonic Testing E54 C4 | Extraction Cell 54 No 4 | A | 0190E001 | 2021-06-03 | 2010-05-08 | PHILAGANAN
0190-031-282 | 49861 | 0190-COF-PRO-E54-EXTCEL05 | PM03 | 304 | 52W Inspection-Ultrasonic Testing E54 C5 | Extraction Cell 54 No 5 | A | 0190E001 | 2021-06-03 | 2010-05-08 | PHILAGANAN
0190-031-282 | 49861 | 0190-COF-PRO-E54-EXTCEL06 | PM03 | 304 | 52W Inspection-Ultrasonic Testing E54 C6 | Extraction Cell 54 No 6 | A | 0190E001 | 2021-06-03 | 2010-05-08 | PHILAGANAN
0190-031-282 | 49861 | 0190-COF-PRO-E54-EXTCEL07 | PM03 | 304 | 52W Inspection-Ultrasonic Testing E54 C7 | Extraction Cell 54 No 7 | A | 0190E001 | 2021-06-03 | 2010-05-08 | PHILAGANAN
0190-031-282 | 49861 | 0190-COF-PRO-E54-EXTCEL08 | PM03 | 304 | 52W Inspection-Ultrasonic Testing E54 C8 | Extraction Cell 54 No 8 | A | 0190E001 | 2021-06-03 | 2010-05-08 | PHILAGANAN
0190-031-281 | 49861 | 0190-COF-PRO-E45-EXTCEL01 | PM03 | 304 | 52W Inspection-Ultrasonic Testing E45 C1 | Extraction 45 Cell No 1 | A | 0190E001 | 2021-06-03 | 2010-05-08 | PHILAGANAN
0190-031-281 | 49861 | 0190-COF-PRO-E45-EXTCEL02 | PM03 | 304 | 52W Inspection-Ultrasonic Testing E45 C2 | Extraction 45 Cell No 2 | A | 0190E001 | 2021-06-03 | 2010-05-08 | PHILAGANAN
0190-031-281 | 49861 | 0190-COF-PRO-E45-EXTCEL03 | PM03 | 304 | 52W Inspection-Ultrasonic Testing E45 C3 | Extraction 45 Cell No 3 | A | 0190E001 | 2021-06-03 | 2010-05-08 | PHILAGANAN
0190-031-281 | 49861 | 0190-COF-PRO-E45-EXTCEL04 | PM03 | 304 | 52W Inspection-Ultrasonic Testing E45 C4 | Extraction 45 Cell No 4 | A | 0190E001 | 2021-06-03 | 2010-05-08 | PHILAGANAN
0190-031-281 | 49861 | 0190-COF-PRO-E45-EXTCEL05 | PM03 | 304 | 52W Inspection-Ultrasonic Testing E45 C5 | Extraction 45 Cell No 5 | A | 0190E001 | 2021-06-03 | 2010-05-08 | PHILAGANAN
0190-031-281 | 49861 | 0190-COF-PRO-E45-EXTCEL06 | PM03 | 304 | 52W Inspection-Ultrasonic Testing E45 C6 | Extraction 45 Cell No 6 | A | 0190E001 | 2021-06-03 | 2010-05-08 | PHILAGANAN
0190-031-281 | 49861 | 0190-COF-PRO-E45-EXTCEL07 | PM03 | 304 | 52W Inspection-Ultrasonic Testing E45 C7 | Extraction 45 Cell No 7 | A | 0190E001 | 2021-06-03 | 2010-05-08 | PHILAGANAN
0190-031-281 | 49861 | 0190-COF-PRO-E45-EXTCEL08 | PM03 | 304 | 52W Inspection-Ultrasonic Testing E45 C8 | Extraction 45 Cell No 8 | A | 0190E001 | 2021-06-03 | 2010-05-08 | PHILAGANAN
0190-031-280 | 49860 | 0190-COF-PRO-E54-EXTCEL01 | PM03 | 304 | 52W Extraction Cell 54 Inspection LP C1 | Extraction Cell 54 No 1 | A | 0190E001 | 2021-06-03 | 2010-05-08 | PHILAGANAN
0190-031-280 | 49860 | 0190-COF-PRO-E54-EXTCEL02 | PM03 | 304 | 52W Extraction Cell 54 Inspection LP C2 | Extraction Cell 54 No 2 | A | 0190E001 | 2021-06-03 | 2010-05-08 | PHILAGANAN
0190-031-280 | 49860 | 0190-COF-PRO-E54-EXTCEL03 | PM03 | 304 | 52W Extraction Cell 54 Inspection LP C3 | Extraction Cell 54 No 3 | A | 0190E001 | 2021-06-03 | 2010-05-08 | PHILAGANAN
0190-031-280 | 49860 | 0190-COF-PRO-E54-EXTCEL04 | PM03 | 304 | 52W Extraction Cell 54 Inspection LP C4 | Extraction Cell 54 No 4 | A | 0190E001 | 2021-06-03 | 2010-05-08 | PHILAGANAN
0190-031-280 | 49860 | 0190-COF-PRO-E54-EXTCEL05 | PM03 | 304 | 52W Extraction Cell 54 Inspection LP C5 | Extraction Cell 54 No 5 | A | 0190E001 | 2021-06-03 | 2010-05-08 | PHILAGANAN
0190-031-280 | 49860 | 0190-COF-PRO-E54-EXTCEL06 | PM03 | 304 | 52W Extraction Cell 54 Inspection LP C6 | Extraction Cell 54 No 6 | A | 0190E001 | 2021-06-03 | 2010-05-08 | PHILAGANAN
0190-031-280 | 49860 | 0190-COF-PRO-E54-EXTCEL07 | PM03 | 304 | 52W Extraction Cell 54 Inspection LP C7 | Extraction Cell 54 No 7 | A | 0190E001 | 2021-06-03 | 2010-05-08 | PHILAGANAN
0190-031-280 | 49860 | 0190-COF-PRO-E54-EXTCEL08 | PM03 | 304 | 52W Extraction Cell 54 Inspection LP C8 | Extraction Cell 54 No 8 | A | 0190E001 | 2021-06-03 | 2010-05-08 | PHILAGANAN
0190-031-279 | 49860 | 0190-COF-PRO-E45-EXTCEL01 | PM03 | 304 | 52W Extraction Cell 45 Inspection LP C1 | Extraction 45 Cell No 1 | A | 0190E001 | 2021-06-03 | 2010-05-08 | PHILAGANAN
0190-031-279 | 49860 | 0190-COF-PRO-E45-EXTCEL02 | PM03 | 304 | 52W Extraction Cell 45 Inspection LP C2 | Extraction 45 Cell No 2 | A | 0190E001 | 2021-06-03 | 2010-05-08 | PHILAGANAN
0190-031-279 | 49860 | 0190-COF-PRO-E45-EXTCEL03 | PM03 | 304 | 52W Extraction Cell 45 Inspection LP C3 | Extraction 45 Cell No 3 | A | 0190E001 | 2021-06-03 | 2010-05-08 | PHILAGANAN
0190-031-279 | 49860 | 0190-COF-PRO-E45-EXTCEL04 | PM03 | 304 | 52W Extraction Cell 45 Inspection LP C4 | Extraction 45 Cell No 4 | A | 0190E001 | 2021-06-03 | 2010-05-08 | PHILAGANAN
0190-031-279 | 49860 | 0190-COF-PRO-E45-EXTCEL05 | PM03 | 304 | 52W Extraction Cell 45 Inspection LP C5 | Extraction 45 Cell No 5 | A | 0190E001 | 2021-06-03 | 2010-05-08 | PHILAGANAN
0190-031-279 | 49860 | 0190-COF-PRO-E45-EXTCEL06 | PM03 | 304 | 52W Extraction Cell 45 Inspection LP C6 | Extraction 45 Cell No 6 | A | 0190E001 | 2021-06-03 | 2010-05-08 | PHILAGANAN
0190-031-279 | 49860 | 0190-COF-PRO-E45-EXTCEL07 | PM03 | 304 | 52W Extraction Cell 45 Inspection LP C7 | Extraction 45 Cell No 7 | A | 0190E001 | 2021-06-03 | 2010-05-08 | PHILAGANAN
0190-031-279 | 49860 | 0190-COF-PRO-E45-EXTCEL08 | PM03 | 304 | 52W Extraction Cell 45 Inspection LP C8 | Extraction 45 Cell No 8 | A | 0190E001 | 2021-06-03 | 2010-05-08 | PHILAGANAN
0190-031-278 | 423790 | 0190-COF-PRO-E45-EXTCEL06 | PM03 | 305 | 16W E45C6 Check valve replacement | Extraction 45 Cell No 6 | A | 0190E001 | 2021-03-19 | 2010-05-03 | PHILAGANAN
0190-031-277 | 423790 | 0190-COF-PRO-E45-EXTCEL05 | PM03 | 305 | 16W E45C5 Check valve replacement | Extraction 45 Cell No 5 | A | 0190E001 | 2021-03-19 | 2010-05-03 | PHILAGANAN
0190-031-276 | 423790 | 0190-COF-PRO-E45-EXTCEL04 | PM03 | 305 | 16W E45C4 Check valve replacement | Extraction 45 Cell No 4 | A | 0190E001 | 2021-04-14 | 2010-05-03 | PHDAVODAMA
0190-031-275 | 423790 | 0190-COF-PRO-E45-EXTCEL03 | PM03 | 305 | 16W E45C3 Check valve replacement | Extraction 45 Cell No 3 | A | 0190E001 | 2021-03-19 | 2010-05-03 | PHILAGANAN
0190-031-274 | 49808 | 0190-COF-PRO-E54-EXTCEL08-PEPNEL08 | PM03 | 307 | 04W Air Service Unit Servicing E54 C8 | E54 P.E. Panel Cell 08 | A | 0190E002 | 2021-11-17 | 2010-05-03 | PHDAVODAMA
0190-031-273 | 49808 | 0190-COF-PRO-E54-EXTCEL07-PEPNEL07 | PM03 | 307 | 04W Air Service Unit Servicing E54 C7 | E54 P.E. Panel Cell 07 | A | 0190E002 | 2021-11-15 | 2010-05-03 | PHSONUGAHA1
0190-031-272 | 49808 | 0190-COF-PRO-E54-EXTCEL06-PEPNEL06 | PM03 | 307 | 04W Air Service Unit Servicing E54 C6 | E54 P.E. Panel Cell 06 | A | 0190E002 | 2021-11-12 | 2010-05-03 | PHSONUGAHA1
0190-031-271 | 49808 | 0190-COF-PRO-E54-EXTCEL05-PEPNEL05 | PM03 | 307 | 04W Air Service Unit Servicing E54 C5 | E54 P.E. Panel Cell 05 | A | 0190E002 | 2021-11-12 | 2010-05-03 | PHSONUGAHA1
0190-031-270 | 49808 | 0190-COF-PRO-E54-EXTCEL04-PEPNEL04 | PM03 | 307 | 04W Air Service Unit Servicing E54 C4 | E54 P.E. Panel Cell 04 | A | 0190E002 | 2021-11-12 | 2010-05-03 | PHSONUGAHA1
0190-031-269 | 49808 | 0190-COF-PRO-E54-EXTCEL03-PEPNEL03 | PM03 | 307 | 04W Air Service Unit Servicing E54 C3 | E54 P.E. Panel Cell 03 | A | 0190E002 | 2021-11-12 | 2010-05-03 | PHSONUGAHA1
0190-031-268 | 49808 | 0190-COF-PRO-E54-EXTCEL02-PEPNEL02 | PM03 | 307 | 04W Air Service Unit Servicing E54 C2 | E54 P.E. Panel Cell 02 | A | 0190E002 | 2021-11-12 | 2010-05-03 | PHSONUGAHA1
0190-031-267 | 49808 | 0190-COF-PRO-E54-EXTCEL01-PEPNEL01 | PM03 | 307 | 04W Air Service Unit Servicing E54 C1 | E54 P.E. Panel Cell 01 | A | 0190E002 | 2021-11-12 | 2010-05-03 | PHSONUGAHA1
0190-031-266 | 49808 | 0190-COF-PRO-E45-EXTCEL08-PEPNEL08 | PM03 | 307 | 04W Air Service Unit Servicing E45 C8 | E45 P.E. Panel Cell 08 | A | 0190E002 | 2021-11-15 | 2010-05-03 | PHSONUGAHA1
0190-031-265 | 49808 | 0190-COF-PRO-E45-EXTCEL07-PEPNEL07 | PM03 | 307 | 04W Air Service Unit Servicing E45 C7 | E45 P.E. Panel Cell 07 | A | 0190E002 | 2021-11-15 | 2010-05-03 | PHSONUGAHA1
0190-031-264 | 49808 | 0190-COF-PRO-E45-EXTCEL06-PEPNEL06 | PM03 | 307 | 04W Air Service Unit Servicing E45 C6 | E45 P.E. Panel Cell 06 | A | 0190E002 | 2021-11-15 | 2010-05-03 | PHSONUGAHA1
0190-031-263 | 49808 | 0190-COF-PRO-E45-EXTCEL05-PEPNEL05 | PM03 | 307 | 04W Air Service Unit Servicing E45 C5 | E45 P.E. Panel Cell 05 | A | 0190E002 | 2021-11-15 | 2010-05-03 | PHSONUGAHA1
0190-031-262 | 49808 | 0190-COF-PRO-E45-EXTCEL04-PEPNEL04 | PM03 | 307 | 04W Air Service Unit Servicing E45 C4 | E45 P.E. Panel Cell 04 | A | 0190E002 | 2021-11-15 | 2010-05-03 | PHSONUGAHA1
0190-031-261 | 49808 | 0190-COF-PRO-E45-EXTCEL03-PEPNEL03 | PM03 | 307 | 04W Air Service Unit Servicing E45 C3 | E45 P.E. Panel Cell 03 | A | 0190E002 | 2021-11-15 | 2010-05-03 | PHSONUGAHA1
0190-031-260 | 49808 | 0190-COF-PRO-E45-EXTCEL02-PEPNEL02 | PM03 | 307 | 04W Air Service Unit Servicing E45 C2 | E45 P.E. Panel Cell 02 | A | 0190E002 | 2021-11-15 | 2010-05-03 | PHSONUGAHA1
0190-031-259 | 49808 | 0190-COF-PRO-E45-EXTCEL01-PEPNEL01 | PM03 | 307 | 4W Air Service Unit Servicing E45 C1 | E45 P.E. Panel Cell 01 | A | 0190E002 | 2021-11-15 | 2010-05-03 | PHSONUGAHA1
0190-031-258 | 49806 | 0190-COF-PRO-E54-DISHED03-PNEUCL08 | PM03 | 305 | 3Y Replacement of Air Service Unit E54C8 | E54 Pneumatics System Cell 08 | A | 0190E002 | 2019-01-11 | 2010-05-01 | PHSANTANJO
0190-031-257 | 49806 | 0190-COF-PRO-E54-DISHED03-PNEUCL07 | PM03 | 305 | 3Y Replacement of Air Service Unit E54C7 | E54 Pneumatics System Cell 07 | A | 0190E002 | 2019-01-11 | 2010-05-01 | PHSANTANJO
0190-031-256 | 49806 | 0190-COF-PRO-E54-DISHED03-PNEUCL06 | PM03 | 305 | 3Y Replacement of Air Service Unit E54C6 | E54 Pneumatics System Cell 06 | A | 0190E002 | 2019-01-11 | 2010-05-01 | PHSANTANJO
0190-031-255 | 49806 | 0190-COF-PRO-E54-DISHED03-PNEUCL05 | PM03 | 305 | 3Y Replacement of Air Service Unit E54C5 | E54 Pneumatics System Cell 05 | A | 0190E002 | 2019-01-11 | 2010-05-01 | PHSANTANJO
0190-031-254 | 49806 | 0190-COF-PRO-E54-DISHED03-PNEUCL04 | PM03 | 307 | 3Y Replacement of Air Service Unit E54C4 | E54 Pneumatics System Cell 04 | A | 0190E002 | 2019-01-11 | 2010-05-01 | PHSANTANJO
0190-031-253 | 49806 | 0190-COF-PRO-E54-DISHED03-PNEUCL03 | PM03 | 305 | 3Y Replacement of Air Service Unit E54C3 | E54 Pneumatics System Cell 03 | A | 0190E002 | 2019-01-11 | 2010-05-01 | PHSANTANJO
0190-031-252 | 49806 | 0190-COF-PRO-E54-DISHED03-PNEUCL02 | PM03 | 305 | 3Y Replacement of Air Service Unit E54C2 | E54 Pneumatics System Cell 02 | A | 0190E002 | 2019-01-11 | 2010-05-01 | PHSANTANJO
0190-031-251 | 49806 | 0190-COF-PRO-E54-DISHED03-PNEUCL01 | PM03 | 307 | 3Y Replacement of Air Service Unit E54C1 | E54 Pneumatics System Cell 01 | A | 0190E002 | 2019-01-11 | 2010-05-01 | PHSANTANJO
0190-031-250 | 49806 | 0190-COF-PRO-E45-PNEUSYSTM-PNEUCL08 | PM03 | 305 | 3Y Replacement of Air Service Unit E45C8 | E45 Pneumatics System Cell 08 | A | 0190E002 | 2019-01-11 | 2010-05-01 | PHSANTANJO
0190-031-249 | 49806 | 0190-COF-PRO-E45-PNEUSYSTM-PNEUCL07 | PM03 | 305 | 3Y Replacement of Air Service Unit E45C7 | E45 Pneumatics System Cell 07 | A | 0190E002 | 2019-01-11 | 2010-05-01 | PHSANTANJO
0190-031-248 | 49806 | 0190-COF-PRO-E45-PNEUSYSTM-PNEUCL06 | PM03 | 305 | 3Y Replacement of Air Service Unit E45C6 | E45 Pneumatics System Cell 06 | A | 0190E002 | 2019-01-11 | 2010-05-01 | PHSANTANJO
0190-031-247 | 49806 | 0190-COF-PRO-E45-PNEUSYSTM-PNEUCL05 | PM03 | 305 | 3Y Replacement of Air Service Unit E45C5 | E45 Pneumatics System Cell 05 | A | 0190E002 | 2019-01-11 | 2010-05-01 | PHSANTANJO
0190-031-246 | 49806 | 0190-COF-PRO-E45-PNEUSYSTM-PNEUCL04 | PM03 | 305 | 3Y Replacement of Air Service Unit E45C4 | E45 Pneumatics System Cell 04 | A | 0190E002 | 2019-01-11 | 2010-05-01 | PHSANTANJO
0190-031-245 | 49806 | 0190-COF-PRO-E45-PNEUSYSTM-PNEUCL03 | PM03 | 305 | 3Y Replacement of Air Service Unit E45C3 | E45 Pneumatics System Cell 03 | A | 0190E002 | 2019-01-11 | 2010-05-01 | PHSANTANJO
0190-031-244 | 49806 | 0190-COF-PRO-E45-PNEUSYSTM-PNEUCL02 | PM03 | 305 | 3Y Replacement of Air Service Unit E45C2 | E45 Pneumatics System Cell 02 | A | 0190E002 | 2019-01-11 | 2010-05-01 | PHSANTANJO
0190-031-243 | 49806 | 0190-COF-PRO-E45-PNEUSYSTM-PNEUCL01 | PM03 | 305 | 3Y Replacement of Air Service Unit E45C1 | E45 Pneumatics System Cell 01 | A | 0190E002 | 2019-01-11 | 2010-05-01 | PHSANTANJO
0190-031-242 | 48877 | 0190-COF-PRO-E54-DISHED03-PNEUCL08 | PM03 | 305 | 1Y Cell Air Switches Replacement E54 C8 | E54 Pneumatics System Cell 08 | A | 0190E002 | 2020-03-27 | 2010-05-01 | PHDAVODAMA
0190-031-241 | 48877 | 0190-COF-PRO-E54-DISHED03-PNEUCL07 | PM03 | 305 | 52W Cell Air Switches Replacement E54 C7 | E54 Pneumatics System Cell 07 | A | 0190E002 | 2021-02-12 | 2010-05-01 | PHDAVODAMA
0190-031-240 | 48877 | 0190-COF-PRO-E54-DISHED03-PNEUCL06 | PM03 | 305 | 1Y Cell Air Switches Replacement E54 C6 | E54 Pneumatics System Cell 06 | A | 0190E002 | 2020-08-21 | 2010-05-01 | PHDAVODAMA
0190-031-239 | 48877 | 0190-COF-PRO-E54-DISHED03-PNEUCL05 | PM03 | 305 | 1Y Cell Air Switches Replacement E54 C5 | E54 Pneumatics System Cell 05 | A | 0190E002 | 2021-03-19 | 2010-05-01 | PHILAGANAN
0190-031-238 | 48877 | 0190-COF-PRO-E54-DISHED03-PNEUCL04 | PM03 | 305 | 1Y Cell Air Switches Replacement E54 C4 | E54 Pneumatics System Cell 04 | A | 0190E002 | 2020-03-27 | 2010-05-01 | PHDAVODAMA
0190-031-237 | 48877 | 0190-COF-PRO-E54-DISHED03-PNEUCL03 | PM03 | 305 | 1Y Cell Air Switches Replacement E54 C3 | E54 Pneumatics System Cell 03 | A | 0190E002 | 2020-03-24 | 2010-05-01 | PHDAVODAMA
0190-031-236 | 48877 | 0190-COF-PRO-E54-DISHED03-PNEUCL02 | PM03 | 305 | 1Y Cell Air Switches Replacement E54 C2 | E54 Pneumatics System Cell 02 | A | 0190E002 | 2020-11-14 | 2010-05-01 | PHDAVODAMA
0190-031-235 | 48877 | 0190-COF-PRO-E54-DISHED03-PNEUCL01 | PM03 | 305 | 1Y Cell Air Switches Replacement E54 C1 | E54 Pneumatics System Cell 01 | A | 0190E002 | 2020-09-25 | 2010-05-01 | PHDAVODAMA
0190-031-234 | 48877 | 0190-COF-PRO-E45-PNEUSYSTM-PNEUCL08 | PM03 | 305 | 1Y Cell Air Switches Replacement E45 C8 | E45 Pneumatics System Cell 08 | A | 0190E002 | 2019-07-19 | 2010-05-01 | PHSANTANJO
0190-031-233 | 48877 | 0190-COF-PRO-E45-PNEUSYSTM-PNEUCL07 | PM03 | 305 | 1Y Cell Air Switches Replacement E45 C7 | E45 Pneumatics System Cell 07 | A | 0190E002 | 2021-03-03 | 2010-05-01 | PHDAVODAMA
0190-031-232 | 48877 | 0190-COF-PRO-E45-PNEUSYSTM-PNEUCL06 | PM03 | 305 | 52W Cell Air Switches Replacement E45 C6 | E45 Pneumatics System Cell 06 | A | 0190E002 | 2021-02-12 | 2010-05-01 | PHDAVODAMA
0190-031-231 | 48877 | 0190-COF-PRO-E45-PNEUSYSTM-PNEUCL05 | PM03 | 305 | 1Y Cell Air Switches Replacement E45 C5 | E45 Pneumatics System Cell 05 | A | 0190E002 | 2020-11-14 | 2010-05-01 | PHDAVODAMA
0190-031-230 | 48877 | 0190-COF-PRO-E45-PNEUSYSTM-PNEUCL04 | PM03 | 305 | 1Y Cell Air Switches Replacement E45 C4 | E45 Pneumatics System Cell 04 | A | 0190E002 | 2020-09-25 | 2010-05-01 | PHDAVODAMA
0190-031-229 | 48877 | 0190-COF-PRO-E45-PNEUSYSTM-PNEUCL03 | PM03 | 305 | 1Y Cell Air Switches Replacement E45 C3 | E45 Pneumatics System Cell 03 | A | 0190E002 | 2020-09-04 | 2010-05-01 | PHDAVODAMA
0190-031-228 | 48877 | 0190-COF-PRO-E45-PNEUSYSTM-PNEUCL02 | PM03 | 305 | 1Y Cell Air Switches Replacement E45 C2 | E45 Pneumatics System Cell 02 | A | 0190E002 | 2020-08-21 | 2010-05-01 | PHDAVODAMA
0190-031-227 | 48877 | 0190-COF-PRO-E45-PNEUSYSTM-PNEUCL01 | PM03 | 305 | 1Y Cell Air Switches Replacement E45 C1 | E45 Pneumatics System Cell 01 | A | 0190E002 | 2019-07-19 | 2010-05-01 | PHSANTANJO
0190-031-226 | 48876 | 0190-COF-PRO-E54-DISHED03-PNEUCL08 | PM03 | 305 | 5Y Pneu Braided Hoses Replacement E54 C8 | E54 Pneumatics System Cell 08 | A | 0190E002 | 2017-12-27 | 2010-05-01 | PHSANTANJO
0190-031-225 | 48876 | 0190-COF-PRO-E54-DISHED03-PNEUCL07 | PM03 | 305 | 5Y Pneu Braided Hoses Replacement E54 C7 | E54 Pneumatics System Cell 07 | A | 0190E002 | 2017-12-27 | 2010-05-01 | PHSANTANJO
0190-031-224 | 48876 | 0190-COF-PRO-E54-DISHED03-PNEUCL06 | PM03 | 305 | 5Y Pneu Braided Hoses Replacement E54 C6 | E54 Pneumatics System Cell 06 | A | 0190E002 | 2017-12-27 | 2010-05-01 | PHSANTANJO
0190-031-223 | 48876 | 0190-COF-PRO-E54-DISHED03-PNEUCL05 | PM03 | 305 | 5Y Pneu Braided Hoses Replacement E54 C5 | E54 Pneumatics System Cell 05 | A | 0190E002 | 2017-12-27 | 2010-05-01 | PHSANTANJO
0190-031-222 | 48876 | 0190-COF-PRO-E54-DISHED03-PNEUCL04 | PM03 | 305 | 5Y Pneu Braided Hoses Replacement E54 C4 | E54 Pneumatics System Cell 04 | A | 0190E002 | 2017-12-27 | 2010-05-01 | PHSANTANJO
0190-031-221 | 48876 | 0190-COF-PRO-E54-DISHED03-PNEUCL03 | PM03 | 305 | 5Y Pneu Braided Hoses Replacement E54 C3 | E54 Pneumatics System Cell 03 | A | 0190E002 | 2017-12-27 | 2010-05-01 | PHSANTANJO
0190-031-220 | 48876 | 0190-COF-PRO-E54-DISHED03-PNEUCL02 | PM03 | 305 | 5Y Pneu Braided Hoses Replacement E54 C2 | E54 Pneumatics System Cell 02 | A | 0190E002 | 2017-12-27 | 2010-05-01 | PHSANTANJO
0190-031-219 | 48876 | 0190-COF-PRO-E54-DISHED03-PNEUCL01 | PM03 | 305 | 5Y Pneu Braided Hoses Replacement E54 C1 | E54 Pneumatics System Cell 01 | A | 0190E002 | 2017-12-27 | 2010-05-01 | PHSANTANJO
0190-031-218 | 48876 | 0190-COF-PRO-E45-PNEUSYSTM-PNEUCL08 | PM03 | 305 | 5Y Pneu Braided Hoses Replacement E45 C8 | E45 Pneumatics System Cell 08 | A | 0190E002 | 2017-12-27 | 2010-05-01 | PHSANTANJO
0190-031-217 | 48876 | 0190-COF-PRO-E45-PNEUSYSTM-PNEUCL07 | PM03 | 305 | 5Y Pneu Braided Hoses Replacement E45 C7 | E45 Pneumatics System Cell 07 | A | 0190E002 | 2017-12-27 | 2010-05-01 | PHSANTANJO
0190-031-216 | 48876 | 0190-COF-PRO-E45-PNEUSYSTM-PNEUCL06 | PM03 | 305 | 5Y Pneu Braided Hoses Replacement E45 C6 | E45 Pneumatics System Cell 06 | A | 0190E002 | 2017-12-27 | 2010-05-01 | PHSANTANJO
0190-031-215 | 48876 | 0190-COF-PRO-E45-PNEUSYSTM-PNEUCL05 | PM03 | 305 | 5Y Pneu Braided Hoses Replacement E45 C5 | E45 Pneumatics System Cell 05 | A | 0190E002 | 2017-12-27 | 2010-05-01 | PHSANTANJO
0190-031-214 | 48876 | 0190-COF-PRO-E45-PNEUSYSTM-PNEUCL04 | PM03 | 305 | 5Y Pneu Braided Hoses Replacement E45 C4 | E45 Pneumatics System Cell 04 | A | 0190E002 | 2017-12-27 | 2010-05-01 | PHSANTANJO
0190-031-213 | 48876 | 0190-COF-PRO-E45-PNEUSYSTM-PNEUCL03 | PM03 | 305 | 5Y Pneu Braided Hoses Replacement E45 C3 | E45 Pneumatics System Cell 03 | A | 0190E002 | 2017-12-27 | 2010-05-01 | PHSANTANJO
0190-031-212 | 48876 | 0190-COF-PRO-E45-PNEUSYSTM-PNEUCL02 | PM03 | 305 | 5Y Pneu Braided Hoses Replacement E45 C2 | E45 Pneumatics System Cell 02 | A | 0190E002 | 2017-12-27 | 2010-05-01 | PHSANTANJO
0190-031-211 | 48876 | 0190-COF-PRO-E45-PNEUSYSTM-PNEUCL01 | PM03 | 305 | 5Y Pneu Braided Hoses Replacement E45 C1 | E45 Pneumatics System Cell 01 | A | 0190E002 | 2017-12-27 | 2010-05-01 | PHSANTANJO
0190-031-210 | 48873 | 0190-COF-PRO-E54-DISHED03-PNEUCL08 | PM03 | 305 | 1Y Cell Pneu Actuators Replacement E54C8 | E54 Pneumatics System Cell 08 | A | 0190E002 | 2021-03-19 | 2010-05-01 | PHILAGANAN
0190-031-209 | 48873 | 0190-COF-PRO-E54-DISHED03-PNEUCL07 | PM03 | 305 | 1Y Cell Pneu Actuators Replacement E54C7 | E54 Pneumatics System Cell 07 | A | 0190E002 | 2021-03-03 | 2010-05-01 | PHDAVODAMA
0190-031-208 | 48873 | 0190-COF-PRO-E54-DISHED03-PNEUCL06 | PM03 | 305 | 36W Cell PneuActuators Replacement E54C6 | E54 Pneumatics System Cell 06 | A | 0190E002 | 2021-02-12 | 2010-05-01 | PHDAVODAMA
0190-031-207 | 48873 | 0190-COF-PRO-E54-DISHED03-PNEUCL05 | PM03 | 305 | 1Y Cell Pneu Actuators Replacement E54C5 | E54 Pneumatics System Cell 05 | A | 0190E002 | 2021-01-06 | 2010-05-01 | PHDAVODAMA
0190-031-206 | 48873 | 0190-COF-PRO-E54-DISHED03-PNEUCL04 | PM03 | 305 | 36W Cell PneuActuators Replacement E54C4 | E54 Pneumatics System Cell 04 | A | 0190E002 | 2020-11-30 | 2010-05-01 | PHDAVODAMA
0190-031-205 | 48873 | 0190-COF-PRO-E54-DISHED03-PNEUCL03 | PM03 | 305 | 1Y Cell Pneu Actuators Replacement E54C3 | E54 Pneumatics System Cell 03 | A | 0190E002 | 2020-11-14 | 2010-05-01 | PHDAVODAMA
0190-031-204 | 48873 | 0190-COF-PRO-E54-DISHED03-PNEUCL02 | PM03 | 305 | 1Y Cell Pneu Actuators Replacement E54C2 | E54 Pneumatics System Cell 02 | A | 0190E002 | 2020-10-24 | 2010-05-01 | PHDAVODAMA
0190-031-203 | 48873 | 0190-COF-PRO-E54-DISHED03-PNEUCL01 | PM03 | 305 | 1Y Cell Pneu Actuators Replacement E54C1 | E54 Pneumatics System Cell 01 | A | 0190E002 | 2020-09-25 | 2010-05-01 | PHDAVODAMA
0190-031-202 | 48873 | 0190-COF-PRO-E45-PNEUSYSTM-PNEUCL08 | PM03 | 305 | 1Y Cell Pneu Actuators Replacement E45C8 | E45 Pneumatics System Cell 08 | A | 0190E002 | 2020-08-21 | 2010-05-01 | PHDAVODAMA
0190-031-201 | 48873 | 0190-COF-PRO-E45-PNEUSYSTM-PNEUCL07 | PM03 | 305 | 1Y Cell Pneu Actuators Replacement E45C7 | E45 Pneumatics System Cell 07 | A | 0190E002 | 2020-09-25 | 2010-05-01 | PHDAVODAMA
0190-031-200 | 48873 | 0190-COF-PRO-E45-PNEUSYSTM-PNEUCL06 | PM03 | 305 | 1Y Cell Pneu Actuators Replacement E45C6 | E45 Pneumatics System Cell 06 | A | 0190E002 | 2020-10-24 | 2010-05-01 | PHDAVODAMA
0190-031-199 | 48873 | 0190-COF-PRO-E45-PNEUSYSTM-PNEUCL05 | PM03 | 305 | 36W Cell PneuActuators Replacement E45C5 | E45 Pneumatics System Cell 05 | A | 0190E002 | 2020-11-30 | 2010-05-01 | PHDAVODAMA
0190-031-198 | 48873 | 0190-COF-PRO-E45-PNEUSYSTM-PNEUCL04 | PM03 | 305 | 36W Cell PneuActuators Replacement E45C4 | E45 Pneumatics System Cell 04 | A | 0190E002 | 2020-11-30 | 2010-05-01 | PHDAVODAMA
0190-031-197 | 48873 | 0190-COF-PRO-E45-PNEUSYSTM-PNEUCL03 | PM03 | 305 | 36W Cell PneuActuators Replacement E45C3 | E45 Pneumatics System Cell 03 | A | 0190E002 | 2021-01-06 | 2010-05-01 | PHDAVODAMA
0190-031-196 | 48873 | 0190-COF-PRO-E45-PNEUSYSTM-PNEUCL02 | PM03 | 305 | 36 Cell Pneu Actuators Replacement E45C2 | E45 Pneumatics System Cell 02 | A | 0190E002 | 2021-02-12 | 2010-05-01 | PHDAVODAMA
0190-031-195 | 48873 | 0190-COF-PRO-E45-PNEUSYSTM-PNEUCL01 | PM03 | 305 | 1Y Cell Pneu Actuators Replacement E45C1 | E45 Pneumatics System Cell 01 | A | 0190E002 | 2021-03-03 | 2010-05-01 | PHDAVODAMA
0190-031-194 | 48874 | 0190-COF-PRO-E54-DISHED02-HYDCEL08 | PM03 | 305 | 3Y E54C8 Toplid Hyd Cylinder Servicing | E54 Hydraulics System Cell 08 | A | 0190E002 | 2019-07-10 | 2010-05-01 | PHSANTANJO
0190-031-193 | 48874 | 0190-COF-PRO-E54-DISHED02-HYDCEL07 | PM03 | 305 | 3Y E54C7 Toplid Hyd Cylinder Servicing | E54 Hydraulics System Cell 07 | A | 0190E002 | 2020-06-18 | 2010-05-01 | PHDAVODAMA
0190-031-192 | 48874 | 0190-COF-PRO-E54-DISHED02-HYDCEL06 | PM03 | 305 | 3Y E54C6 Toplid Hyd Cylinder Servicing | E54 Hydraulics System Cell 06 | A | 0190E002 | 2019-07-10 | 2010-05-01 | PHSANTANJO
0190-031-191 | 48874 | 0190-COF-PRO-E54-DISHED02-HYDCEL05 | PM03 | 305 | 3Y E54C5 Toplid Hyd Cylinder Servicing | E54 Hydraulics System Cell 05 | A | 0190E002 | 2019-07-10 | 2010-05-01 | PHSANTANJO
0190-031-190 | 48874 | 0190-COF-PRO-E54-DISHED02-HYDCEL04 | PM03 | 305 | 3Y E54C4 Toplid Hyd Cylinder Servicing | E54 Hydraulics System Cell 04 | A | 0190E002 | 2019-07-10 | 2010-05-01 | PHSANTANJO
0190-031-189 | 48874 | 0190-COF-PRO-E54-DISHED02-HYDCEL03 | PM03 | 305 | 3Y E54C3 Toplid Hyd Cylinder Servicing | E54 Hydraulics System Cell 03 | A | 0190E002 | 2019-07-10 | 2010-05-01 | PHSANTANJO
0190-031-188 | 48874 | 0190-COF-PRO-E54-DISHED02-HYDCEL02 | PM03 | 305 | 3Y E54C2 Toplid Hyd Cylinder Servicing | E54 Hydraulics System Cell 02 | A | 0190E002 | 2019-07-10 | 2010-05-01 | PHSANTANJO
0190-031-187 | 48874 | 0190-COF-PRO-E54-DISHED02-HYDCEL01 | PM03 | 305 | 3Y E54C1 Toplid Hyd Cylinder Servicing | E54 Hydraulics System Cell 01 | A | 0190E002 | 2019-07-10 | 2010-05-01 | PHSANTANJO
0190-031-186 | 48874 | 0190-COF-PRO-E45-HYDSYSTM-HYDCEL08 | PM03 | 305 | 3Y E45C8 Toplid Hyd Cylinder Servicing | E45 Hydraulics System Cell 08 | B | 0190E002 | 2019-07-10 | 2010-05-01 | PHSANTANJO
0190-031-185 | 48874 | 0190-COF-PRO-E45-HYDSYSTM-HYDCEL07 | PM03 | 305 | 3Y E45C7 Toplid Hyd Cylinder Servicing | E45 Hydraulics System Cell 07 | A | 0190E002 | 2019-07-10 | 2010-05-01 | PHSANTANJO
0190-031-184 | 48874 | 0190-COF-PRO-E45-HYDSYSTM-HYDCEL06 | PM03 | 305 | 3Y E45C6 Toplid Hyd Cylinder Servicing | E45 Hydraulics System Cell 06 | B | 0190E002 | 2019-07-10 | 2010-05-01 | PHSANTANJO
0190-031-183 | 48874 | 0190-COF-PRO-E45-HYDSYSTM-HYDCEL05 | PM03 | 305 | 3Y E45C5 Toplid Hyd Cylinder Servicing | E45 Hydraulics System Cell 05 | B | 0190E002 | 2019-07-10 | 2010-05-01 | PHSANTANJO
0190-031-182 | 48874 | 0190-COF-PRO-E45-HYDSYSTM-HYDCEL04 | PM03 | 305 | 3Y E45C4 Toplid Hyd Cylinder Servicing | E45 Hydraulics System Cell 04 | B | 0190E002 | 2019-07-10 | 2010-05-01 | PHSANTANJO
0190-031-181 | 48874 | 0190-COF-PRO-E45-HYDSYSTM-HYDCEL03 | PM03 | 305 | 3Y E45C3 Toplid Hyd Cylinder Servicing | E45 Hydraulics System Cell 03 | B | 0190E002 | 2019-07-18 | 2010-05-01 | PHSANTANJO
0190-031-180 | 48874 | 0190-COF-PRO-E45-HYDSYSTM-HYDCEL02 | PM03 | 305 | 3Y E45C2 Toplid Hyd Cylinder Servicing | E45 Hydraulics System Cell 02 | B | 0190E002 | 2019-07-10 | 2010-05-01 | PHSANTANJO
0190-031-179 | 48874 | 0190-COF-PRO-E45-HYDSYSTM-HYDCEL01 | PM03 | 305 | 3Y E45C1 Toplid Hyd Cylinder Servicing | E45 Hydraulics System Cell 01 | B | 0190E002 | 2019-07-10 | 2010-05-01 | PHSANTANJO
0190-031-178 | 48875 | 0190-COF-PRO-E54-DISHED02-HYDCEL08 | PM03 | 305 | 1Y Cell P/H Valve Replacement E54 C8 | E54 Hydraulics System Cell 08 | A | 0190E002 | 2019-08-02 | 2010-05-01 | PHSANTANJO
0190-031-177 | 48875 | 0190-COF-PRO-E54-DISHED02-HYDCEL07 | PM03 | 305 | 1Y Cell P/H Valve Replacement E54 C7 | E54 Hydraulics System Cell 07 | A | 0190E002 | 2020-11-14 | 2010-05-01 | PHDAVODAMA
0190-031-176 | 48875 | 0190-COF-PRO-E54-DISHED02-HYDCEL06 | PM03 | 305 | 1Y Cell P/H Valve Replacement E54 C6 | E54 Hydraulics System Cell 06 | A | 0190E002 | 2021-03-03 | 2010-05-01 | PHDAVODAMA
0190-031-175 | 48875 | 0190-COF-PRO-E54-DISHED02-HYDCEL05 | PM03 | 305 | 1Y Cell P/H Valve Replacement E54 C5 | E54 Hydraulics System Cell 05 | A | 0190E002 | 2021-03-19 | 2010-05-01 | PHILAGANAN
0190-031-174 | 48875 | 0190-COF-PRO-E54-DISHED02-HYDCEL04 | PM03 | 305 | 1Y Cell P/H Valve Replacement E54 C4 | E54 Hydraulics System Cell 04 | A | 0190E002 | 2019-08-02 | 2010-05-01 | PHSANTANJO
0190-031-173 | 48875 | 0190-COF-PRO-E54-DISHED02-HYDCEL03 | PM03 | 305 | 1Y Cell P/H Valve Replacement E54 C3 | E54 Hydraulics System Cell 03 | A | 0190E002 | 2019-08-02 | 2010-05-01 | PHSANTANJO
0190-031-172 | 48875 | 0190-COF-PRO-E54-DISHED02-HYDCEL02 | PM03 | 305 | 1Y Cell P/H Valve Replacement E54 C2 | E54 Hydraulics System Cell 02 | A | 0190E002 | 2019-08-02 | 2010-05-01 | PHSANTANJO
0190-031-171 | 48875 | 0190-COF-PRO-E54-DISHED02-HYDCEL01 | PM03 | 305 | 1Y Cell P/H Valve Replacement E54 C1 | E54 Hydraulics System Cell 01 | A | 0190E002 | 2019-08-02 | 2010-05-01 | PHSANTANJO
0190-031-170 | 48875 | 0190-COF-PRO-E45-HYDSYSTM-HYDCEL08 | PM03 | 305 | 1Y Cell P/H Valve Replacement E45 C8 | E45 Hydraulics System Cell 08 | B | 0190E002 | 2021-01-06 | 2010-05-01 | PHDAVODAMA
0190-031-169 | 48875 | 0190-COF-PRO-E45-HYDSYSTM-HYDCEL07 | PM03 | 305 | 1Y Cell P/H Valve Replacement E45 C7 | E45 Hydraulics System Cell 07 | A | 0190E002 | 2020-11-14 | 2010-05-01 | PHDAVODAMA
0190-031-168 | 48875 | 0190-COF-PRO-E45-HYDSYSTM-HYDCEL06 | PM03 | 305 | 1Y Cell P/H Valve Replacement E45 C6 | E45 Hydraulics System Cell 06 | B | 0190E002 | 2020-09-25 | 2010-05-01 | PHDAVODAMA
0190-031-167 | 48875 | 0190-COF-PRO-E45-HYDSYSTM-HYDCEL05 | PM03 | 305 | 1Y Cell P/H Valve Replacement E45 C5 | E45 Hydraulics System Cell 05 | B | 0190E002 | 2020-08-21 | 2010-05-01 | PHDAVODAMA
0190-031-166 | 48875 | 0190-COF-PRO-E45-HYDSYSTM-HYDCEL04 | PM03 | 305 | 1Y Cell P/H Valve Replacement E45 C4 | E45 Hydraulics System Cell 04 | B | 0190E002 | 2019-08-02 | 2010-05-01 | PHSANTANJO
0190-031-165 | 48875 | 0190-COF-PRO-E45-HYDSYSTM-HYDCEL03 | PM03 | 305 | 1Y Cell P/H Valve Replacement E45 C3 | E45 Hydraulics System Cell 03 | B | 0190E002 | 2019-08-02 | 2010-05-01 | PHSANTANJO
0190-031-164 | 48875 | 0190-COF-PRO-E45-HYDSYSTM-HYDCEL02 | PM03 | 305 | 1Y Cell P/H Valve Replacement E45 C2 | E45 Hydraulics System Cell 02 | B | 0190E002 | 2019-08-02 | 2010-05-01 | PHSANTANJO
0190-031-163 | 48875 | 0190-COF-PRO-E45-HYDSYSTM-HYDCEL01 | PM03 | 305 | 1Y Cell P/H Valve Replacement E45 C1 | E45 Hydraulics System Cell 01 | B | 0190E002 | 2019-08-02 | 2010-05-01 | PHSANTANJO
0190-031-162 | 48878 | 0190-COF-PRO-E54-EXTCEL08-PEPNEL08 | PM03 | 305 | 52W C8 Polyflo Hoses Replacement E54 | E54 P.E. Panel Cell 08 | A | 0190E002 | 2021-11-22 | 2010-05-01 | PHDAVODAMA
0190-031-161 | 48878 | 0190-COF-PRO-E54-EXTCEL07-PEPNEL07 | PM03 | 305 | 1Y Cell Polyflo Hoses Replacement E54 C7 | E54 P.E. Panel Cell 07 | A | 0190E002 | 2021-11-15 | 2010-05-01 | PHSONUGAHA1
0190-031-160 | 48878 | 0190-COF-PRO-E54-EXTCEL06-PEPNEL06 | PM03 | 305 | 1Y Cell Polyflo Hoses Replacement E54 C6 | E54 P.E. Panel Cell 06 | A | 0190E002 | 2021-11-12 | 2010-05-01 | PHSONUGAHA1
0190-031-159 | 48878 | 0190-COF-PRO-E54-EXTCEL05-PEPNEL05 | PM03 | 305 | 1Y Cell Polyflo Hoses Replacement E54 C5 | E54 P.E. Panel Cell 05 | A | 0190E002 | 2021-11-12 | 2010-05-01 | PHSONUGAHA1
0190-031-158 | 48878 | 0190-COF-PRO-E54-EXTCEL04-PEPNEL04 | PM03 | 305 | 1Y Cell Polyflo Hoses Replacement E54 C4 | E54 P.E. Panel Cell 04 | A | 0190E002 | 2021-11-12 | 2010-05-01 | PHSONUGAHA1
0190-031-157 | 48878 | 0190-COF-PRO-E54-EXTCEL03-PPNL | PM03 | 305 | 1Y Cell Polyflo Hoses Replacement E54 C3 | E54 C3 PE PANEL | X | 0190E001 | 2021-11-12 | 2010-05-01 | PHDAVODAMA
0190-031-156 | 48878 | 0190-COF-PRO-E54-EXTCEL02-PPNL | PM03 | 305 | 1Y Cell Polyflo Hoses Replacement E54 C2 | E54 C2 PE PANEL | X | 0190E001 | 2021-11-12 | 2010-05-01 | PHDAVODAMA
0190-031-155 | 48878 | 0190-COF-PRO-E54-EXTCEL01-PPNL | PM03 | 305 | 1Y Cell Polyflo Hoses Replacement E54 C1 | E54 C1 PE PANEL | X | 0190E001 | 2021-11-12 | 2010-05-01 | PHDAVODAMA
0190-031-154 | 48878 | 0190-COF-PRO-E45-EXTCEL08-PEPNEL08 | PM03 | 305 | 1Y Cell Polyflo Hoses Replacement E45 C8 | E45 P.E. Panel Cell 08 | A | 0190E002 | 2021-11-15 | 2010-05-01 | PHSONUGAHA1
0190-031-153 | 48878 | 0190-COF-PRO-E45-EXTCEL07-PEPNEL07 | PM03 | 305 | 1Y Cell Polyflo Hoses Replacement E45 C7 | E45 P.E. Panel Cell 07 | A | 0190E002 | 2021-11-15 | 2010-05-01 | PHSONUGAHA1
0190-031-152 | 48878 | 0190-COF-PRO-E45-EXTCEL06-PEPNEL06 | PM03 | 305 | 1Y Cell Polyflo Hoses Replacement E45 C6 | E45 P.E. Panel Cell 06 | A | 0190E002 | 2021-11-15 | 2010-05-01 | PHSONUGAHA1
0190-031-151 | 48878 | 0190-COF-PRO-E45-EXTCEL05-PEPNEL05 | PM03 | 305 | 1Y Cell Polyflo Hoses Replacement E45 C5 | E45 P.E. Panel Cell 05 | A | 0190E002 | 2021-11-15 | 2010-05-01 | PHSONUGAHA1
0190-031-150 | 48878 | 0190-COF-PRO-E45-EXTCEL04-PEPNEL04 | PM03 | 305 | 1Y Cell Polyflo Hoses Replacement E45 C4 | E45 P.E. Panel Cell 04 | A | 0190E002 | 2021-11-15 | 2010-05-01 | PHSONUGAHA1
0190-031-149 | 48878 | 0190-COF-PRO-E45-EXTCEL03-PEPNEL03 | PM03 | 305 | 1Y Cell Polyflo Hoses Replacement E45 C3 | E45 P.E. Panel Cell 03 | A | 0190E002 | 2021-11-15 | 2010-05-01 | PHSONUGAHA1
0190-031-148 | 48878 | 0190-COF-PRO-E45-EXTCEL02-PEPNEL02 | PM03 | 305 | 1Y Cell Polyflo Hoses Replacement E45 C2 | E45 P.E. Panel Cell 02 | A | 0190E002 | 2021-11-15 | 2010-05-01 | PHSONUGAHA1
0190-031-147 | 48878 | 0190-COF-PRO-E45-EXTCEL01-PEPNEL01 | PM03 | 305 | 1Y Cell Polyflo Hoses Replacement E45 C1 | E45 P.E. Panel Cell 01 | A | 0190E002 | 2021-11-15 | 2010-05-01 | PHSONUGAHA1
0190-031-146 | 48872 | 0190-COF-PRO-E54-EXTCEL08-PEPNEL08 | PM03 | 305 | 1Y Solenoid Valves Replacement E54 C8 | E54 P.E. Panel Cell 08 | A | 0190E002 | 2019-08-02 | 2010-05-01 | PHSANTANJO
0190-031-145 | 48872 | 0190-COF-PRO-E54-EXTCEL07-PEPNEL07 | PM03 | 305 | 1Y Solenoid Valves Replacement E54 C7 | E54 P.E. Panel Cell 07 | A | 0190E002 | 2019-08-02 | 2010-05-01 | PHSANTANJO
0190-031-144 | 48872 | 0190-COF-PRO-E54-EXTCEL06-PEPNEL06 | PM03 | 305 | 1Y Solenoid Valves Replacement E54 C6 | E54 P.E. Panel Cell 06 | A | 0190E002 | 2019-08-02 | 2010-05-01 | PHSANTANJO
0190-031-143 | 48872 | 0190-COF-PRO-E54-EXTCEL05-PEPNEL05 | PM03 | 305 | 1Y Solenoid Valves Replacement E54 C5 | E54 P.E. Panel Cell 05 | A | 0190E002 | 2019-08-02 | 2010-05-01 | PHSANTANJO
0190-031-142 | 48872 | 0190-COF-PRO-E54-EXTCEL04-PEPNEL04 | PM03 | 305 | 1Y Solenoid Valves Replacement E54 C4 | E54 P.E. Panel Cell 04 | A | 0190E002 | 2019-08-02 | 2010-05-01 | PHSANTANJO
0190-031-141 | 48872 | 0190-COF-PRO-E54-EXTCEL03-PEPNEL03 | PM03 | 305 | 1Y Solenoid Valves Replacement E54 C3 | E54 P.E. Panel Cell 03 | A | 0190E002 | 2019-08-02 | 2010-05-01 | PHSANTANJO
0190-031-140 | 48872 | 0190-COF-PRO-E54-EXTCEL02-PEPNEL02 | PM03 | 305 | 1Y Solenoid Valves Replacement E54 C2 | E54 P.E. Panel Cell 02 | A | 0190E002 | 2019-08-02 | 2010-05-01 | PHSANTANJO
0190-031-139 | 48872 | 0190-COF-PRO-E54-EXTCEL01-PEPNEL01 | PM03 | 305 | 1Y Solenoid Valves Replacement E54 C1 | E54 P.E. Panel Cell 01 | A | 0190E002 | 2019-08-02 | 2010-05-01 | PHSANTANJO
0190-031-138 | 48872 | 0190-COF-PRO-E45-EXTCEL08-PEPNEL08 | PM03 | 305 | 1Y Solenoid Valves Replacement E45 C8 | E45 P.E. Panel Cell 08 | A | 0190E002 | 2019-08-02 | 2010-05-01 | PHSANTANJO
0190-031-137 | 48872 | 0190-COF-PRO-E45-EXTCEL07-PEPNEL07 | PM03 | 305 | 1Y Solenoid Valves Replacement E45 C7 | E45 P.E. Panel Cell 07 | A | 0190E002 | 2019-08-02 | 2010-05-01 | PHSANTANJO
0190-031-136 | 48872 | 0190-COF-PRO-E45-EXTCEL06-PEPNEL06 | PM03 | 305 | 1Y Solenoid Valves Replacement E45 C6 | E45 P.E. Panel Cell 06 | A | 0190E002 | 2021-03-19 | 2010-05-01 | PHILAGANAN
0190-031-135 | 48872 | 0190-COF-PRO-E45-EXTCEL05-PEPNEL05 | PM03 | 305 | 1Y Solenoid Valves Replacement E45 C5 | E45 P.E. Panel Cell 05 | A | 0190E002 | 2020-11-12 | 2010-05-01 | PHDAVODAMA
0190-031-134 | 48872 | 0190-COF-PRO-E45-EXTCEL04-PEPNEL04 | PM03 | 305 | 1Y Solenoid Valves Replacement E45 C4 | E45 P.E. Panel Cell 04 | A | 0190E002 | 2019-08-02 | 2010-05-01 | PHSANTANJO
0190-031-133 | 48872 | 0190-COF-PRO-E45-EXTCEL03-PEPNEL03 | PM03 | 305 | 1Y Solenoid Valves Replacement E45 C3 | E45 P.E. Panel Cell 03 | A | 0190E002 | 2020-11-12 | 2010-05-01 | PHDAVODAMA
0190-031-132 | 48872 | 0190-COF-PRO-E45-EXTCEL02-PEPNEL02 | PM03 | 305 | 1Y Solenoid Valves Replacement E45 C2 | E45 P.E. Panel Cell 02 | A | 0190E002 | 2019-08-02 | 2010-05-01 | PHSANTANJO
0190-031-131 | 48872 | 0190-COF-PRO-E45-EXTCEL01-PEPNEL01 | PM03 | 305 | 1Y Solenoid Valves Replacement E45 C1 | E45 P.E. Panel Cell 01 | A | 0190E002 | 2021-03-19 | 2010-05-01 | PHILAGANAN
0190-031-130 | 48871 | 0190-COF-PRO-E54-EXTCEL08 | PM03 | 305 | 78W E54C8 BFL Actuator Replacement | Extraction Cell 54 No 8 | A | 0190E002 | 2021-09-29 | 2010-04-27 | PHDAVODAMA
0190-031-129 | 48871 | 0190-COF-PRO-E54-EXTCEL07 | PM03 | 305 | 78W E54C7 BFL Actuator Replacement | Extraction Cell 54 No 7 | A | 0190E002 | 2021-09-29 | 2010-04-27 | PHDAVODAMA
0190-031-128 | 48871 | 0190-COF-PRO-E54-EXTCEL06 | PM03 | 305 | 78W E54C6 BFL Actuator Replacement | Extraction Cell 54 No 6 | A | 0190E002 | 2021-09-29 | 2010-04-27 | PHDAVODAMA
0190-031-127 | 48871 | 0190-COF-PRO-E54-EXTCEL05 | PM03 | 305 | 78W E54C5 BFL Actuator Replacement | Extraction Cell 54 No 5 | A | 0190E002 | 2021-09-29 | 2010-04-27 | PHDAVODAMA
0190-031-126 | 48871 | 0190-COF-PRO-E54-EXTCEL04 | PM03 | 305 | 78W E54C4 BFL Actuator Replacement | Extraction Cell 54 No 4 | A | 0190E002 | 2021-09-29 | 2010-04-27 | PHDAVODAMA
0190-031-125 | 48871 | 0190-COF-PRO-E54-EXTCEL03 | PM03 | 305 | 78W E54C3 BFL Actuator Replacement | Extraction Cell 54 No 3 | A | 0190E002 | 2021-09-29 | 2010-04-27 | PHDAVODAMA
0190-031-124 | 48871 | 0190-COF-PRO-E54-EXTCEL02 | PM03 | 305 | 78W E54C2 BFL Actuator Replacement | Extraction Cell 54 No 2 | A | 0190E002 | 2021-09-29 | 2010-04-27 | PHDAVODAMA
0190-031-123 | 48871 | 0190-COF-PRO-E54-EXTCEL01 | PM03 | 305 | 78W E54C1 BFL Actuator Replacement | Extraction Cell 54 No 1 | A | 0190E002 | 2021-09-29 | 2010-04-27 | PHDAVODAMA
0190-031-122 | 48871 | 0190-COF-PRO-E45-EXTCEL08 | PM03 | 305 | 16W Bottom Filter Lock Replacement E45C8 | Extraction 45 Cell No 8 | A | 0190E002 | 2021-08-10 | 2010-04-27 | PHDAVODAMA
0190-031-121 | 48871 | 0190-COF-PRO-E45-EXTCEL07 | PM03 | 305 | 16W Bottom Filter Lock Replacement E45C7 | Extraction 45 Cell No 7 | A | 0190E002 | 2021-08-10 | 2010-04-27 | PHDAVODAMA
0190-031-120 | 48871 | 0190-COF-PRO-E45-EXTCEL06 | PM03 | 305 | 16W Bottom Filter Lock Replacement E45C6 | Extraction 45 Cell No 6 | A | 0190E002 | 2021-08-10 | 2010-04-27 | PHDAVODAMA
0190-031-119 | 48871 | 0190-COF-PRO-E45-EXTCEL05 | PM03 | 305 | 16W Bottom Filter Lock Replacement E45C5 | Extraction 45 Cell No 5 | A | 0190E002 | 2021-08-10 | 2010-04-27 | PHDAVODAMA
0190-031-118 | 48871 | 0190-COF-PRO-E45-EXTCEL04 | PM03 | 305 | 16W Bottom Filter Lock Replacement E45C4 | Extraction 45 Cell No 4 | A | 0190E002 | 2021-08-10 | 2010-04-27 | PHDAVODAMA
0190-031-117 | 48871 | 0190-COF-PRO-E45-EXTCEL03 | PM03 | 305 | 16W Bottom Filter Lock Replacement E45C3 | Extraction 45 Cell No 3 | A | 0190E002 | 2021-08-10 | 2010-04-27 | PHDAVODAMA
0190-031-116 | 48871 | 0190-COF-PRO-E45-EXTCEL02 | PM03 | 305 | 16W Bottom Filter Lock Replacement E45C2 | Extraction 45 Cell No 2 | A | 0190E002 | 2021-08-10 | 2010-04-27 | PHDAVODAMA
0190-031-115 | 48871 | 0190-COF-PRO-E45-EXTCEL01 | PM03 | 305 | 16W Bottom Filter Lock Replacement E45C1 | Extraction 45 Cell No 1 | A | 0190E002 | 2021-08-10 | 2010-04-27 | PHDAVODAMA
0190-031-114 | 23919 | 0190-COF-PRO-E54-EXTCEL01 | PM03 | 305 | 2Y E54 Rupture Discs Replacement | Extraction Cell 54 No 1 | A | 0190E001 | 2017-12-27 | 2010-04-27 | PHSANTANJO
0190-031-114 | 23919 | 0190-COF-PRO-E54-EXTCEL02 | PM03 | 305 | 2Y E54 Rupture Discs Replacement | Extraction Cell 54 No 2 | A | 0190E001 | 2017-12-27 | 2010-04-27 | PHSANTANJO
0190-031-114 | 23919 | 0190-COF-PRO-E54-EXTCEL03 | PM03 | 305 | 2Y E54 Rupture Discs Replacement | Extraction Cell 54 No 3 | A | 0190E001 | 2017-12-27 | 2010-04-27 | PHSANTANJO
0190-031-114 | 23919 | 0190-COF-PRO-E54-EXTCEL04 | PM03 | 305 | 2Y E54 Rupture Discs Replacement | Extraction Cell 54 No 4 | A | 0190E001 | 2017-12-27 | 2010-04-27 | PHSANTANJO
0190-031-114 | 23919 | 0190-COF-PRO-E54-EXTCEL05 | PM03 | 305 | 2Y E54 Rupture Discs Replacement | Extraction Cell 54 No 5 | A | 0190E001 | 2017-12-27 | 2010-04-27 | PHSANTANJO
0190-031-114 | 23919 | 0190-COF-PRO-E54-EXTCEL06 | PM03 | 305 | 2Y E54 Rupture Discs Replacement | Extraction Cell 54 No 6 | A | 0190E001 | 2017-12-27 | 2010-04-27 | PHSANTANJO
0190-031-114 | 23919 | 0190-COF-PRO-E54-EXTCEL07 | PM03 | 305 | 2Y E54 Rupture Discs Replacement | Extraction Cell 54 No 7 | A | 0190E001 | 2017-12-27 | 2010-04-27 | PHSANTANJO
0190-031-114 | 23919 | 0190-COF-PRO-E54-EXTCEL08 | PM03 | 305 | 2Y E54 Rupture Discs Replacement | Extraction Cell 54 No 8 | A | 0190E001 | 2017-12-27 | 2010-04-27 | PHSANTANJO
0190-031-113 | 23918 | 0190-COF-PRO-E45-EXTCEL01 | PM03 | 305 | 2Y E45 Rupture Discs Replacement | Extraction 45 Cell No 1 | A | 0190E001 | 2017-12-27 | 2010-04-27 | PHSANTANJO
0190-031-113 | 23918 | 0190-COF-PRO-E45-EXTCEL02 | PM03 | 305 | 2Y E45 Rupture Discs Replacement | Extraction 45 Cell No 2 | A | 0190E001 | 2017-12-27 | 2010-04-27 | PHSANTANJO
0190-031-113 | 23918 | 0190-COF-PRO-E45-EXTCEL03 | PM03 | 305 | 2Y E45 Rupture Discs Replacement | Extraction 45 Cell No 3 | A | 0190E001 | 2017-12-27 | 2010-04-27 | PHSANTANJO
0190-031-113 | 23918 | 0190-COF-PRO-E45-EXTCEL04 | PM03 | 305 | 2Y E45 Rupture Discs Replacement | Extraction 45 Cell No 4 | A | 0190E001 | 2017-12-27 | 2010-04-27 | PHSANTANJO
0190-031-113 | 23918 | 0190-COF-PRO-E45-EXTCEL05 | PM03 | 305 | 2Y E45 Rupture Discs Replacement | Extraction 45 Cell No 5 | A | 0190E001 | 2017-12-27 | 2010-04-27 | PHSANTANJO
0190-031-113 | 23918 | 0190-COF-PRO-E45-EXTCEL06 | PM03 | 305 | 2Y E45 Rupture Discs Replacement | Extraction 45 Cell No 6 | A | 0190E001 | 2017-12-27 | 2010-04-27 | PHSANTANJO
0190-031-113 | 23918 | 0190-COF-PRO-E45-EXTCEL07 | PM03 | 305 | 2Y E45 Rupture Discs Replacement | Extraction 45 Cell No 7 | A | 0190E001 | 2017-12-27 | 2010-04-27 | PHSANTANJO
0190-031-113 | 23918 | 0190-COF-PRO-E45-EXTCEL08 | PM03 | 305 | 2Y E45 Rupture Discs Replacement | Extraction 45 Cell No 8 | A | 0190E001 | 2017-12-27 | 2010-04-27 | PHSANTANJO
0190-031-112 | 423646 | 0190-COF-PRO-E54-INTTNK01 | PM03 | 305 | 26W E54 IPTA isolation valve servicing | IPTA Intermediate Tank | B | 0190E001 | 2020-03-19 | 2010-04-27 | PHDAVODAMA
0190-031-111 | 423646 | 0190-COF-PRO-E45-INTTNK01 | PM03 | 305 | 26W E45 IPTA isolation valve servicing | IPTA Intermediate Tank | B | 0190E001 | 2020-08-24 | 2010-04-27 | PHDAVODAMA
0190-031-110 | 49701 | 0190-COF-PRO-E54-EXTCEL01 | PM03 | 305 | 52W E54 Cell Hinge Servicing | Extraction Cell 54 No 1 | A | 0190E001 | 2017-12-07 | 2010-04-26 | PHSANTANJO
0190-031-110 | 49701 | 0190-COF-PRO-E54-EXTCEL02 | PM03 | 305 | 52W E54 Cell Hinge Servicing | Extraction Cell 54 No 2 | A | 0190E001 | 2017-12-07 | 2010-04-26 | PHSANTANJO
0190-031-110 | 49701 | 0190-COF-PRO-E54-EXTCEL03 | PM03 | 305 | 52W E54 Cell Hinge Servicing | Extraction Cell 54 No 3 | A | 0190E001 | 2017-12-07 | 2010-04-26 | PHSANTANJO
0190-031-110 | 49701 | 0190-COF-PRO-E54-EXTCEL04 | PM03 | 305 | 52W E54 Cell Hinge Servicing | Extraction Cell 54 No 4 | A | 0190E001 | 2017-12-07 | 2010-04-26 | PHSANTANJO
0190-031-110 | 49701 | 0190-COF-PRO-E54-EXTCEL05 | PM03 | 305 | 52W E54 Cell Hinge Servicing | Extraction Cell 54 No 5 | A | 0190E001 | 2017-12-07 | 2010-04-26 | PHSANTANJO
0190-031-110 | 49701 | 0190-COF-PRO-E54-EXTCEL06 | PM03 | 305 | 52W E54 Cell Hinge Servicing | Extraction Cell 54 No 6 | A | 0190E001 | 2017-12-07 | 2010-04-26 | PHSANTANJO
0190-031-110 | 49701 | 0190-COF-PRO-E54-EXTCEL07 | PM03 | 305 | 52W E54 Cell Hinge Servicing | Extraction Cell 54 No 7 | A | 0190E001 | 2017-12-07 | 2010-04-26 | PHSANTANJO
0190-031-110 | 49701 | 0190-COF-PRO-E54-EXTCEL08 | PM03 | 305 | 52W E54 Cell Hinge Servicing | Extraction Cell 54 No 8 | A | 0190E001 | 2017-12-07 | 2010-04-26 | PHSANTANJO
0190-031-109 | 581214 | 0190-COF-PRO-E45-EXTCEL01 | PM03 | 305 | 52W E45 Cell Hinge Servicing | Extraction 45 Cell No 1 | A | 0190E001 | 2021-11-25 | 2010-04-26 | PHDAVODAMA
0190-031-109 | 581214 | 0190-COF-PRO-E45-EXTCEL02 | PM03 | 305 | 52W E45 Cell Hinge Servicing | Extraction 45 Cell No 2 | A | 0190E001 | 2021-11-25 | 2010-04-26 | PHDAVODAMA
0190-031-109 | 581214 | 0190-COF-PRO-E45-EXTCEL03 | PM03 | 305 | 52W E45 Cell Hinge Servicing | Extraction 45 Cell No 3 | A | 0190E001 | 2021-11-25 | 2010-04-26 | PHDAVODAMA
0190-031-109 | 581214 | 0190-COF-PRO-E45-EXTCEL04 | PM03 | 305 | 52W E45 Cell Hinge Servicing | Extraction 45 Cell No 4 | A | 0190E001 | 2021-11-25 | 2010-04-26 | PHDAVODAMA
0190-031-109 | 581214 | 0190-COF-PRO-E45-EXTCEL05 | PM03 | 305 | 52W E45 Cell Hinge Servicing | Extraction 45 Cell No 5 | A | 0190E001 | 2021-11-25 | 2010-04-26 | PHDAVODAMA
0190-031-109 | 581214 | 0190-COF-PRO-E45-EXTCEL06 | PM03 | 305 | 52W E45 Cell Hinge Servicing | Extraction 45 Cell No 6 | A | 0190E001 | 2021-11-25 | 2010-04-26 | PHDAVODAMA
0190-031-109 | 581214 | 0190-COF-PRO-E45-EXTCEL07 | PM03 | 305 | 52W E45 Cell Hinge Servicing | Extraction 45 Cell No 7 | A | 0190E001 | 2021-11-25 | 2010-04-26 | PHDAVODAMA
0190-031-109 | 581214 | 0190-COF-PRO-E45-EXTCEL08 | PM03 | 305 | 52W E45 Cell Hinge Servicing | Extraction 45 Cell No 8 | A | 0190E001 | 2021-11-25 | 2010-04-26 | PHDAVODAMA
0190-031-108 | 48880 | 0190-COF-PRO-E54-EXTCEL08-BDV | PM03 | 305 | 36W E54 C8 Expulsion Valve Servicing | E54 C8 blowdown Valve | A | 0190E001 | 2021-11-23 | 2010-04-22 | PHDAVODAMA
0190-031-107 | 48880 | 0190-COF-PRO-E54-EXTCEL07-BDV | PM03 | 305 | 36W E54 C7 Expulsion Valve Servicing | E54 C7 blowdown Valve | A | 0190E001 | 2021-11-23 | 2010-04-22 | PHDAVODAMA
0190-031-106 | 48880 | 0190-COF-PRO-E54-EXTCEL06-BDV | PM03 | 305 | 36W E54 C6 Expulsion Valve Servicing | E54 C6 blowdown Valve | A | 0190E001 | 2021-11-23 | 2010-04-22 | PHDAVODAMA
0190-031-105 | 48880 | 0190-COF-PRO-E54-EXTCEL05-BDV | PM03 | 305 | 36W E54 C5 Expulsion Valve Servicing | E54 C5 blowdown Valve | A | 0190E001 | 2021-11-23 | 2010-04-22 | PHDAVODAMA
0190-031-104 | 48880 | 0190-COF-PRO-E54-EXTCEL04-BDV | PM03 | 305 | 36W E54 C4 Expulsion Valve Servicing | E54 C4 blowdown Valve | A | 0190E001 | 2021-11-23 | 2010-04-22 | PHDAVODAMA
0190-031-103 | 48880 | 0190-COF-PRO-E54-EXTCEL03-BDV | PM03 | 305 | 36W E54 C3 Expulsion Valve Servicing | E54 C3 blowdown Valve | A | 0190E001 | 2021-11-23 | 2010-04-22 | PHDAVODAMA
0190-031-102 | 48880 | 0190-COF-PRO-E54-EXTCEL02-BDV | PM03 | 305 | 36W E54 C2 Expulsion Valve Servicing | 54 C2 blowdown Valve | A | 0190E001 | 2021-11-23 | 2010-04-22 | PHDAVODAMA
0190-031-101 | 48880 | 0190-COF-PRO-E54-EXTCEL01-BDV | PM03 | 305 | 35W E54 C1 Expulsion Valve Servicing | E54 C1 blowdown Valve | A | 0190E001 | 2021-11-23 | 2010-04-22 | PHDAVODAMA
0190-031-100 | 48880 | 0190-COF-PRO-E45-EXTCEL08-BDV | PM03 | 305 | 36W E45 C8 Expulsion Valve Servicing | E45 C8 blowdown Valve | A | 0190E001 | 2021-11-23 | 2010-04-22 | PHDAVODAMA
0190-031-099 | 48880 | 0190-COF-PRO-E45-EXTCEL07-BDV | PM03 | 305 | 36W E45 C7 Expulsion Valve Servicing | E45 C7 Blowdown Valve | A | 0190E001 | 2021-11-23 | 2010-04-22 | PHDAVODAMA
0190-031-098 | 48880 | 0190-COF-PRO-E45-EXTCEL06-BDV | PM03 | 305 | 35W E45 C6 Expulsion Valve Servicing | E45 C6 blowdown Valve | A | 0190E001 | 2021-11-23 | 2010-04-22 | PHDAVODAMA
0190-031-097 | 48880 | 0190-COF-PRO-E45-EXTCEL05-BDV | PM03 | 305 | 36W E45 C5 Expulsion Valve Servicing | E45 C5 blowdown Valve | A | 0190E001 | 2021-11-23 | 2010-04-22 | PHDAVODAMA
0190-031-096 | 48880 | 0190-COF-PRO-E45-EXTCEL04-BDV | PM03 | 305 | 36W E45 C4 Expulsion Valve Servicing | E45 C4 blowdown Valve | A | 0190E001 | 2021-11-23 | 2010-04-22 | PHDAVODAMA
0190-031-095 | 48880 | 0190-COF-PRO-E45-EXTCEL03-BDV | PM03 | 305 | 35W E45 C3 Expulsion Valve Servicing | E45 C3 blowdown Valve | A | 0190E001 | 2021-11-23 | 2010-04-22 | PHDAVODAMA
0190-031-094 | 48880 | 0190-COF-PRO-E45-EXTCEL02-BDV | PM03 | 305 | 36W E45 C2 Expulsion Valve Servicing | E45 C2 blowdown Valve | A | 0190E001 | 2021-11-23 | 2010-04-22 | PHDAVODAMA
0190-031-093 | 48880 | 0190-COF-PRO-E45-EXTCEL01-BDV | PM03 | 305 | 36W E45Cell Expulsion Valve Servicing C1 | E45 C1 blowdown Valve | A | 0190E001 | 2021-11-23 | 2010-04-22 | PHDAVODAMA
0190-031-092 | 423790 | 0190-COF-PRO-E45-EXTCEL02 | PM03 | 305 | 16W E45C2 Check valve replacement | Extraction 45 Cell No 2 | A | 0190E001 | 2021-03-19 | 2010-04-22 | PHILAGANAN
0190-031-091 | 423790 | 0190-COF-PRO-E45-EXTCEL01 | PM03 | 305 | 16W E45C1 Check valve replacement | Extraction 45 Cell No 1 | A | 0190E001 | 2021-03-03 | 2010-04-22 | PHDAVODAMA
0190-031-090 | 49651 | 0190-COF-PRO-E54-RETPMP01 | PM03 | 302 | 3W Vibration Check And Analysis - G3 | CIP Return Pump 1 | C | 0190E001 | 2019-01-11 | 2012-08-07 | PHSANTANJO
0190-031-090 | 49651 | 0190-COF-PRO-E54-RETPMP02 | PM03 | 302 | 3W Vibration Check And Analysis - G3 | CIP Return Pump 2 | C | 0190E001 | 2019-01-11 | 2012-08-07 | PHSANTANJO
0190-031-090 | 49651 | 0190-COF-PRO-SCE-CIPHP01 | PM03 | 302 | 3W Vibration Check And Analysis - G3 | Extraction 45 High Pressure CIP Pump | C | 0190E001 | 2019-01-11 | 2010-04-22 | PHSANTANJO
0190-031-090 | 49651 | 0190-COF-PRO-SCE-CIPHP02 | PM03 | 302 | 3W Vibration Check And Analysis - G3 | Extraction 54 High Pressure CIP Pump | C | 0190E001 | 2019-01-11 | 2010-04-22 | PHSANTANJO
0190-031-090 | 49651 | 0190-COF-PRO-SCE-CIPLP01 | PM03 | 302 | 3W Vibration Check And Analysis - G3 | FFE Low Pressure CIP Pump 1 | C | 0190E001 | 2019-01-11 | 2010-04-22 | PHSANTANJO
0190-031-090 | 49651 | 0190-COF-PRO-SCE-CIPLP02 | PM03 | 302 | 3W Vibration Check And Analysis - G3 | FFE Low Pressure CIP Pump 2 | C | 0190E001 | 2019-01-11 | 2010-04-22 | PHSANTANJO
0190-031-089 | 49651 | 0190-COF-PRO-FFE-1FXCAL-M51 | PM03 | 302 | 3W Vibration Check And Analysis - G2 | FFE 1st Efffect Outlet Pump head M51 | A | 0190E001 | 2019-01-11 | 2012-08-06 | PHSANTANJO
0190-031-089 | 49651 | 0190-COF-PRO-FFE-2AFXCAL-M52 | PM03 | 302 | 3W Vibration Check And Analysis - G2 | FFE 2A Effect Calandria Outlet Pump M52 | A | 0190E001 | 2019-01-11 | 2012-08-06 | PHSANTANJO
0190-031-089 | 49651 | 0190-COF-PRO-FFE-2BFXCAL-M53 | PM03 | 302 | 3W Vibration Check And Analysis - G2 | FFE 2B effect Calandria Outlet Pump M53 | A | 0190E001 | 2019-01-11 | 2012-08-06 | PHSANTANJO
0190-031-089 | 49651 | 0190-COF-PRO-FFE-3FXCAL-M54 | PM03 | 302 | 3W Vibration Check And Analysis - G2 | FFE 3rd Effect Outlet Pump | A | 0190E001 | 2019-01-11 | 2012-08-06 | PHSANTANJO
0190-031-089 | 49651 | 0190-COF-PRO-FFE-4AFXCLNDR-M55 | PM03 | 302 | 3W Vibration Check And Analysis - G2 | FFE 4th Effect A Outlet Pump M55 | A | 0190E001 | 2019-01-11 | 2012-08-06 | PHSANTANJO
0190-031-089 | 49651 | 0190-COF-PRO-FFE-4BFXCLNDR-M56 | PM03 | 302 | 3W Vibration Check And Analysis - G2 | FFE 4th Effect B Outlet Pump M56 | A | 0190E001 | 2019-01-11 | 2012-08-06 | PHSANTANJO
0190-031-089 | 49651 | 0190-COF-PRO-FFE-CIPPMP01 | PM03 | 302 | 3W Vibration Check And Analysis - G2 | FFE CIP Pump | C | 0190E001 | 2019-01-11 | 2012-08-06 | PHSANTANJO
0190-031-089 | 49651 | 0190-COF-PRO-FFE-CTLTNK-SUPPMP01 | PM03 | 302 | 3W Vibration Check And Analysis - G2 | FFE Supply Pump01_M11 | B | 0190E001 | 2019-01-11 | 2012-08-06 | PHSANTANJO
0190-031-089 | 49651 | 0190-COF-PRO-FFE-FNRPMP04-FNRPMP04 | PM03 | 302 | 3W Vibration Check And Analysis - G2 | FFE Finisher Vapor Condensate Pump | B | 0190E001 | 2019-01-11 | 2012-08-06 | PHSANTANJO
0190-031-089 | 49651 | 0190-COF-PRO-FFE-FNSHRCLNDR-FNRPMP01 | PM03 | 302 | 3W Vibration Check And Analysis - G2 | FFE Finisher Outlet Pump01_Waukesha | C | 0190E001 | 2019-01-11 | 2012-08-06 | PHSANTANJO
0190-031-089 | 49651 | 0190-COF-PRO-FFE-FNSHRCLNDR-FNRPMP02 | PM03 | 302 | 3W Vibration Check And Analysis - G2 | FFE Finisher Outlet Pump02_Cent. M62 | C | 0190E001 | 2019-01-11 | 2012-08-06 | PHSANTANJO
0190-031-089 | 49651 | 0190-COF-PRO-FFE-FNSHRCLNDR-FNRPMP03 | PM03 | 302 | 3W Vibration Check And Analysis - G2 | FFE Finisher Steam Condensate Pump | B | 0190E001 | 2019-01-11 | 2012-08-06 | PHSANTANJO
0190-031-089 | 49651 | 0190-COF-PRO-FFE-PRSTMCNDSTNK-CNDPMP01 | PM03 | 302 | 3W Vibration Check And Analysis - G2 | Pre-Evap Condensate pump M57 | B | 0190E001 | 2019-01-11 | 2012-08-06 | PHSANTANJO
0190-031-089 | 49651 | 0190-COF-PRO-RST-ROASTR01-FAN1306 | PM03 | 302 | 3W Vibration Check And Analysis - G2 | R1 Cooler Supply Fan | C | 0190E001 | 2019-01-11 | 2012-08-06 | PHSANTANJO
0190-031-089 | 49651 | 0190-COF-PRO-RST-ROASTR01-FAN1510 | PM03 | 302 | 3W Vibration Check And Analysis - G2 | R1 Cooling Outlet Air Fan | C | 0190E001 | 2019-01-11 | 2012-08-06 | PHSANTANJO
0190-031-089 | 49651 | 0190-COF-PRO-RST-ROASTR02-FAN1510 | PM03 | 302 | 3W Vibration Check And Analysis - G2 | R2 Cooler Supply Fan | C | 0190E001 | 2019-01-11 | 2012-08-06 | PHSANTANJO
0190-031-089 | 49651 | 0190-COF-PRO-RST-ROASTR03-FAN1306 | PM03 | 302 | 3W Vibration Check And Analysis - G2 | R3 Cooling Supply Fan | C | 0190E001 | 2019-01-11 | 2012-08-06 | PHSANTANJO
0190-031-089 | 49651 | 0190-COF-PRO-RST-ROASTR03-FAN1510 | PM03 | 302 | 3W Vibration Check And Analysis - G2 | R3 Cooling Outlet Air Fan | C | 0190E001 | 2019-01-11 | 2012-08-06 | PHSANTANJO
0190-031-089 | 49651 | 0190-COF-PRO-RST-ROASTR04-FAN1306 | PM03 | 302 | 3W Vibration Check And Analysis - G2 | Roaster No 4 Cooler Supply Fan | C | 0190E001 | 2019-01-11 | 2012-08-06 | PHSANTANJO
0190-031-089 | 49651 | 0190-COF-PRO-RST-TRNSPRT-DESTON01 | PM03 | 302 | 3W Vibration Check And Analysis - G2 | RC Storing A & B Destoner | C | 0190E001 | 2019-01-11 | 2012-08-06 | PHSANTANJO
0190-031-089 | 49651 | 0190-COF-PRO-RST-TRNSPRT-M01 | PM03 | 302 | 3W Vibration Check And Analysis - G2 | GC Tipping Blower To Silo | B | 0190E001 | 2019-01-11 | 2012-08-06 | PHSANTANJO
0190-031-089 | 49651 | 0190-COF-PRO-RST-TRNSPRT-M03 | PM03 | 302 | 3W Vibration Check And Analysis - G2 | GC Blower To Roasters | B | 0190E001 | 2019-01-11 | 2012-08-06 | PHSANTANJO
0190-031-089 | 49651 | 0190-COF-PRO-RST-TRNSPRT-M05 | PM03 | 302 | 3W Vibration Check And Analysis - G2 | RC Storing Roaster No 3 Blower | B | 0190E001 | 2019-01-11 | 2012-08-06 | PHSANTANJO
0190-031-089 | 49651 | 0190-COF-PRO-RST-TRNSPRT-M07 | PM03 | 302 | 3W Vibration Check And Analysis - G2 | RC Storing Roaster No 4 Blower | B | 0190E001 | 2019-01-11 | 2012-08-06 | PHSANTANJO
0190-031-089 | 49651 | 0190-COF-PRO-RST-TRNSPRT-M09 | PM03 | 302 | 3W Vibration Check And Analysis - G2 | RC Supply To Grinders Blower | B | 0190E001 | 2019-01-11 | 2012-08-06 | PHSANTANJO
0190-031-089 | 49651 | 0190-COF-PRO-RST-TRNSPRT-M12 | PM03 | 302 | 3W Vibration Check And Analysis - G2 | RC Transport To Silo A Blower | B | 0190E001 | 2019-01-11 | 2012-08-06 | PHSANTANJO
0190-031-089 | 49651 | 0190-COF-PRO-RST-TRNSPRT-M14 | PM03 | 302 | 3W Vibration Check And Analysis - G2 | RC Transport To Silo B1 & B2 Blower | B | 0190E001 | 2019-01-11 | 2012-08-06 | PHSANTANJO
0190-031-089 | 49651 | 0190-COF-PRO-RST-TRNSPRT-M19 | PM03 | 302 | 3W Vibration Check And Analysis - G2 | RC Transport B Dust Aspiration Blower | B | 0190E001 | 2019-01-11 | 2012-08-06 | PHSANTANJO
0190-031-089 | 49651 | 0190-COF-PRO-RST-TRNSPRT-M21 | PM03 | 302 | 3W Vibration Check And Analysis - G2 | Chaff Aspiration B Blower | B | 0190E001 | 2019-01-11 | 2012-08-06 | PHSANTANJO
0190-031-089 | 49651 | 0190-COF-PRO-RST-TRNSPRT-M27 | PM03 | 302 | 3W Vibration Check And Analysis - G2 | Chaff Aspiration A Blower | B | 0190E001 | 2019-01-11 | 2012-08-06 | PHSANTANJO
0190-031-089 | 49651 | 0190-COF-PRO-RST-TRNSPRT-M28 | PM03 | 302 | 3W Vibration Check And Analysis - G2 | RC Transport A Dust Aspiration Blower | B | 0190E001 | 2019-01-11 | 2012-08-06 | PHSANTANJO
0190-031-089 | 49651 | 0190-COF-PRO-RST-TRNSPRT-STRVLV01 | PM03 | 302 | 3W Vibration Check And Analysis - G2 | GC Tipping to Silo Star Valve | B | 0190E001 | 2019-01-11 | 2012-08-06 | PHSANTANJO
0190-031-089 | 49651 | 0190-COF-PRO-RST-TRNSPRT-STRVLV02 | PM03 | 302 | 3W Vibration Check And Analysis - G2 | GCTransport to Roasters Star Valve | B | 0190E001 | 2019-01-11 | 2012-08-06 | PHSANTANJO
0190-031-089 | 49651 | 0190-COF-PRO-RST-TRNSPRT-STRVLV03 | PM03 | 302 | 3W Vibration Check And Analysis - G2 | R1R2 RCTransport to Silo A1Star Valve | B | 0190E001 | 2019-01-11 | 2012-08-06 | PHSANTANJO
0190-031-089 | 49651 | 0190-COF-PRO-RST-TRNSPRT-STRVLV04 | PM03 | 302 | 3W Vibration Check And Analysis - G2 | R3 RC Transport to Silo A1 Star Valve | B | 0190E001 | 2019-01-11 | 2012-08-06 | PHSANTANJO
0190-031-089 | 49651 | 0190-COF-PRO-RST-TRNSPRT-STRVLV05 | PM03 | 302 | 3W Vibration Check And Analysis - G2 | R4 RC Transport to Silo A1 Star Valve | B | 0190E001 | 2019-01-11 | 2012-08-06 | PHSANTANJO
0190-031-089 | 49651 | 0190-COF-PRO-RST-TRNSPRT-STRVLV06 | PM03 | 302 | 3W Vibration Check And Analysis - G2 | Destoned RC to Silo B1B2 Star Valve | B | 0190E001 | 2019-01-11 | 2012-08-06 | PHSANTANJO
0190-031-089 | 49651 | 0190-COF-PRO-RST-TRNSPRT-STRVLV07 | PM03 | 302 | 3W Vibration Check And Analysis - G2 | RC Transport to Grinders Star Valve | B | 0190E001 | 2019-01-11 | 2012-08-06 | PHSANTANJO
0190-031-088 | 49651 | 0190-COF-PRO-A45-CFRHPR01-CFSCRW01 | PM03 | 302 | 3W Vibration Check And Analysis - G1 | P-ERA 45 Constant Feed Rate Screwfeeder | B | 0190E001 | 2019-01-11 | 2012-08-06 | PHSANTANJO
0190-031-088 | 49651 | 0190-COF-PRO-A45-DSTANKS-CIPRET01 | PM03 | 302 | 3W Vibration Check And Analysis - G1 | P-ERA 45 CIP Return Pump | B | 0190E001 | 2019-01-11 | 2012-08-06 | PHSANTANJO
0190-031-088 | 49651 | 0190-COF-PRO-A45-GRNDRSYSTM01-FEEDR01 | PM03 | 302 | 3W Vibration Check And Analysis - G1 | P-ERA 45 Feeder Motor 01 | A | 0190E001 | 2019-01-11 | 2012-08-06 | PHSANTANJO
0190-031-088 | 49651 | 0190-COF-PRO-A45-GRNDRSYSTM02-FEEDR02 | PM03 | 302 | 3W Vibration Check And Analysis - G1 | P-ERA 45 Feeder Motor 02 | A | 0190E001 | 2019-01-11 | 2012-08-06 | PHSANTANJO
0190-031-088 | 49651 | 0190-COF-PRO-A45-GRNDRSYSTM03-FEEDR03 | PM03 | 302 | 3W Vibration Check And Analysis - G1 | P-ERA 45 Feeder Motor 03 | A | 0190E001 | 2019-01-11 | 2012-08-06 | PHSANTANJO
0190-031-088 | 49651 | 0190-COF-PRO-A45-PWPMP01 | PM03 | 302 | 3W Vibration Check And Analysis - G1 | P-ERA 45 Pre-Wet Stuffing Pump | C | 0190E001 | 2019-01-11 | 2012-08-06 | PHSANTANJO
0190-031-088 | 49651 | 0190-COF-PRO-A45-ROWTNK | PM03 | 302 | 3W Vibration Check And Analysis - G1 | P-ERA 45 RO-Water Booster Tank | C | 0190E001 | 2019-01-11 | 2012-08-06 | PHSANTANJO
0190-031-088 | 49651 | 0190-COF-PRO-A45-SKDASMBLY01-OILPMP01 | PM03 | 302 | 3W Vibration Check And Analysis - G1 | P-ERA 45 Oil Pump | B | 0190E001 | 2019-01-11 | 2012-08-06 | PHSANTANJO
0190-031-088 | 49651 | 0190-COF-PRO-A45-SKDASMBLY02-DSPMP01 | PM03 | 302 | 3W Vibration Check And Analysis - G1 | P-ERA 45 Distillate Withdrawal Pump | B | 0190E001 | 2019-01-11 | 2012-08-06 | PHSANTANJO
0190-031-088 | 49651 | 0190-COF-PRO-A45-STRCOLMN | PM03 | 302 | 3W Vibration Check And Analysis - G1 | P-ERA 45 Stripping Column | C | 0190E001 | 2019-01-11 | 2012-08-06 | PHSANTANJO
0190-031-088 | 49651 | 0190-COF-PRO-A45-STRCOLMN-SCSCRW01 | PM03 | 302 | 3W Vibration Check And Analysis - G1 | P-ERA 45 Discharge Screw Conveyor | C | 0190E001 | 2019-01-11 | 2012-08-06 | PHSANTANJO
0190-031-088 | 49651 | 0190-COF-PRO-A45-XHSTFN-SUCFAN01 | PM03 | 302 | 3W Vibration Check And Analysis - G1 | P-ERA 45 Suction Fan | B | 0190E001 | 2019-01-11 | 2012-08-06 | PHSANTANJO
0190-031-088 | 49651 | 0190-COF-PRO-A54-CFRHPR01 | PM03 | 302 | 3W Vibration Check And Analysis - G1 | P-ERA 54 Constant Feed Rate Hopper | C | 0190E001 | 2019-01-11 | 2012-08-06 | PHSANTANJO
0190-031-088 | 49651 | 0190-COF-PRO-A54-CFRHPR01-CFSCRW01 | PM03 | 302 | 3W Vibration Check And Analysis - G1 | P-ERA 54 Constant Feed Rate Screwfeeder | B | 0190E001 | 2019-01-11 | 2012-08-06 | PHSANTANJO
0190-031-088 | 49651 | 0190-COF-PRO-A54-GRNDRSYSTM01-FEEDR01 | PM03 | 302 | 3W Vibration Check And Analysis - G1 | P-ERA 54 Feeder Motor 01 | A | 0190E001 | 2019-01-11 | 2012-08-06 | PHSANTANJO
0190-031-088 | 49651 | 0190-COF-PRO-A54-GRNDRSYSTM02-FEEDR02 | PM03 | 302 | 3W Vibration Check And Analysis - G1 | P-ERA 54 Feeder Motor 02 | A | 0190E001 | 2019-01-11 | 2012-08-06 | PHSANTANJO
0190-031-088 | 49651 | 0190-COF-PRO-A54-GRNDRSYSTM03-FEEDR03 | PM03 | 302 | 3W Vibration Check And Analysis - G1 | P-ERA 54 Feeder Motor 03 | A | 0190E001 | 2019-01-11 | 2012-08-06 | PHSANTANJO
0190-031-088 | 49651 | 0190-COF-PRO-A54-PWPMP01 | PM03 | 302 | 3W Vibration Check And Analysis - G1 | P-ERA 54 Pre-Wet Stuffing Pump | C | 0190E001 | 2019-01-11 | 2012-08-06 | PHSANTANJO
0190-031-088 | 49651 | 0190-COF-PRO-A54-ROWTNK | PM03 | 302 | 3W Vibration Check And Analysis - G1 | P-ERA 54 RO-Water Booster Tank | B | 0190E001 | 2019-01-11 | 2012-08-06 | PHSANTANJO
0190-031-088 | 49651 | 0190-COF-PRO-A54-SKDASMBLY01-OILPMP01 | PM03 | 302 | 3W Vibration Check And Analysis - G1 | P-ERA 54 Oil Pump | B | 0190E001 | 2019-01-11 | 2012-08-06 | PHSANTANJO
0190-031-088 | 49651 | 0190-COF-PRO-A54-SKDASMBLY02-CIPPMP01 | PM03 | 302 | 3W Vibration Check And Analysis - G1 | P-ERA 54 CIP Pump | B | 0190E001 | 2019-01-11 | 2012-08-06 | PHSANTANJO
0190-031-088 | 49651 | 0190-COF-PRO-A54-SKDASMBLY02-DSPMP01 | PM03 | 302 | 3W Vibration Check And Analysis - G1 | P-ERA 54 Distillate Withdrawal Pump | B | 0190E001 | 2019-01-11 | 2012-08-06 | PHSANTANJO
0190-031-088 | 49651 | 0190-COF-PRO-A54-STRCOLMN | PM03 | 302 | 3W Vibration Check And Analysis - G1 | P-ERA 54 Stripping Column | B | 0190E001 | 2019-01-11 | 2012-08-06 | PHSANTANJO
0190-031-088 | 49651 | 0190-COF-PRO-A54-STRCOLMN-SCSCRW01 | PM03 | 302 | 3W Vibration Check And Analysis - G1 | P-ERA 54 Discharge Screw Conveyor | C | 0190E001 | 2019-01-11 | 2012-08-06 | PHSANTANJO
0190-031-088 | 49651 | 0190-COF-PRO-E45-CIPRTRNSYS-CIPPMP01 | PM03 | 302 | 3W Vibration Check And Analysis - G1 | E45 CIP Return Pump | C | 0190E001 | 2019-01-11 | 2012-08-06 | PHSANTANJO
0190-031-088 | 49651 | 0190-COF-PRO-E45-CONPMP01 | PM03 | 302 | 3W Vibration Check And Analysis - G1 | Water Heater Condensate Pump 1 | B | 0190E001 | 2019-01-11 | 2012-08-06 | PHSANTANJO
0190-031-088 | 49651 | 0190-COF-PRO-E45-CONSYSTM-CONPMP | PM03 | 302 | 3W Vibration Check And Analysis - G1 | IPTA Condensate Pump | B | 0190E001 | 2019-01-11 | 2012-08-06 | PHSANTANJO
0190-031-088 | 49651 | 0190-COF-PRO-E45-HYDSYSTM-HYDPMP01 | PM03 | 302 | 3W Vibration Check And Analysis - G1 | Hydraulic Pump No 1 E45 | B | 0190E001 | 2019-01-11 | 2012-08-06 | PHSANTANJO
0190-031-088 | 49651 | 0190-COF-PRO-E45-HYDSYSTM-HYDPMP02 | PM03 | 302 | 3W Vibration Check And Analysis - G1 | Hydraulic Pump No 2 E45 | B | 0190E001 | 2019-01-11 | 2012-08-06 | PHSANTANJO
0190-031-088 | 49651 | 0190-COF-PRO-E45-RWDSYSTEM-RWDPMP01 | PM03 | 302 | 3W Vibration Check And Analysis - G1 | Wet Rework Outlet Dosing Pump No 1 | B | 0190E001 | 2019-01-11 | 2012-08-06 | PHSANTANJO
0190-031-088 | 49651 | 0190-COF-PRO-E45-UTESYSTM-EXTPMP01 | PM03 | 302 | 3W Vibration Check And Analysis - G1 | Thin Extract Transfer Pump No 1_M19 | B | 0190E001 | 2019-01-11 | 2012-08-06 | PHSANTANJO
0190-031-088 | 49651 | 0190-COF-PRO-E45-UTESYSTM-EXTPMP02 | PM03 | 302 | 3W Vibration Check And Analysis - G1 | Thin Extract Transfer Pump No 2_M19 | B | 0190E001 | 2019-01-11 | 2012-08-06 | PHSANTANJO
0190-031-088 | 49651 | 0190-COF-PRO-E45-WGHSYSTM-FAN02 | PM03 | 302 | 3W Vibration Check And Analysis - G1 | Weigh Tank Exhaust Fan | B | 0190E001 | 2019-01-11 | 2012-08-06 | PHSANTANJO
0190-031-088 | 49651 | 0190-COF-PRO-E45-WGHSYSTM-WGHTNK01 | PM03 | 302 | 3W Vibration Check And Analysis - G1 | Weigh Tank No 1 | B | 0190E001 | 2019-01-11 | 2012-08-06 | PHSANTANJO
0190-031-088 | 49651 | 0190-COF-PRO-E45-WGHSYSTM-WGHTNK02 | PM03 | 302 | 3W Vibration Check And Analysis - G1 | Weigh Tank No 2 | B | 0190E001 | 2019-01-11 | 2012-08-06 | PHSANTANJO
0190-031-088 | 49651 | 0190-COF-PRO-E54-BSTPMP01 | PM03 | 302 | 3W Vibration Check And Analysis - G1 | Clar Treated Water Supply Booster Pump | B | 0190E001 | 2019-01-11 | 2012-08-06 | PHSANTANJO
0190-031-088 | 49651 | 0190-COF-PRO-E54-FAN01 | PM03 | 302 | 3W Vibration Check And Analysis - G1 | Weigh Tanks Exhaust Fan | B | 0190E001 | 2019-01-11 | 2012-08-06 | PHSANTANJO
0190-031-088 | 49651 | 0190-COF-PRO-E54-HYDPMP01 | PM03 | 302 | 3W Vibration Check And Analysis - G1 | Compair Hydraulic Pump No 1 Ext 54 | B | 0190E001 | 2019-01-11 | 2012-08-06 | PHSANTANJO
0190-031-088 | 49651 | 0190-COF-PRO-E54-HYDPMP02 | PM03 | 302 | 3W Vibration Check And Analysis - G1 | Compair Hydraulic Pump No 2 Ext 54 | B | 0190E001 | 2019-01-11 | 2012-08-06 | PHSANTANJO
0190-031-088 | 49651 | 0190-COF-PRO-E54-IPTASYS-CONPMP02 | PM03 | 302 | 3W Vibration Check And Analysis - G1 | IPTA Condensate Pump | B | 0190E001 | 2019-01-11 | 2012-08-06 | PHSANTANJO
0190-031-088 | 49651 | 0190-COF-PRO-E54-WGHTNK01 | PM03 | 302 | 3W Vibration Check And Analysis - G1 | Weigh Tank No 1 | B | 0190E001 | 2019-01-11 | 2012-08-06 | PHSANTANJO
0190-031-088 | 49651 | 0190-COF-PRO-E54-WGHTNK02 | PM03 | 302 | 3W Vibration Check And Analysis - G1 | Weigh Tank No 2 | B | 0190E001 | 2019-01-11 | 2012-08-06 | PHSANTANJO
0190-031-088 | 49651 | 0190-COF-PRO-E54-WTRHTRCNSYS-CONPMP01 | PM03 | 302 | 3W Vibration Check And Analysis - G1 | Water Heater Condensate Pump | B | 0190E001 | 2019-01-11 | 2012-08-06 | PHSANTANJO
0190-031-088 | 49651 | 0190-COF-PRO-EGA-AFTCOL01 | PM03 | 302 | 3W Vibration Check And Analysis - G1 | Egron After Cooler / After Dryer Bed | A | 0190E001 | 2019-01-11 | 2011-05-28 | PHSANTANJO
0190-031-088 | 49651 | 0190-COF-PRO-EGA-FLDLFTSYS-FLSTRV11 | PM03 | 302 | 3W Vibration Check And Analysis - G1 | Fluid Lift NUCON Star Valve 01 | A | 0190E001 | 2019-01-11 | 2010-04-22 | PHSANTANJO
0190-031-088 | 49651 | 0190-COF-PRO-EGA-FLDLFTSYS-FLSTRV12 | PM03 | 302 | 3W Vibration Check And Analysis - G1 | Fluid Lift NUCON Star Valve 02 | A | 0190E001 | 2019-01-11 | 2010-04-22 | PHSANTANJO
0190-031-088 | 49651 | 0190-COF-PRO-EGA-FLDLFTSYS-M27 | PM03 | 302 | 3W Vibration Check And Analysis - G1 | Fluidlift Cooling Pump | A | 0190E001 | 2019-01-11 | 2010-04-22 | PHSANTANJO
0190-031-088 | 49651 | 0190-COF-PRO-EGA-INJCTNFD-FEDPMP01 | PM03 | 302 | 3W Vibration Check And Analysis - G1 | Egron Injection Feed Pump No 1 | A | 0190E001 | 2019-01-11 | 2010-04-22 | PHSANTANJO
0190-031-088 | 49651 | 0190-COF-PRO-EGA-INJCTNFD-FEDPMP02 | PM03 | 302 | 3W Vibration Check And Analysis - G1 | Egron Injection Feed Pump No 2 | A | 0190E001 | 2019-01-11 | 2010-04-22 | PHSANTANJO
0190-031-088 | 49651 | 0190-COF-PRO-EGA-OVRDRVESYS-M75 | PM03 | 302 | 3W Vibration Check And Analysis - G1 | Overs Blower | A | 0190E001 | 2019-01-11 | 2010-04-22 | PHSANTANJO
0190-031-088 | 49651 | 0190-COF-PRO-EGA-SIFTER01 | PM03 | 302 | 3W Vibration Check And Analysis - G1 | Egron Vibra Sifter | A | 0190E001 | 2019-01-11 | 2011-05-28 | PHSANTANJO
0190-031-088 | 49651 | 0190-COF-PRO-EGA-STFPMP01 | PM03 | 302 | 3W Vibration Check And Analysis - G1 | Egron A Stuffing Pump 01 | A | 0190E001 | 2019-01-11 | 2010-04-22 | PHSANTANJO
0190-031-088 | 49651 | 0190-COF-PRO-EGA-WTBTHSYSTM-M25 | PM03 | 302 | 3W Vibration Check And Analysis - G1 | Water Bath Condensate Pump | B | 0190E001 | 2019-01-11 | 2010-11-03 | PHSANTANJO
0190-031-088 | 49651 | 0190-COF-PRO-FFE-THNLQTANK-PMP1M10 | PM03 | 302 | 3W Vibration Check And Analysis - G1 | Pump to Clarifiers 01 M10 | A | 0190E001 | 2019-01-11 | 2012-08-06 | PHSANTANJO
0190-031-088 | 49651 | 0190-COF-PRO-FFE-THNLQTANK-PMP2M10 | PM03 | 302 | 3W Vibration Check And Analysis - G1 | Pump to Clarifiers 02 M10 | A | 0190E001 | 2019-01-11 | 2012-08-06 | PHSANTANJO
0190-031-088 | 49651 | 0190-COF-PRO-FFE-UTC-EXTPMP01 | PM03 | 302 | 3W Vibration Check And Analysis - G1 | XtractTransfer Pump01 to 35cu.m.Tank_M13 | B | 0190E001 | 2019-01-11 | 2012-08-06 | PHSANTANJO
0190-031-088 | 49651 | 0190-COF-PRO-FFE-UTC-EXTPMP02 | PM03 | 302 | 3W Vibration Check And Analysis - G1 | XtractTransfer Pump02 to 35cu.m.Tank_M13 | B | 0190E001 | 2019-01-11 | 2012-08-06 | PHSANTANJO
0190-031-088 | 49651 | 0190-COF-PRO-WFE-STMCON-M07 | PM03 | 302 | 3W Vibration Check And Analysis - G1 | WFE Steam Condensate Pump | B | 0190E001 | 2019-01-11 | 2012-08-06 | PHSANTANJO
0190-031-088 | 49651 | 0190-COF-PRO-WFE-XTRCTNLT-INTPMP01 | PM03 | 302 | 3W Vibration Check And Analysis - G1 | WFE Inlet Pump 01 | B | 0190E001 | 2019-01-11 | 2012-08-06 | PHSANTANJO
0190-031-088 | 49651 | 0190-COF-PRO-WFE-XTRCTOUTLT-OUTPMP01 | PM03 | 302 | 3W Vibration Check And Analysis - G1 | WFE Outlet Pump 1 | A | 0190E001 | 2019-01-11 | 2012-08-06 | PHSANTANJO
0190-031-088 | 49651 | 0190-COF-PRO-WFE-XTRCTOUTLT-OUTPMP02 | PM03 | 302 | 3W Vibration Check And Analysis - G1 | WFE Outlet Pump 2 | A | 0190E001 | 2019-01-11 | 2012-08-06 | PHSANTANJO
0190-031-087 | 49650 | 0190-COF-PRO-A45-SKDASMBLY02-LICOMP01 | PM03 | 302 | 2W Vibration Check And Analysis - G2 | P-ERA 45 Liquid Ring Compressor | A | 0190E001 | 2019-01-11 | 2010-04-22 | PHSANTANJO
0190-031-087 | 49650 | 0190-COF-PRO-A54-SKDASMBLY02-LICOMP01 | PM03 | 302 | 2W Vibration Check And Analysis - G2 | P-ERA 54 Liquid Ring Compressor | A | 0190E001 | 2019-01-11 | 2010-04-22 | PHSANTANJO
0190-031-087 | 49650 | 0190-COF-PRO-E45-HPWSHR01 | PM03 | 302 | 2W Vibration Check And Analysis - G2 | E45 High Pressure Washer01 | A | 0190E001 | 2019-01-11 | 2012-08-06 | PHSANTANJO
0190-031-087 | 49650 | 0190-COF-PRO-E54-HPWSHR01 | PM03 | 302 | 2W Vibration Check And Analysis - G2 | E54 High Pressure Washer01 | A | 0190E001 | 2019-01-11 | 2010-04-22 | PHSANTANJO
0190-031-087 | 49650 | 0190-COF-PRO-FFE-CLARIF01 | PM03 | 302 | 2W Vibration Check And Analysis - G2 | FFE Centrifuge Clarifier No 1 | B | 0190E001 | 2019-01-11 | 2010-04-22 | PHSANTANJO
0190-031-087 | 49650 | 0190-COF-PRO-FFE-CLARIF02 | PM03 | 302 | 2W Vibration Check And Analysis - G2 | FFE Centrifuge Clarifier No 2 | B | 0190E001 | 2019-01-11 | 2010-04-22 | PHSANTANJO
0190-031-087 | 49650 | 0190-COF-PRO-FFE-CLARIF04 | PM03 | 302 | 2W Vibration Check And Analysis - G2 | FFE Centrifuge Clarifier No 4 | B | 0190E001 | 2019-01-11 | 2010-04-22 | PHSANTANJO
0190-031-087 | 49650 | 0190-COF-PRO-FFE-CLARIF05 | PM03 | 302 | 2W Vibration Check And Analysis - G2 | FFE Centrifuge Clarifier No 5 | B | 0190E001 | 2019-01-11 | 2010-04-22 | PHSANTANJO
0190-031-087 | 49650 | 0190-COF-PRO-FFE-CLARIF06 | PM03 | 302 | 2W Vibration Check And Analysis - G2 | FFE Centrifuge Clarifier No 6 | B | 0190E001 | 2019-01-11 | 2010-04-22 | PHSANTANJO
0190-031-086 | 49650 | 0190-COF-PRO-E45-HPPSYSTM-HPP01 | PM03 | 302 | 2W Vibration Check And Analysis - G1 | Extraction 45 High Pressure Pump No 1 | A | 0190E001 | 2019-01-11 | 2012-08-06 | PHSANTANJO
0190-031-086 | 49650 | 0190-COF-PRO-E45-HPPSYSTM-HPP02 | PM03 | 302 | 2W Vibration Check And Analysis - G1 | Extraction 45 High Pressure Pump No 2 | A | 0190E001 | 2019-01-11 | 2012-08-06 | PHSANTANJO
0190-031-086 | 49650 | 0190-COF-PRO-E45-ICEQP01 | PM03 | 302 | 2W Vibration Check And Analysis - G1 | ICEQ Pump 45 | A | 0190E001 | 2019-01-11 | 2012-08-06 | PHSANTANJO
0190-031-086 | 49650 | 0190-COF-PRO-E45-IPTPMPSYSTM-IPTPMP01 | PM03 | 302 | 2W Vibration Check And Analysis - G1 | IPTA Pump No 1 | B | 0190E001 | 2019-01-11 | 2012-08-06 | PHSANTANJO
0190-031-086 | 49650 | 0190-COF-PRO-E45-IPTPMPSYSTM-IPTPMP02 | PM03 | 302 | 2W Vibration Check And Analysis - G1 | IPTA Pump No 2 | A | 0190E001 | 2019-01-11 | 2012-08-06 | PHSANTANJO
0190-031-086 | 49650 | 0190-COF-PRO-E54-BSTPMP02 | PM03 | 302 | 2W Vibration Check And Analysis - G1 | Treated Water Booster Pump | B | 0190E001 | 2019-01-11 | 2012-08-06 | PHSANTANJO
0190-031-086 | 49650 | 0190-COF-PRO-E54-HPP01 | PM03 | 302 | 2W Vibration Check And Analysis - G1 | Extraction 54 High Pressure Pump No 1 | B | 0190E001 | 2019-01-11 | 2012-08-06 | PHSANTANJO
0190-031-086 | 49650 | 0190-COF-PRO-E54-HPP02 | PM03 | 302 | 2W Vibration Check And Analysis - G1 | Extraction 54 High Pressure Pump No 2 | A | 0190E001 | 2019-01-11 | 2012-08-06 | PHSANTANJO
0190-031-086 | 49650 | 0190-COF-PRO-E54-ICEQP01 | PM03 | 302 | 2W Vibration Check And Analysis - G1 | ICEQ Pump 54 | A | 0190E001 | 2019-01-11 | 2012-08-06 | PHSANTANJO
0190-031-086 | 49650 | 0190-COF-PRO-E54-IPTPMP01 | PM03 | 302 | 2W Vibration Check And Analysis - G1 | IPTA Pump No 1 Extraction 54 | B | 0190E001 | 2019-01-11 | 2012-08-06 | PHSANTANJO
0190-031-086 | 49650 | 0190-COF-PRO-E54-IPTPMP02 | PM03 | 302 | 2W Vibration Check And Analysis - G1 | IPTA Pump No 2 Extraction 54 | B | 0190E001 | 2019-01-11 | 2012-08-06 | PHSANTANJO
0190-031-086 | 49650 | 0190-COF-PRO-E54-SIRPMP01 | PM03 | 302 | 2W Vibration Check And Analysis - G1 | SIR Pump 01 | B | 0190E001 | 2019-01-11 | 2012-08-06 | PHSANTANJO
0190-031-086 | 49650 | 0190-COF-PRO-RST-ROASTR01 | PM03 | 302 | 2W Vibration Check And Analysis - G1 | Roaster No 1 | A | 0190E001 | 2019-01-11 | 2010-04-20 | PHSANTANJO
0190-031-086 | 49650 | 0190-COF-PRO-RST-ROASTR01-FAN10 | PM03 | 302 | 2W Vibration Check And Analysis - G1 | R1 Exhaust Fan | B | 0190E001 | 2019-01-11 | 2010-04-20 | PHSANTANJO
0190-031-086 | 49650 | 0190-COF-PRO-RST-ROASTR02 | PM03 | 302 | 2W Vibration Check And Analysis - G1 | Roaster No 2 | A | 0190E001 | 2019-01-11 | 2010-04-20 | PHSANTANJO
0190-031-086 | 49650 | 0190-COF-PRO-RST-ROASTR02-FAN11 | PM03 | 302 | 2W Vibration Check And Analysis - G1 | R2 Exhaust Fan | B | 0190E001 | 2019-01-11 | 2010-04-20 | PHSANTANJO
0190-031-086 | 49650 | 0190-COF-PRO-RST-ROASTR02-FAN1306 | PM03 | 302 | 2W Vibration Check And Analysis - G1 | R2 Cooler Exhaust Fan | C | 0190E001 | 2019-01-11 | 2011-05-28 | PHSANTANJO
0190-031-086 | 49650 | 0190-COF-PRO-RST-ROASTR03 | PM03 | 302 | 2W Vibration Check And Analysis - G1 | Roaster No 3 | A | 0190E001 | 2019-01-11 | 2010-04-20 | PHSANTANJO
0190-031-086 | 49650 | 0190-COF-PRO-RST-ROASTR03-FAN12 | PM03 | 302 | 2W Vibration Check And Analysis - G1 | R3 Exhaust Fan | B | 0190E001 | 2019-01-11 | 2010-04-20 | PHSANTANJO
0190-031-086 | 49650 | 0190-COF-PRO-RST-ROASTR04 | PM03 | 302 | 2W Vibration Check And Analysis - G1 | Roaster No 4 | A | 0190E001 | 2019-01-11 | 2010-04-20 | PHSANTANJO
0190-031-086 | 49650 | 0190-COF-PRO-RST-ROASTR04-FAN13 | PM03 | 302 | 2W Vibration Check And Analysis - G1 | Roaster No 4 Exhaust Fan | B | 0190E001 | 2019-01-11 | 2010-04-20 | PHSANTANJO
0190-031-086 | 49650 | 0190-COF-PRO-RST-ROASTR04-FAN1510 | PM03 | 302 | 2W Vibration Check And Analysis - G1 | Roaster No 4 Cooler Exhaust Fan | C | 0190E001 | 2019-01-11 | 2011-05-28 | PHSANTANJO
0190-031-086 | 49650 | 0190-COF-PRO-WFE-WFEVAP01 | PM03 | 302 | 2W Vibration Check And Analysis - G1 | Wipe Film Evaporator | A | 0190E001 | 2019-01-11 | 2012-08-06 | PHSANTANJO
0190-031-085 | 49531 | 0190-COF-PRO-EGA-BGHOUSESYS-BHXFAN | PM03 | 302 | 2W Condition Monitoring And Analysis | Baghouse Exhaust Fan | A | 0190E001 | 2019-01-11 | 2010-04-19 | PHSANTANJO
0190-031-085 | 49531 | 0190-COF-PRO-EGA-BLWR06-EDUCTORBLOWER01 | PM03 | 302 | 2W Condition Monitoring And Analysis | EDUCTOR Blower Assembly01 | A | 0190E001 | 2019-01-11 | 2010-04-19 | PHSANTANJO
0190-031-085 | 49531 | 0190-COF-PRO-EGA-BLWR06-EDUCTORBLOWER02 | PM03 | 302 | 2W Condition Monitoring And Analysis | EDUCTOR Blower Assembly02 | A | 0190E001 | 2019-01-11 | 2010-04-19 | PHSANTANJO
0190-031-085 | 49531 | 0190-COF-PRO-EGA-CTISYSTM-M65 | PM03 | 302 | 2W Condition Monitoring And Analysis | CTI Exhaust Fan | B | 0190E001 | 2019-01-11 | 2010-04-19 | PHSANTANJO
0190-031-085 | 49531 | 0190-COF-PRO-EGA-FLDLFTSYS-M46 | PM03 | 302 | 2W Condition Monitoring And Analysis | Blower Fluidlift No 1 | A | 0190E001 | 2019-01-11 | 2010-04-19 | PHSANTANJO
0190-031-085 | 49531 | 0190-COF-PRO-EGA-FLDLFTSYS-M47 | PM03 | 302 | 2W Condition Monitoring And Analysis | Blower Fluidlift No 2 | A | 0190E001 | 2019-01-11 | 2010-04-19 | PHSANTANJO
0190-031-085 | 49531 | 0190-COF-PRO-EGA-M61 | PM03 | 302 | 2W Condition Monitoring And Analysis | Egron Exhaust Air Fan No 1 | A | 0190E001 | 2019-01-11 | 2010-04-19 | PHSANTANJO
0190-031-085 | 49531 | 0190-COF-PRO-EGA-M62 | PM03 | 302 | 2W Condition Monitoring And Analysis | Egron Exhaust Air Fan No 2 | A | 0190E001 | 2019-01-11 | 2010-04-19 | PHSANTANJO
0190-031-085 | 49531 | 0190-COF-PRO-EGA-OVRDRVESYS-M74 | PM03 | 302 | 2W Condition Monitoring And Analysis | Overs Grinders | A | 0190E001 | 2019-01-11 | 2010-04-19 | PHSANTANJO
0190-031-085 | 49531 | 0190-COF-PRO-EGA-SECFAN02 | PM03 | 302 | 2W Condition Monitoring And Analysis | Egron Secondary Air Fan | A | 0190E001 | 2019-01-11 | 2010-04-19 | PHSANTANJO
0190-031-085 | 49531 | 0190-COF-PRO-EGA-WTSCRBR-M63 | PM03 | 302 | 2W Condition Monitoring And Analysis | Wet Scrubber Recirculation Pump | A | 0190E001 | 2019-01-11 | 2011-05-28 | PHSANTANJO
0190-031-084 | 48870 | 0190-COF-PRO-E54-EXTCEL01 | PM03 | 305 | 4W N54Cell Press. & Temp. Instmnt Srvcng | Extraction Cell 54 No 1 | A | 0190E001 | 2018-11-06 | 2010-04-13 | PHSANTANJO
0190-031-084 | 48870 | 0190-COF-PRO-E54-EXTCEL02 | PM03 | 305 | 4W N54Cell Press. & Temp. Instmnt Srvcng | Extraction Cell 54 No 2 | A | 0190E001 | 2018-11-06 | 2010-04-13 | PHSANTANJO
0190-031-084 | 48870 | 0190-COF-PRO-E54-EXTCEL03 | PM03 | 305 | 4W N54Cell Press. & Temp. Instmnt Srvcng | Extraction Cell 54 No 3 | A | 0190E001 | 2018-11-06 | 2010-04-13 | PHSANTANJO
0190-031-084 | 48870 | 0190-COF-PRO-E54-EXTCEL04 | PM03 | 305 | 4W N54Cell Press. & Temp. Instmnt Srvcng | Extraction Cell 54 No 4 | A | 0190E001 | 2018-11-06 | 2010-04-13 | PHSANTANJO
0190-031-084 | 48870 | 0190-COF-PRO-E54-EXTCEL05 | PM03 | 305 | 4W N54Cell Press. & Temp. Instmnt Srvcng | Extraction Cell 54 No 5 | A | 0190E001 | 2018-11-06 | 2010-04-13 | PHSANTANJO
0190-031-084 | 48870 | 0190-COF-PRO-E54-EXTCEL06 | PM03 | 305 | 4W N54Cell Press. & Temp. Instmnt Srvcng | Extraction Cell 54 No 6 | A | 0190E001 | 2018-11-06 | 2010-04-13 | PHSANTANJO
0190-031-084 | 48870 | 0190-COF-PRO-E54-EXTCEL07 | PM03 | 305 | 4W N54Cell Press. & Temp. Instmnt Srvcng | Extraction Cell 54 No 7 | A | 0190E001 | 2018-11-06 | 2010-04-13 | PHSANTANJO
0190-031-084 | 48870 | 0190-COF-PRO-E54-EXTCEL08 | PM03 | 305 | 4W N54Cell Press. & Temp. Instmnt Srvcng | Extraction Cell 54 No 8 | A | 0190E001 | 2018-11-06 | 2010-04-13 | PHSANTANJO
0190-031-083 | 48870 | 0190-COF-PRO-E45-EXTCEL01 | PM03 | 305 | 4W N45Cell Press. & Temp. Instmnt Srvcng | Extraction 45 Cell No 1 | A | 0190E001 | 2018-11-06 | 2010-04-13 | PHSANTANJO
0190-031-083 | 48870 | 0190-COF-PRO-E45-EXTCEL02 | PM03 | 305 | 4W N45Cell Press. & Temp. Instmnt Srvcng | Extraction 45 Cell No 2 | A | 0190E001 | 2018-11-06 | 2010-04-13 | PHSANTANJO
0190-031-083 | 48870 | 0190-COF-PRO-E45-EXTCEL03 | PM03 | 305 | 4W N45Cell Press. & Temp. Instmnt Srvcng | Extraction 45 Cell No 3 | A | 0190E001 | 2018-11-06 | 2010-04-13 | PHSANTANJO
0190-031-083 | 48870 | 0190-COF-PRO-E45-EXTCEL04 | PM03 | 305 | 4W N45Cell Press. & Temp. Instmnt Srvcng | Extraction 45 Cell No 4 | A | 0190E001 | 2018-11-06 | 2010-04-13 | PHSANTANJO
0190-031-083 | 48870 | 0190-COF-PRO-E45-EXTCEL05 | PM03 | 305 | 4W N45Cell Press. & Temp. Instmnt Srvcng | Extraction 45 Cell No 5 | A | 0190E001 | 2018-11-06 | 2010-04-13 | PHSANTANJO
0190-031-083 | 48870 | 0190-COF-PRO-E45-EXTCEL06 | PM03 | 305 | 4W N45Cell Press. & Temp. Instmnt Srvcng | Extraction 45 Cell No 6 | A | 0190E001 | 2018-11-06 | 2010-04-13 | PHSANTANJO
0190-031-083 | 48870 | 0190-COF-PRO-E45-EXTCEL07 | PM03 | 305 | 4W N45Cell Press. & Temp. Instmnt Srvcng | Extraction 45 Cell No 7 | A | 0190E001 | 2018-11-06 | 2010-04-13 | PHSANTANJO
0190-031-083 | 48870 | 0190-COF-PRO-E45-EXTCEL08 | PM03 | 305 | 4W N45Cell Press. & Temp. Instmnt Srvcng | Extraction 45 Cell No 8 | A | 0190E001 | 2018-11-06 | 2010-04-13 | PHSANTANJO
0190-031-082 | 48869 | 0190-COF-PRO-E54-EXTCEL08-UJNT | PM03 | 305 | 36W E54C8 Replace Universal Joint | E54 C8 Universal Joint | A | 0190E001 | 2021-09-05 | 2010-04-12 | PHDAVODAMA
0190-031-081 | 48869 | 0190-COF-PRO-E54-EXTCEL07-UJNT | PM03 | 305 | 36W E54C7 Replace Universal Joint | E54 C7 Universal Joint | A | 0190E001 | 2021-09-05 | 2010-04-12 | PHDAVODAMA
0190-031-080 | 48869 | 0190-COF-PRO-E54-EXTCEL06-UJNT | PM03 | 305 | 36W E54C6 Replace Universal Joint | E54 C6 Universal Joint | A | 0190E001 | 2021-09-05 | 2010-04-12 | PHDAVODAMA
0190-031-079 | 48869 | 0190-COF-PRO-E54-EXTCEL05-UJNT | PM03 | 305 | 36W E54C5 Replace Universal Joint | E54 C5 Universal Joint | A | 0190E001 | 2021-09-05 | 2010-04-12 | PHDAVODAMA
0190-031-078 | 48869 | 0190-COF-PRO-E54-EXTCEL04-UJNT | PM03 | 305 | 36W E54C4 Replace Universal Joint | E54 C4 Universal Joint | A | 0190E001 | 2021-09-05 | 2010-04-12 | PHDAVODAMA
0190-031-077 | 48869 | 0190-COF-PRO-E54-EXTCEL03-UJNT | PM03 | 305 | 36W E54C3 Replace Universal Joint | E54 C3 Universal Joint | A | 0190E001 | 2021-09-05 | 2010-04-12 | PHDAVODAMA
0190-031-076 | 48869 | 0190-COF-PRO-E54-EXTCEL02-UJNT | PM03 | 305 | 36W E54C2 Replace Universal Joint | E54 C2 Universal Joint | A | 0190E001 | 2021-09-05 | 2010-04-12 | PHDAVODAMA
0190-031-075 | 48869 | 0190-COF-PRO-E54-EXTCEL01-UJNT | PM03 | 305 | 36W E54C1 Replace Universal Joint | E54 C1 Universal Joint | A | 0190E001 | 2021-09-05 | 2010-04-12 | PHDAVODAMA
0190-031-074 | 48869 | 0190-COF-PRO-E45-EXTCEL08 | PM03 | 305 | 36W E45C8 Replace Universal Joint | Extraction 45 Cell No 8 | A | 0190E001 | 2021-08-05 | 2010-04-12 | PHDAVODAMA
0190-031-073 | 48869 | 0190-COF-PRO-E45-EXTCEL07-UJNT | PM03 | 305 | 36W E45C7 Replace Universal Joint | E45 C7 Universal Joint | A | 0190E001 | 2021-09-06 | 2010-04-12 | PHDAVODAMA
0190-031-072 | 48869 | 0190-COF-PRO-E45-EXTCEL06 | PM03 | 305 | 36W E45C6 Replacement of Universal Joint | Extraction 45 Cell No 6 | A | 0190E001 | 2021-08-05 | 2010-04-12 | PHDAVODAMA
0190-031-071 | 48869 | 0190-COF-PRO-E45-EXTCEL05 | PM03 | 305 | 36W E45C5 Replace Universal Joint | Extraction 45 Cell No 5 | A | 0190E001 | 2021-08-05 | 2010-04-12 | PHDAVODAMA
0190-031-070 | 48869 | 0190-COF-PRO-E45-EXTCEL04 | PM03 | 305 | 36W E45C4 Replace Universal Joint | Extraction 45 Cell No 4 | A | 0190E001 | 2021-08-05 | 2010-04-12 | PHDAVODAMA
0190-031-069 | 48869 | 0190-COF-PRO-E45-EXTCEL03 | PM03 | 305 | 36W E45C3 Replace Universal Joint | Extraction 45 Cell No 3 | A | 0190E001 | 2021-08-05 | 2010-04-12 | PHDAVODAMA
0190-031-068 | 48869 | 0190-COF-PRO-E45-EXTCEL02 | PM03 | 305 | 36W E45C2 Replace Universal Joint | Extraction 45 Cell No 2 | A | 0190E001 | 2021-08-05 | 2010-04-12 | PHDAVODAMA
0190-031-067 | 48869 | 0190-COF-PRO-E45-EXTCEL01 | PM03 | 305 | 36W E45C1 Replace Universa Joint | Extraction 45 Cell No 1 | A | 0190E001 | 2021-08-05 | 2010-04-12 | PHDAVODAMA
0190-031-066 | 48868 | 0190-COF-PRO-E54-EXTCEL08 | PM03 | 307 | 16W Cell V4/V6 Inspection E54-C8 | Extraction Cell 54 No 8 | A | 0190E001 | 2021-01-13 | 2010-04-10 | PHDAVODAMA
0190-031-065 | 48868 | 0190-COF-PRO-E54-EXTCEL07 | PM03 | 307 | 16W Cell V4/V6 Inspection E54-C7 | Extraction Cell 54 No 7 | A | 0190E001 | 2020-11-24 | 2010-04-10 | PHDAVODAMA
0190-031-064 | 48868 | 0190-COF-PRO-E54-EXTCEL06 | PM03 | 307 | 16W Cell V4/V6 Inspection E54-C6 | Extraction Cell 54 No 6 | A | 0190E001 | 2020-11-24 | 2010-04-10 | PHDAVODAMA
0190-031-063 | 48868 | 0190-COF-PRO-E54-EXTCEL05 | PM03 | 307 | 16W Cell V4/V6 Inspection E54-C5 | Extraction Cell 54 No 5 | A | 0190E001 | 2020-11-24 | 2010-04-10 | PHDAVODAMA
0190-031-062 | 48868 | 0190-COF-PRO-E54-EXTCEL04 | PM03 | 307 | 16W Cell V4/V6 Inspection E54-C4 | Extraction Cell 54 No 4 | A | 0190E001 | 2021-02-08 | 2010-04-10 | PHDAVODAMA
0190-031-061 | 48868 | 0190-COF-PRO-E54-EXTCEL03 | PM03 | 307 | 16W Cell V4/V6 Inspection E54-C3 | Extraction Cell 54 No 3 | A | 0190E001 | 2021-02-08 | 2010-04-10 | PHDAVODAMA
0190-031-060 | 48868 | 0190-COF-PRO-E54-EXTCEL02 | PM03 | 307 | 16W Cell V4/V6 Inspection E54-C2 | Extraction Cell 54 No 2 | A | 0190E001 | 2020-11-24 | 2010-04-10 | PHDAVODAMA
0190-031-059 | 48868 | 0190-COF-PRO-E54-EXTCEL01 | PM03 | 307 | 16W Cell V4/V6 Inspection E54-C1 | Extraction Cell 54 No 1 | A | 0190E001 | 2020-11-24 | 2010-04-10 | PHDAVODAMA
0190-031-058 | 48868 | 0190-COF-PRO-E45-EXTCEL08 | PM03 | 307 | 16W Cell V4/V6 Inspection E45-C8 | Extraction 45 Cell No 8 | A | 0190E001 | 2020-11-24 | 2010-04-10 | PHDAVODAMA
0190-031-057 | 48868 | 0190-COF-PRO-E45-EXTCEL07 | PM03 | 307 | 16W Cell V4/V6 Inspection E45-C7 | Extraction 45 Cell No 7 | A | 0190E001 | 2020-11-24 | 2010-04-10 | PHDAVODAMA
0190-031-056 | 48868 | 0190-COF-PRO-E45-EXTCEL06 | PM03 | 307 | 16W Cell V4/V6 Inspection E45-C6 | Extraction 45 Cell No 6 | A | 0190E001 | 2020-11-24 | 2010-04-10 | PHDAVODAMA
0190-031-055 | 48868 | 0190-COF-PRO-E45-EXTCEL05 | PM03 | 307 | 16W Cell V4/V6 Inspection E45-C5 | Extraction 45 Cell No 5 | A | 0190E001 | 2020-11-24 | 2010-04-10 | PHDAVODAMA
0190-031-054 | 48868 | 0190-COF-PRO-E45-EXTCEL04 | PM03 | 307 | 16W Cell V4/V6 Inspection E45-C4 | Extraction 45 Cell No 4 | A | 0190E001 | 2020-11-24 | 2010-04-10 | PHDAVODAMA
0190-031-053 | 48868 | 0190-COF-PRO-E45-EXTCEL03 | PM03 | 307 | 16W Cell V4/V6 Inspection E45-C3 | Extraction 45 Cell No 3 | A | 0190E001 | 2020-11-24 | 2010-04-10 | PHDAVODAMA
0190-031-052 | 48868 | 0190-COF-PRO-E45-EXTCEL02 | PM03 | 307 | 16W Cell V4/V6 Inspection E45-C2 | Extraction 45 Cell No 2 | A | 0190E001 | 2020-11-24 | 2010-04-10 | PHDAVODAMA
0190-031-051 | 48868 | 0190-COF-PRO-E45-EXTCEL01 | PM03 | 307 | 16W Cell V4/V6 Inspection E45-C1 | Extraction 45 Cell No 1 | A | 0190E001 | 2020-11-24 | 2010-04-10 | PHDAVODAMA
0190-031-050 | 48867 | 0190-COF-PRO-E54-EXTCEL08 | PM03 | 305 | 35W Cell Manifold Valves Replcmnt E54-C8 | Extraction Cell 54 No 8 | A | 0190E001 | 2020-10-24 | 2010-04-10 | PHDAVODAMA
0190-031-049 | 48867 | 0190-COF-PRO-E54-EXTCEL07 | PM03 | 305 | 35W Cell Manifold Valves Replcmnt E54-C7 | Extraction Cell 54 No 7 | A | 0190E001 | 2020-11-14 | 2010-04-10 | PHDAVODAMA
0190-031-048 | 48867 | 0190-COF-PRO-E54-EXTCEL06 | PM03 | 305 | 35W Cell Manifold Valves Replcmnt E54-C6 | Extraction Cell 54 No 6 | A | 0190E001 | 2021-03-19 | 2010-04-10 | PHILAGANAN
0190-031-047 | 48867 | 0190-COF-PRO-E54-EXTCEL05 | PM03 | 305 | 35W Cell Manifold Valves Replcmnt E54-C5 | Extraction Cell 54 No 5 | A | 0190E001 | 2021-01-06 | 2010-04-10 | PHDAVODAMA
0190-031-046 | 48867 | 0190-COF-PRO-E54-EXTCEL04 | PM03 | 305 | 35W Cell Manifold Valves Replcmnt E54-C4 | Extraction Cell 54 No 4 | A | 0190E001 | 2021-02-12 | 2010-04-10 | PHDAVODAMA
0190-031-045 | 48867 | 0190-COF-PRO-E54-EXTCEL03 | PM03 | 305 | 35W Cell Manifold Valves Replcmnt E54-C3 | Extraction Cell 54 No 3 | A | 0190E001 | 2021-03-03 | 2010-04-10 | PHDAVODAMA
0190-031-044 | 48867 | 0190-COF-PRO-E54-EXTCEL02 | PM03 | 305 | 35W Cell Manifold Valves Replcmnt E54-C2 | Extraction Cell 54 No 2 | A | 0190E001 | 2020-08-21 | 2010-04-10 | PHDAVODAMA
0190-031-043 | 48867 | 0190-COF-PRO-E54-EXTCEL01 | PM03 | 305 | 35W Cell Manifold Valves Replcmnt E54-C1 | Extraction Cell 54 No 1 | A | 0190E001 | 2020-09-25 | 2010-04-10 | PHDAVODAMA
0190-031-042 | 48867 | 0190-COF-PRO-E45-EXTCEL08 | PM03 | 305 | 35W Cell Manifold Valves Replcmnt E45-C8 | Extraction 45 Cell No 8 | A | 0190E001 | 2021-01-06 | 2010-04-10 | PHDAVODAMA
0190-031-041 | 48867 | 0190-COF-PRO-E45-EXTCEL07 | PM03 | 305 | 35W Cell Manifold Valves Replcmnt E45-C7 | Extraction 45 Cell No 7 | A | 0190E001 | 2020-12-01 | 2010-04-10 | PHDAVODAMA
0190-031-040 | 48867 | 0190-COF-PRO-E45-EXTCEL06 | PM03 | 305 | 35W Cell Manifold Valves Replcmnt E45-C6 | Extraction 45 Cell No 6 | A | 0190E001 | 2020-11-14 | 2010-04-10 | PHDAVODAMA
0190-031-039 | 48867 | 0190-COF-PRO-E45-EXTCEL05 | PM03 | 305 | 35W Cell Manifold Valves Replcmnt E45-C5 | Extraction 45 Cell No 5 | A | 0190E001 | 2020-10-24 | 2010-04-10 | PHDAVODAMA
0190-031-038 | 48867 | 0190-COF-PRO-E45-EXTCEL04 | PM03 | 305 | 35W Cell Manifold Valves Replcmnt E45-C4 | Extraction 45 Cell No 4 | A | 0190E001 | 2020-09-25 | 2010-04-10 | PHDAVODAMA
0190-031-037 | 48867 | 0190-COF-PRO-E45-EXTCEL03 | PM03 | 305 | 35W Cell Manifold Valves Replcmnt E45-C3 | Extraction 45 Cell No 3 | A | 0190E001 | 2020-08-21 | 2010-04-10 | PHDAVODAMA
0190-031-036 | 48867 | 0190-COF-PRO-E45-EXTCEL02 | PM03 | 305 | 35W Cell Manifold Valves Replcmnt E45-C2 | Extraction 45 Cell No 2 | A | 0190E001 | 2021-03-03 | 2010-04-10 | PHDAVODAMA
0190-031-035 | 48867 | 0190-COF-PRO-E45-EXTCEL01 | PM03 | 305 | 35W Cell Manifold Valves Replcmnt E45-C1 | Extraction 45 Cell No 1 | A | 0190E001 | 2021-02-12 | 2010-04-10 | PHDAVODAMA
0190-031-034 | 48866 | 0190-COF-PRO-E54-EXTCEL08 | PM03 | 305 | 16W Cell Check Valves Servicing E54-C8 | Extraction Cell 54 No 8 | A | 0190E001 | 2021-09-02 | 2010-04-10 | PHDAVODAMA
0190-031-033 | 48866 | 0190-COF-PRO-E54-EXTCEL07 | PM03 | 305 | 16W Cell Check Valves Servicing E54-C7 | Extraction Cell 54 No 7 | A | 0190E001 | 2021-09-02 | 2010-04-10 | PHDAVODAMA
0190-031-032 | 48866 | 0190-COF-PRO-E54-EXTCEL06 | PM03 | 305 | 16W Cell Check Valves Servicing E54-C6 | Extraction Cell 54 No 6 | A | 0190E001 | 2021-09-02 | 2010-04-10 | PHDAVODAMA
0190-031-031 | 48866 | 0190-COF-PRO-E54-EXTCEL05 | PM03 | 305 | 16W Cell Check Valves Servicing E54-C5 | Extraction Cell 54 No 5 | A | 0190E001 | 2021-09-02 | 2010-04-10 | PHDAVODAMA
0190-031-030 | 48866 | 0190-COF-PRO-E54-EXTCEL04 | PM03 | 305 | 16W Cell Check Valves Servicing E54-C4 | Extraction Cell 54 No 4 | A | 0190E001 | 2021-09-02 | 2010-04-10 | PHDAVODAMA
0190-031-029 | 48866 | 0190-COF-PRO-E54-EXTCEL03 | PM03 | 305 | 16W Cell Check Valves Servicing E54-C3 | Extraction Cell 54 No 3 | A | 0190E001 | 2021-09-02 | 2010-04-10 | PHDAVODAMA
0190-031-028 | 48866 | 0190-COF-PRO-E54-EXTCEL02 | PM03 | 305 | 16W Cell Check Valves Servicing E54-C2 | Extraction Cell 54 No 2 | A | 0190E001 | 2021-09-02 | 2010-04-10 | PHDAVODAMA
0190-031-027 | 48866 | 0190-COF-PRO-E54-EXTCEL01 | PM03 | 305 | 16W Cell Check Valves Servicing E54-C1 | Extraction Cell 54 No 1 | A | 0190E001 | 2021-09-02 | 2010-04-10 | PHDAVODAMA
0190-031-026 | 48866 | 0190-COF-PRO-E45-EXTCEL08 | PM03 | 305 | 16W Cell Check Valves Servicing E45-C8 | Extraction 45 Cell No 8 | A | 0190E001 | 2021-09-02 | 2010-04-09 | PHDAVODAMA
0190-031-025 | 48866 | 0190-COF-PRO-E45-EXTCEL07 | PM03 | 305 | 16W Cell Check Valves Servicing E45-C7 | Extraction 45 Cell No 7 | A | 0190E001 | 2021-09-02 | 2010-04-09 | PHDAVODAMA
0190-031-024 | 48866 | 0190-COF-PRO-E45-EXTCEL06 | PM03 | 305 | 16W Cell Check Valves Servicing E45-C6 | Extraction 45 Cell No 6 | A | 0190E001 | 2021-09-02 | 2010-04-09 | PHDAVODAMA
0190-031-023 | 48866 | 0190-COF-PRO-E45-EXTCEL05 | PM03 | 305 | 16W Cell Check Valves Servicing E45-C5 | Extraction 45 Cell No 5 | A | 0190E001 | 2021-09-02 | 2010-04-09 | PHDAVODAMA
0190-031-022 | 48866 | 0190-COF-PRO-E45-EXTCEL04 | PM03 | 305 | 16W Cell Check Valves Servicing E45-C4 | Extraction 45 Cell No 4 | A | 0190E001 | 2021-09-02 | 2010-04-09 | PHDAVODAMA
0190-031-021 | 48866 | 0190-COF-PRO-E45-EXTCEL03 | PM03 | 305 | 16W Cell Check Valves Servicing E45-C3 | Extraction 45 Cell No 3 | A | 0190E001 | 2021-09-02 | 2010-04-09 | PHDAVODAMA
0190-031-020 | 48866 | 0190-COF-PRO-E45-EXTCEL02 | PM03 | 305 | 16W Cell Check Valves Servicing E45-C2 | Extraction 45 Cell No 2 | A | 0190E001 | 2021-09-02 | 2010-04-09 | PHDAVODAMA
0190-031-019 | 48866 | 0190-COF-PRO-E45-EXTCEL01 | PM03 | 305 | 16W Cell Check Valves Servicing E45-C1 | Extraction 45 Cell No 1 | A | 0190E001 | 2021-09-02 | 2010-04-09 | PHDAVODAMA
0190-031-018 | 48865 | 0190-COF-PRO-E54-EXTCEL01 | PM03 | 305 | 4W Top Filter Maint. E54-C1 | Extraction Cell 54 No 1 | A | 0190E001 | 2018-11-06 | 2010-04-09 | PHSANTANJO
0190-031-018 | 48865 | 0190-COF-PRO-E54-EXTCEL02 | PM03 | 305 | 4W Top Filter Maint. E54-C2 | Extraction Cell 54 No 2 | A | 0190E001 | 2018-11-06 | 2010-04-09 | PHSANTANJO
0190-031-018 | 48865 | 0190-COF-PRO-E54-EXTCEL03 | PM03 | 305 | 4W Top Filter Maint. E54-C3 | Extraction Cell 54 No 3 | A | 0190E001 | 2018-11-06 | 2010-04-09 | PHSANTANJO
0190-031-018 | 48865 | 0190-COF-PRO-E54-EXTCEL04 | PM03 | 305 | 4W Top Filter Maint. E54-C4 | Extraction Cell 54 No 4 | A | 0190E001 | 2018-11-06 | 2010-04-09 | PHSANTANJO
0190-031-018 | 48865 | 0190-COF-PRO-E54-EXTCEL05 | PM03 | 305 | 4W Top Filter Maint. E54-C5 | Extraction Cell 54 No 5 | A | 0190E001 | 2018-11-06 | 2010-04-09 | PHSANTANJO
0190-031-018 | 48865 | 0190-COF-PRO-E54-EXTCEL06 | PM03 | 305 | 4W Top Filter Maint. E54-C6 | Extraction Cell 54 No 6 | A | 0190E001 | 2018-11-06 | 2010-04-09 | PHSANTANJO
0190-031-018 | 48865 | 0190-COF-PRO-E54-EXTCEL07 | PM03 | 305 | 4W Top Filter Maint. E54-C7 | Extraction Cell 54 No 7 | A | 0190E001 | 2018-11-06 | 2010-04-09 | PHSANTANJO
0190-031-018 | 48865 | 0190-COF-PRO-E54-EXTCEL08 | PM03 | 305 | 4W Top Filter Maint. E54-C8 | Extraction Cell 54 No 8 | A | 0190E001 | 2018-11-06 | 2010-04-09 | PHSANTANJO
0190-031-017 | 48865 | 0190-COF-PRO-E45-EXTCEL01 | PM03 | 305 | 4W Top Filter Maint. E45-C1 | Extraction 45 Cell No 1 | A | 0190E001 | 2018-11-06 | 2010-04-09 | PHSANTANJO
0190-031-017 | 48865 | 0190-COF-PRO-E45-EXTCEL02 | PM03 | 305 | 4W Top Filter Maint. E45-C2 | Extraction 45 Cell No 2 | A | 0190E001 | 2018-11-06 | 2010-04-09 | PHSANTANJO
0190-031-017 | 48865 | 0190-COF-PRO-E45-EXTCEL03 | PM03 | 305 | 4W Top Filter Maint. E45-C3 | Extraction 45 Cell No 3 | A | 0190E001 | 2018-11-06 | 2010-04-09 | PHSANTANJO
0190-031-017 | 48865 | 0190-COF-PRO-E45-EXTCEL04 | PM03 | 305 | 4W Top Filter Maint. E45-C4 | Extraction 45 Cell No 4 | A | 0190E001 | 2018-11-06 | 2010-04-09 | PHSANTANJO
0190-031-017 | 48865 | 0190-COF-PRO-E45-EXTCEL05 | PM03 | 305 | 4W Top Filter Maint. E45-C5 | Extraction 45 Cell No 5 | A | 0190E001 | 2018-11-06 | 2010-04-09 | PHSANTANJO
0190-031-017 | 48865 | 0190-COF-PRO-E45-EXTCEL06 | PM03 | 305 | 4W Top Filter Maint. E45-C6 | Extraction 45 Cell No 6 | A | 0190E001 | 2018-11-06 | 2010-04-09 | PHSANTANJO
0190-031-017 | 48865 | 0190-COF-PRO-E45-EXTCEL07 | PM03 | 305 | 4W Top Filter Maint. E45-C7 | Extraction 45 Cell No 7 | A | 0190E001 | 2018-11-06 | 2010-04-09 | PHSANTANJO
0190-031-017 | 48865 | 0190-COF-PRO-E45-EXTCEL08 | PM03 | 305 | 4W Top Filter Maint. E45-C8 | Extraction 45 Cell No 8 | A | 0190E001 | 2018-11-06 | 2010-04-09 | PHSANTANJO
0190-031-016 | 4436 | 0190-COF-PRO-E54-EXTCEL08 | PM03 | 305 | 4W Planned Service E54 C8 | Extraction Cell 54 No 8 | A | 0190E001 | 2018-11-06 | 2010-04-09 | PHSANTANJO
0190-031-015 | 4436 | 0190-COF-PRO-E54-EXTCEL07 | PM03 | 305 | 4W Planned Service E54 C7 | Extraction Cell 54 No 7 | A | 0190E001 | 2018-11-06 | 2010-04-09 | PHSANTANJO
0190-031-014 | 4436 | 0190-COF-PRO-E54-EXTCEL06 | PM03 | 305 | 4W Planned Service E54 C6 | Extraction Cell 54 No 6 | A | 0190E001 | 2018-11-06 | 2010-04-09 | PHSANTANJO
0190-031-013 | 4436 | 0190-COF-PRO-E54-EXTCEL05 | PM03 | 305 | 4W Planned Service E54 C5 | Extraction Cell 54 No 5 | A | 0190E001 | 2018-11-06 | 2010-04-09 | PHSANTANJO
0190-031-012 | 4436 | 0190-COF-PRO-E54-EXTCEL04 | PM03 | 305 | 4W Planned Service E54 C4 | Extraction Cell 54 No 4 | A | 0190E001 | 2018-11-06 | 2010-04-09 | PHSANTANJO
0190-031-011 | 4436 | 0190-COF-PRO-E54-EXTCEL03 | PM03 | 305 | 4W Planned Service E54 C3 | Extraction Cell 54 No 3 | A | 0190E001 | 2018-11-06 | 2010-04-09 | PHSANTANJO
0190-031-010 | 4436 | 0190-COF-PRO-E54-EXTCEL02 | PM03 | 305 | 4W Planned Service E54 C2 | Extraction Cell 54 No 2 | A | 0190E001 | 2018-11-06 | 2010-04-09 | PHSANTANJO
0190-031-009 | 4436 | 0190-COF-PRO-E54-EXTCEL01 | PM03 | 305 | 4W Planned Service E54 C1 | Extraction Cell 54 No 1 | A | 0190E001 | 2018-11-06 | 2010-04-09 | PHSANTANJO
0190-031-008 | 4436 | 0190-COF-PRO-E45-EXTCEL08 | PM03 | 305 | 4W Planned Service E45 C8 | Extraction 45 Cell No 8 | A | 0190E001 | 2018-11-06 | 2010-04-09 | PHSANTANJO
0190-031-007 | 4436 | 0190-COF-PRO-E45-EXTCEL07 | PM03 | 305 | 4W Planned Service E45 C7 | Extraction 45 Cell No 7 | A | 0190E001 | 2018-11-06 | 2010-04-09 | PHSANTANJO
0190-031-006 | 4436 | 0190-COF-PRO-E45-EXTCEL06 | PM03 | 305 | 4W Planned Service E45 C6 | Extraction 45 Cell No 6 | A | 0190E001 | 2018-11-06 | 2010-04-09 | PHSANTANJO
0190-031-005 | 4436 | 0190-COF-PRO-E45-EXTCEL05 | PM03 | 305 | 4W Planned Service E45 C5 | Extraction 45 Cell No 5 | A | 0190E001 | 2018-11-06 | 2010-04-09 | PHSANTANJO
0190-031-004 | 4436 | 0190-COF-PRO-E45-EXTCEL04 | PM03 | 305 | 4W Planned Service E45 C4 | Extraction 45 Cell No 4 | A | 0190E001 | 2018-11-06 | 2010-04-09 | PHSANTANJO
0190-031-003 | 4436 | 0190-COF-PRO-E45-EXTCEL03 | PM03 | 305 | 4W Planned Service E45 C3 | Extraction 45 Cell No 3 | A | 0190E001 | 2018-11-06 | 2010-04-09 | PHSANTANJO
0190-031-002 | 4436 | 0190-COF-PRO-E45-EXTCEL02 | PM03 | 305 | 4W Planned Service E45 C2 | Extraction 45 Cell No 2 | A | 0190E001 | 2018-11-06 | 2010-04-09 | PHSANTANJO
0190-031-001 | 4436 | 0190-COF-PRO-E45-EXTCEL01 | PM03 | 305 | 4W Planned Service E45 C1 | Extraction 45 Cell No 1 | A | 0190E001 | 2018-11-06 | 2010-04-09 | PHSANTANJO
0190-030-S28 | 581158 | 0190-COF-GCO-CND-DEDCLO03 | PM03 | 305 | 52W Airjet3 Purging Servicing | GC Dedusting Cyclone 3 Tipping | X | 0190E002 |  | 2021-11-20
0190-030-S27 | 581158 | 0190-COF-GCO-CND-DEDCLO02 | PM03 | 305 | 52W Airjet2 Purging Servicing | GC Dedusting Cyclone 2 Tipping | X | 0190E002 |  | 2021-11-20
0190-030-S26 | 581158 | 0190-COF-GCO-CND-DEDCLO01 | PM03 | 305 | 52W Airjet1 Purging Servicing | GC Dedusting Cyclone 1 Tipping | C | 0190E001 |  | 2021-11-20
0190-030-S25 | 581072 | 0190-COF-PRO-E45-HPWSHR01-PUMPHEAD01 | PM03 | 305 | 24Wk Replacement of High pressure pump | E45 High Pressure Washer01 | B | 0190E001 | 2021-11-16 | 2021-11-16 | PHEMBATEAN
0190-030-S25 | 581072 | 0190-COF-PRO-E54-HPWSHR01-PUMPHEAD01 | PM03 | 305 | 24Wk Replacement of High pressure pump | E54 High Pressure Washer01 | B | 0190E001 | 2021-11-16 | 2021-11-16 | PHEMBATEAN
0190-030-S24 | 581045 | 0190-COF-PRO-E45-HPWSHR01-PUMPDRIVE01 | PM03 | 303 | 8W Change oil of High pressure washer | E45 High Pressure Washer01 | B | 0190E001 | 2021-11-15 | 2021-11-15 | PHEMBATEAN
0190-030-S24 | 581045 | 0190-COF-PRO-E54-HPWSHR01 | PM03 | 303 | 8W Change oil of High pressure washer | E54 High Pressure Washer01 | A | 0190E001 |  | 2021-11-15
0190-030-S23 | 580962 | 0190-COF-PRO-E45-EXTCEL01-PEPNEL01 | PM03 | 307 | 16WK Condition Inspection of Pneu Tubing | E45 P.E. Panel Cell 01 | A | 0190E002 | 2021-11-15 | 2021-11-09 | PHSONUGAHA1
0190-030-S23 | 580962 | 0190-COF-PRO-E45-EXTCEL02-PEPNEL02 | PM03 | 307 | 16WK Condition Inspection of Pneu Tubing | E45 P.E. Panel Cell 02 | A | 0190E002 | 2021-11-15 | 2021-11-09 | PHSONUGAHA1
0190-030-S23 | 580962 | 0190-COF-PRO-E45-EXTCEL03-PEPNEL03 | PM03 | 307 | 16WK Condition Inspection of Pneu Tubing | E45 P.E. Panel Cell 03 | A | 0190E002 | 2021-11-15 | 2021-11-09 | PHSONUGAHA1
0190-030-S23 | 580962 | 0190-COF-PRO-E45-EXTCEL04-PEPNEL04 | PM03 | 307 | 16WK Condition Inspection of Pneu Tubing | E45 P.E. Panel Cell 04 | A | 0190E002 | 2021-11-15 | 2021-11-09 | PHSONUGAHA1
0190-030-S23 | 580962 | 0190-COF-PRO-E45-EXTCEL05-PEPNEL05 | PM03 | 307 | 16WK Condition Inspection of Pneu Tubing | E45 P.E. Panel Cell 05 | A | 0190E002 | 2021-11-15 | 2021-11-09 | PHSONUGAHA1
0190-030-S23 | 580962 | 0190-COF-PRO-E45-EXTCEL06-PEPNEL06 | PM03 | 307 | 16WK Condition Inspection of Pneu Tubing | E45 P.E. Panel Cell 06 | A | 0190E002 | 2021-11-15 | 2021-11-09 | PHSONUGAHA1
0190-030-S23 | 580962 | 0190-COF-PRO-E45-EXTCEL07-PEPNEL07 | PM03 | 307 | 16WK Condition Inspection of Pneu Tubing | E45 P.E. Panel Cell 07 | A | 0190E002 | 2021-11-15 | 2021-11-09 | PHSONUGAHA1
0190-030-S23 | 580962 | 0190-COF-PRO-E45-EXTCEL08-PEPNEL08 | PM03 | 307 | 16WK Condition Inspection of Pneu Tubing | E45 P.E. Panel Cell 08 | A | 0190E002 | 2021-11-15 | 2021-11-09 | PHSONUGAHA1
0190-030-S22 | 580962 | 0190-COF-PRO-E54-EXTCEL01-PEPNEL01 | PM03 | 307 | 16WK Condition Inspection of Pneu Tubing | E54 P.E. Panel Cell 01 | A | 0190E002 | 2021-11-12 | 2021-11-09 | PHSONUGAHA1
0190-030-S22 | 580962 | 0190-COF-PRO-E54-EXTCEL02-PEPNEL02 | PM03 | 307 | 16WK Condition Inspection of Pneu Tubing | E54 P.E. Panel Cell 02 | A | 0190E002 | 2021-11-12 | 2021-11-09 | PHSONUGAHA1
0190-030-S22 | 580962 | 0190-COF-PRO-E54-EXTCEL03-PEPNEL03 | PM03 | 307 | 16WK Condition Inspection of Pneu Tubing | E54 P.E. Panel Cell 03 | A | 0190E002 | 2021-11-12 | 2021-11-09 | PHSONUGAHA1
0190-030-S22 | 580962 | 0190-COF-PRO-E54-EXTCEL04-PEPNEL04 | PM03 | 307 | 16WK Condition Inspection of Pneu Tubing | E54 P.E. Panel Cell 04 | A | 0190E002 | 2021-11-12 | 2021-11-09 | PHSONUGAHA1
0190-030-S22 | 580962 | 0190-COF-PRO-E54-EXTCEL05-PEPNEL05 | PM03 | 307 | 16WK Condition Inspection of Pneu Tubing | E54 P.E. Panel Cell 05 | A | 0190E002 | 2021-11-12 | 2021-11-09 | PHSONUGAHA1
0190-030-S22 | 580962 | 0190-COF-PRO-E54-EXTCEL06-PEPNEL06 | PM03 | 307 | 16WK Condition Inspection of Pneu Tubing | E54 P.E. Panel Cell 06 | A | 0190E002 | 2021-11-12 | 2021-11-09 | PHSONUGAHA1
0190-030-S22 | 580962 | 0190-COF-PRO-E54-EXTCEL07-PEPNEL07 | PM03 | 307 | 16WK Condition Inspection of Pneu Tubing | E54 P.E. Panel Cell 07 | A | 0190E002 | 2021-11-15 | 2021-11-09 | PHSONUGAHA1
0190-030-S22 | 580962 | 0190-COF-PRO-E54-EXTCEL08-PEPNEL08 | PM03 | 307 | 16WK Condition Inspection of Pneu Tubing | E54 P.E. Panel Cell 08 | A | 0190E002 | 2021-11-15 | 2021-11-09 | PHSONUGAHA1
0190-030-S21 | 578736 | 0190-COF-PRO-E45-EXTCEL08-VM2 | PM03 | 305 | 78W E45 CELL8 Pneum. solenoid replacemen | E45 C8 Control valve inlet IPT A (MUCH) | A | 0190E002 | 2021-10-08 | 2021-09-18 | PHDAVODAMA
0190-030-S20 | 578157 | 0190-COF-PRO-E45-EXTCEL08-VM2 | PM03 | 305 | 40W E45 CELL8 Valve Replacement VM2 | E45 C8 Control valve inlet IPT A (MUCH) | A | 0190E001 | 2021-11-27 | 2021-09-05 | PHDAVODAMA
0190-030-S19 | 578791 | 0190-COF-PRO-E45-EXTCEL08-VM2 | PM03 | 305 | 64W E45 CELL8 Actuator replacement VM2 | E45 C8 Control valve inlet IPT A (MUCH) | A | 0190E002 | 2021-10-06 | 2021-09-18 | PHDAVODAMA
0190-030-S17 | 578791 | 0190-COF-PRO-E45-EXTCEL08-VBDV | PM03 | 305 | 64W E45 CELL8 Actuator replacement VBDV | E45 C8 Steam to blowdown valve | A | 0190E002 | 2021-10-06 | 2021-09-18 | PHDAVODAMA
0190-030-S14 | 578736 | 0190-COF-PRO-E45-EXTCEL08-V9 | PM03 | 305 | 64W E45 CELL8 Actuator replacement V9 | E45 C8 Vent valve of Cell (Safety Tree) | A | 0190E002 | 2021-10-06 | 2021-09-18 | PHDAVODAMA
0190-030-S12 | 543219 | 0190-COF-PRO-E45-EXTCEL08-V9 | PM03 | 305 | 12W E45 C8 Limit Switch replacement V9 | E45 C8 Vent valve of Cell (Safety Tree) | A | 0190E002 | 2021-11-17 | 2021-09-05 | PHDAVODAMA
0190-030-S11 | 578298 | 0190-COF-PRO-E45-EXTCEL08-V8 | PM03 | 305 | 56W E45 CELL8 Valve Replacement 8 | E45 C8 Draw off – to weigh tank | A | 0190E001 | 2021-10-13 | 2021-09-18 | PHDAVODAMA
0190-030-S10 | 578736 | 0190-COF-PRO-E45-EXTCEL08-V8 | PM03 | 305 | 78W E45 CELL8 Pneum. solenoid replacemen | E45 C8 Draw off – to weigh tank | A | 0190E002 | 2021-10-08 | 2021-09-18 | PHDAVODAMA
0190-030-S09 | 578791 | 0190-COF-PRO-E45-EXTCEL08-V8 | PM03 | 305 | 64W E45 CELL8 Actuator replacement V8 | E45 C8 Draw off – to weigh tank | A | 0190E002 | 2021-10-06 | 2021-09-18 | PHDAVODAMA
0190-030-S07 | 578298 | 0190-COF-PRO-E45-EXTCEL08-V7 | PM03 | 305 | 56W E45 CELL8 Valve Replacement 7 | E45 C8 Inlet to IPT A | A | 0190E001 | 2021-10-13 | 2021-09-18 | PHDAVODAMA
0190-030-S06 | 578736 | 0190-COF-PRO-E45-EXTCEL08-V7 | PM03 | 305 | 78W E45 CELL8 Pneum. solenoid replacemen | E45 C8 Inlet to IPT A | A | 0190E002 | 2021-10-08 | 2021-09-18 | PHDAVODAMA
0190-030-S05 | 578791 | 0190-COF-PRO-E45-EXTCEL08-V7 | PM03 | 305 | 64W E45 CELL8 Actuator replacement V7 | E45 C8 Inlet to IPT A | A | 0190E002 | 2021-10-06 | 2021-09-18 | PHDAVODAMA
0190-030-S03 | 578736 | 0190-COF-PRO-E45-EXTCEL08-V6 1 | PM03 | 305 | 104WE45 cell8 Pneum. solenoid replacemen | E45 C8 Cell outlet | A | 0190E002 | 2021-10-06 | 2021-09-18 | PHDAVODAMA
0190-030-S02 | 578298 | 0190-COF-PRO-E45-EXTCEL08-V6 1 | PM03 | 305 | 40W E45 CELL8 Valve Replacement V6.1 | E45 C8 Cell outlet | A | 0190E001 | 2021-11-27 | 2021-09-05 | PHDAVODAMA
0190-030-S01 | 578791 | 0190-COF-PRO-E45-EXTCEL08-V6 1 | PM03 | 305 | 64W E45 CELL8 Actuator replacement V6.1 | E45 C8 Cell outlet | A | 0190E002 | 2021-10-06 | 2021-09-18 | PHDAVODAMA
0190-030-R98 | 543219 | 0190-COF-PRO-E45-EXTCEL08-V6 1 | PM03 | 305 | 12WE45 CELL8 Limit Switch replacement V6 | E45 C8 Cell outlet | A | 0190E002 | 2021-10-13 | 2021-09-05 | PHDAVODAMA
0190-030-R97 | 578298 | 0190-COF-PRO-E45-EXTCEL08-V6 | PM03 | 305 | 40W E45 CELL8 Valve Replacement V6 | E45 C8 Cell outlet ( Manifold ) | A | 0190E001 | 2021-11-27 | 2021-09-05 | PHDAVODAMA
0190-030-R96 | 578736 | 0190-COF-PRO-E45-EXTCEL08-V6 | PM03 | 305 | 78W E45 CELL8 Pneum. solenoid replacemen | E45 C8 Cell outlet ( Manifold ) | A | 0190E002 | 2021-10-08 | 2021-09-18 | PHDAVODAMA
0190-030-R95 | 578791 | 0190-COF-PRO-E45-EXTCEL08-V6 | PM03 | 305 | 64W E45 CELL8 Actuator replacement V6 | E45 C8 Cell outlet ( Manifold ) | A | 0190E002 | 2021-10-06 | 2021-09-18 | PHDAVODAMA
0190-030-R93 | 578298 | 0190-COF-PRO-E45-EXTCEL08-V5 | PM03 | 305 | 40W E45 CELL8 Valve Replacement V5 | E45 C8Bypassvalve(mnpltd whn cell s blck | A | 0190E001 | 2021-11-27 | 2021-09-05 | PHDAVODAMA
0190-030-R92 | 578736 | 0190-COF-PRO-E45-EXTCEL08-V5 | PM03 | 305 | 78W E45 CELL8 Pneum. solenoid replacemen | E45 C8Bypassvalve(mnpltd whn cell s blck | A | 0190E002 | 2021-10-08 | 2021-09-18 | PHDAVODAMA
0190-030-R91 | 578791 | 0190-COF-PRO-E45-EXTCEL08-V5 | PM03 | 305 | 64W E45 CELL8 Actuator replacement V5 | E45 C8Bypassvalve(mnpltd whn cell s blck | A | 0190E002 | 2021-10-06 | 2021-09-18 | PHDAVODAMA
0190-030-R89 | 578298 | 0190-COF-PRO-E45-EXTCEL08-V4 1 | PM03 | 305 | 56W E45 C8 Valve Replacement V4.1 | E45 C8 Cell Inlet | A | 0190E001 | 2021-11-17 | 2021-09-05 | PHDAVODAMA
0190-030-R88 | 578736 | 0190-COF-PRO-E45-EXTCEL08-V4 1 | PM03 | 305 | 78W E45 CELL8 Pneum. solenoid replacemen | E45 C8 Cell Inlet | A | 0190E002 | 2021-10-08 | 2021-09-18 | PHDAVODAMA
0190-030-R87 | 578791 | 0190-COF-PRO-E45-EXTCEL08-V4 1 | PM03 | 305 | 64W E45 CELL8 Actuator replacement V4.1 | E45 C8 Cell Inlet | A | 0190E002 | 2021-10-06 | 2021-09-18 | PHDAVODAMA
0190-030-R85 | 578298 | 0190-COF-PRO-E45-EXTCEL08-V4 | PM03 | 305 | 36W E45 CELL8 Valve Replacement 4 | E45 C8 Cell inlet ( Manifold ) | A | 0190E001 |  | 2021-09-05
0190-030-R84 | 578736 | 0190-COF-PRO-E45-EXTCEL08-V4 | PM03 | 305 | 78W E45 CELL8 Pneum. solenoid replacemen | E45 C8 Cell inlet ( Manifold ) | A | 0190E002 | 2021-10-08 | 2021-09-18 | PHDAVODAMA
0190-030-R83 | 578791 | 0190-COF-PRO-E45-EXTCEL08-V4 | PM03 | 305 | 64W E45 CELL8 Actuator replacement V4 | E45 C8 Cell inlet ( Manifold ) | A | 0190E002 | 2021-10-06 | 2021-09-18 | PHDAVODAMA
0190-030-R81 | 578298 | 0190-COF-PRO-E45-EXTCEL08-V3 | PM03 | 305 | 56W E45 CELL8 Valve Replacement 3 | E45 C8Receiving valve from IPT A | A | 0190E001 | 2021-10-13 | 2021-09-17 | PHDAVODAMA
0190-030-R80 | 578736 | 0190-COF-PRO-E45-EXTCEL08-V3 | PM03 | 305 | 78W E45 CELL8 Pneum. solenoid replacemen | E45 C8Receiving valve from IPT A | A | 0190E002 | 2021-10-08 | 2021-09-17 | PHDAVODAMA
0190-030-R79 | 578791 | 0190-COF-PRO-E45-EXTCEL08-V3 | PM03 | 305 | 64W E45 CELL8 Actuator replacement V3 | E45 C8Receiving valve from IPT A | A | 0190E002 | 2021-10-06 | 2021-09-17 | PHDAVODAMA
0190-030-R76 | 578298 | 0190-COF-PRO-E45-EXTCEL08-V24 | PM03 | 305 | 56W E45 CELL8 Valve Replacement 24 | E45C8DrngeInltV24IntrcnctnToCurntMUCHCel | A | 0190E001 | 2021-10-13 | 2021-09-17 | PHDAVODAMA
0190-030-R75 | 578736 | 0190-COF-PRO-E45-EXTCEL08-V24 | PM03 | 305 | 78W E45 CELL8 Pneum. solenoid replacemen | E45C8DrngeInltV24IntrcnctnToCurntMUCHCel | A | 0190E002 | 2021-10-08 | 2021-09-17 | PHDAVODAMA
0190-030-R74 | 578791 | 0190-COF-PRO-E45-EXTCEL08-V24 | PM03 | 305 | 64W E45 CELL8 Actuator replacement V24 | E45C8DrngeInltV24IntrcnctnToCurntMUCHCel | A | 0190E002 | 2021-10-06 | 2021-09-17 | PHDAVODAMA
0190-030-R72 | 578298 | 0190-COF-PRO-E45-EXTCEL08-V23 | PM03 | 305 | 56W E45 CELL8 Valve Replacement 23 | E45 C8DrnageOutlet(InletFromNxtMUCHCell) | A | 0190E001 | 2021-10-13 | 2021-09-17 | PHDAVODAMA
0190-030-R71 | 578736 | 0190-COF-PRO-E45-EXTCEL08-V23 | PM03 | 305 | 78W E45 CELL8 Pneum. solenoid replacemen | E45 C8DrnageOutlet(InletFromNxtMUCHCell) | A | 0190E002 | 2021-10-08 | 2021-09-17 | PHDAVODAMA
0190-030-R70 | 578791 | 0190-COF-PRO-E45-EXTCEL08-V23 | PM03 | 305 | 64W E45 CELL8 Actuator replacement V23 | E45 C8DrnageOutlet(InletFromNxtMUCHCell) | A | 0190E002 | 2021-10-06 | 2021-09-17 | PHDAVODAMA
0190-030-R68 | 578298 | 0190-COF-PRO-E45-EXTCEL08-V22 | PM03 | 305 | 56W E45 CELL8 Valve Replacement 22 | E45 C8PrssreRleseInltToIPTA(MUCH Header) | A | 0190E001 | 2021-10-13 | 2021-09-17 | PHDAVODAMA
0190-030-R67 | 578736 | 0190-COF-PRO-E45-EXTCEL08-V22 | PM03 | 305 | 78W E45 CELL8 Pneum. solenoid replacemen | E45 C8PrssreRleseInltToIPTA(MUCH Header) | A | 0190E002 | 2021-10-08 | 2021-09-17 | PHDAVODAMA
0190-030-R66 | 578791 | 0190-COF-PRO-E45-EXTCEL08-V22 | PM03 | 305 | 64W E45 CELL8 Actuator replacement V22 | E45 C8PrssreRleseInltToIPTA(MUCH Header) | A | 0190E002 | 2021-10-06 | 2021-09-17 | PHDAVODAMA
0190-030-R64 | 578727 | 0190-COF-PRO-E45-EXTCEL08-V21 | PM03 | 305 | 16W E45 C8 Check valve replacement V21 | E45 C8StmInltToCell(top)ForDrnageV6Line | A | 0190E001 | 2021-11-17 | 2021-09-05 | PHDAVODAMA
0190-030-R63 | 578298 | 0190-COF-PRO-E45-EXTCEL08-V21 | PM03 | 305 | 16W E45 CELL8 Valve Replacement 21 | E45 C8StmInltToCell(top)ForDrnageV6Line | A | 0190E001 | 2021-10-06 | 2021-09-05 | PHDAVODAMA
0190-030-R62 | 578736 | 0190-COF-PRO-E45-EXTCEL08-V21 | PM03 | 305 | 78W E45 CELL8 Pneum. solenoid replacemen | E45 C8StmInltToCell(top)ForDrnageV6Line | A | 0190E002 | 2021-10-08 | 2021-09-17 | PHDAVODAMA
0190-030-R61 | 578791 | 0190-COF-PRO-E45-EXTCEL08-V21 | PM03 | 305 | 64W E45 CELL8 Actuator replacement V21 | E45 C8StmInltToCell(top)ForDrnageV6Line | A | 0190E002 | 2021-10-06 | 2021-09-17 | PHDAVODAMA
0190-030-R59 | 578736 | 0190-COF-PRO-E45-EXTCEL08-V20 21 | PM03 | 305 | 78W E45 CELL8 Pneum. solenoid replacemen | E45 C8 SteamForHydrlyss/Drainage(MUCH) | A | 0190E002 | 2021-10-08 | 2021-09-17 | PHDAVODAMA
0190-030-R58 | 578791 | 0190-COF-PRO-E45-EXTCEL08-V20 21 | PM03 | 305 | 64W E45 C8 Actuator replacement V20/21 | E45 C8 SteamForHydrlyss/Drainage(MUCH) | A | 0190E002 | 2021-11-27 | 2021-09-17 | PHDAVODAMA
0190-030-R56 | 578298 | 0190-COF-PRO-E45-EXTCEL08-V20 21 | PM03 | 305 | 56W E45 CELL8 Valve Replacement V20/21 | E45 C8 SteamForHydrlyss/Drainage(MUCH) | A | 0190E001 | 2021-10-13 | 2021-09-17 | PHDAVODAMA
0190-030-R55 | 578728 | 0190-COF-PRO-E45-EXTCEL08-V20 | PM03 | 305 | 16W E45 C8 Check valve replacement V20 | E45 C8StmInltToCell(bttm)ForHydrlyssV4Ln | A | 0190E001 | 2021-11-17 | 2021-09-17 | PHDAVODAMA
0190-030-R53 | 578736 | 0190-COF-PRO-E45-EXTCEL08-V20 | PM03 | 305 | 78W E45 CELL8 Pneum. solenoid replacemen | E45 C8StmInltToCell(bttm)ForHydrlyssV4Ln | A | 0190E002 | 2021-10-06 | 2021-09-17 | PHDAVODAMA
0190-030-R52 | 578791 | 0190-COF-PRO-E45-EXTCEL08-V20 | PM03 | 305 | 64W E45 CELL8 Actuator replacement V20 | E45 C8StmInltToCell(bttm)ForHydrlyssV4Ln | A | 0190E002 | 2021-10-06 | 2021-09-17 | PHDAVODAMA
0190-030-R50 | 578298 | 0190-COF-PRO-E45-EXTCEL08-V2 | PM03 | 305 | 40W E45 CELL8 Valve Replacement V2 | E45 C8 Ext water inlet valve (ex WTH) | A | 0190E001 | 2021-11-27 | 2021-09-05 | PHDAVODAMA
0190-030-R49 | 578736 | 0190-COF-PRO-E45-EXTCEL08-V2 | PM03 | 305 | 104WE45 CELL8 Pneum. solenoid replacemen | E45 C8 Ext water inlet valve (ex WTH) | A | 0190E002 | 2021-10-06 | 2021-09-16 | PHDAVODAMA
0190-030-R48 | 578791 | 0190-COF-PRO-E45-EXTCEL08-V2 | PM03 | 305 | 64W E45 CELL8 Actuator replacement V2 | E45 C8 Ext water inlet valve (ex WTH) | A | 0190E002 | 2021-10-06 | 2021-09-16 | PHDAVODAMA
0190-030-R46 | 578798 | 0190-COF-PRO-E45-EXTCEL08-V13 | PM03 | 305 | 16W E45 C8 Check valve replacement V13 | E45 C8 StmToCellVlve (SaftyTreeToCell) | A | 0190E001 | 2021-11-17 | 2021-09-16 | PHDAVODAMA
0190-030-R45 | 578788 | 0190-COF-PRO-E45-EXTCEL08-V13 | PM03 | 305 | 104W E45 CELL8 Valve Replacement 13 | E45 C8 StmToCellVlve (SaftyTreeToCell) | A | 0190E002 | 2021-10-06 | 2021-09-16 | PHDAVODAMA
0190-030-R44 | 543219 | 0190-COF-PRO-E45-EXTCEL08-V13 | PM03 | 305 | 52W E45 CELL8 Limit Switch replacement V | E45 C8 StmToCellVlve (SaftyTreeToCell) | A | 0190E002 |  | 2021-09-16
0190-030-R43 | 578736 | 0190-COF-PRO-E45-EXTCEL08-V13 | PM03 | 305 | 78W E45 CELL8 Pneum. solenoid replacemen | E45 C8 StmToCellVlve (SaftyTreeToCell) | A | 0190E002 | 2021-10-05 | 2021-09-16 | PHDAVODAMA
0190-030-R42 | 578791 | 0190-COF-PRO-E45-EXTCEL08-V13 | PM03 | 305 | 64W E45 CELL8 Actuator replacement V13 | E45 C8 StmToCellVlve (SaftyTreeToCell) | A | 0190E002 | 2021-10-06 | 2021-09-16 | PHDAVODAMA
0190-030-R40 | 578298 | 0190-COF-PRO-E45-EXTCEL08-V12 | PM03 | 305 | 40W E45 CELL8 Valve Replacement V12 | E45 C8 StmDrnageValve (V6 LineToCell) | A | 0190E001 | 2021-11-27 | 2021-09-05 | PHDAVODAMA
0190-030-R39 | 578736 | 0190-COF-PRO-E45-EXTCEL08-V12 | PM03 | 305 | 78W E45 CELL8 Pneum. solenoid replacemen | E45 C8 StmDrnageValve (V6 LineToCell) | A | 0190E002 | 2021-10-05 | 2021-09-16 | PHDAVODAMA
0190-030-R38 | 578791 | 0190-COF-PRO-E45-EXTCEL08-V12 | PM03 | 305 | 64W E45 CELL8 Actuator replacement V12 | E45 C8 StmDrnageValve (V6 LineToCell) | A | 0190E002 | 2021-10-06 | 2021-09-16 | PHDAVODAMA
0190-030-R36 | 578724 | 0190-COF-PRO-E45-EXTCEL08-V10 | PM03 | 305 | 104W E45 CELL8 Valve Replacement 10 | E45 C8CIPDrainVlveFrmCellV4LineToCIPRtr | A | 0190E002 | 2021-10-05 | 2021-09-16 | PHDAVODAMA
0190-030-R35 | 578736 | 0190-COF-PRO-E45-EXTCEL08-V10 | PM03 | 305 | 78W E45 CELL8 Pneum. solenoid replacemen | E45 C8CIPDrainVlveFrmCellV4LineToCIPRtr | A | 0190E002 | 2021-10-05 | 2021-09-16 | PHDAVODAMA
0190-030-R34 | 578791 | 0190-COF-PRO-E45-EXTCEL08-V10 | PM03 | 305 | 64W E45 CELL8 Actuator replacement V10 | E45 C8CIPDrainVlveFrmCellV4LineToCIPRtr | A | 0190E002 | 2021-10-06 | 2021-09-16 | PHDAVODAMA
0190-030-R32 | 578298 | 0190-COF-PRO-E45-EXTCEL08-V1 | PM03 | 305 | 40W E45 CELL8 Valve Replacement V1 | E45 C8 Communication valve linking 2 cel | A | 0190E001 | 2021-11-27 | 2021-09-05 | PHDAVODAMA
0190-030-R31 | 578736 | 0190-COF-PRO-E45-EXTCEL08-V1 | PM03 | 305 | 78W E45 CELL8 Pneum. solenoid replacemen | E45 C8 Communication valve linking 2 cel | A | 0190E002 | 2021-10-05 | 2021-09-16 | PHDAVODAMA
0190-030-R30 | 578791 | 0190-COF-PRO-E45-EXTCEL08-V1 | PM03 | 305 | 64W E45 CELL8 Actuator replacement V1 | E45 C8 Communication valve linking 2 cel | A | 0190E002 | 2021-10-06 | 2021-09-16 | PHDAVODAMA
0190-030-R28 | 578767 | 0190-COF-PRO-E45-EXTCEL08-TPLDCVR | PM03 | 305 | 78W E45 CELL8 P/H Valve Replacement Topl | E45 C8 Top Lid Cover | A | 0190E002 | 2021-10-05 | 2021-09-16 | PHDAVODAMA
0190-030-R27 | 543219 | 0190-COF-PRO-E45-EXTCEL08-TPLDCVR | PM03 | 305 | 52WE45 CELL8 Limit Switch replacement To | E45 C8 Top Lid Cover | A | 0190E002 | 2021-10-05 | 2021-09-16 | PHDAVODAMA
0190-030-R26 | 578790 | 0190-COF-PRO-E45-EXTCEL08-TPLDCVR | PM03 | 305 | 104W E45 CELL8 Pressure switch Replaceme | E45 C8 Top Lid Cover | A | 0190E002 |  | 2021-09-16
0190-030-R25 | 578755 | 0190-COF-PRO-E45-EXTCEL08-TPLDCVR | PM03 | 305 | 78W E45 CELL8 Pneum. solenoid replacemen | E45 C8 Top Lid Cover | A | 0190E002 | 2021-10-05 | 2021-09-16 | PHDAVODAMA
0190-030-R24 | 578754 | 0190-COF-PRO-E45-EXTCEL08-PEPNEL08 | PM03 | 305 | 78W E45 CELL8 Pneum. solenoid replacemen | E45 P.E. Panel Cell 08 | A | 0190E002 | 2021-11-15 | 2021-09-16 | PHSONUGAHA1
0190-030-R23 | 578753 | 0190-COF-PRO-E45-EXTCEL08-PEPNEL08 | PM03 | 305 | 104WE45 CELL8 Pneum. Exhaust valve repla | E45 P.E. Panel Cell 08 | A | 0190E002 | 2021-11-15 | 2021-09-16 | PHSONUGAHA1
0190-030-R22 | 578746 | 0190-COF-PRO-E45-EXTCEL08-PEPNEL08 | PM03 | 305 | 104WE45 CELL8 Pneum. Or Valve replacemen | E45 P.E. Panel Cell 08 | A | 0190E002 | 2021-11-15 | 2021-09-16 | PHSONUGAHA1
0190-030-R21 | 578752 | 0190-COF-PRO-E45-EXTCEL08-LCKRNGLCK | PM03 | 305 | 78W E45 CELL8 Pneum. valve replacement L | E45 C8 Lock Ring Lock | A | 0190E002 | 2021-10-05 | 2021-09-16 | PHDAVODAMA
0190-030-R20 | 578790 | 0190-COF-PRO-E45-EXTCEL08-LCKRNGLCK | PM03 | 305 | 104W E45 CELL8 Pressure switch Replaceme | E45 C8 Lock Ring Lock | A | 0190E002 |  | 2021-09-16
0190-030-R19 | 578757 | 0190-COF-PRO-E45-EXTCEL08-LCKRNGLCK | PM03 | 305 | 52W E45 CELL8 Relief Valve Pressure Repl | E45 C8 Lock Ring Lock | A | 0190E002 |  | 2021-09-16
0190-030-R18 | 578766 | 0190-COF-PRO-E45-EXTCEL08-LCKRNGLCK | PM03 | 305 | 78W E45 CELL8 P/H Valve Replacement lock | E45 C8 Lock Ring Lock | A | 0190E002 | 2021-10-05 | 2021-09-16 | PHDAVODAMA
0190-030-R17 | 578314 | 0190-COF-PRO-E45-EXTCEL08-LCKRNGLCK | PM03 | 305 | 52W E45 CELL8 Lock Ring Pin Lock Replace | E45 C8 Lock Ring Lock | A | 0190E002 | 2021-10-05 | 2021-09-16 | PHDAVODAMA
0190-030-R16 | 543219 | 0190-COF-PRO-E45-EXTCEL08-LCKRNGLCK | PM03 | 305 | 52WE45 CELL8 Limit Switch replacement lo | E45 C8 Lock Ring Lock | A | 0190E002 | 2021-10-05 | 2021-09-16 | PHDAVODAMA
0190-030-R15 | 578754 | 0190-COF-PRO-E45-EXTCEL08-CLLBDY | PM03 | 305 | 104WE45 CELL8 Pneum. solenoid replacemen | E45 C8 Cell Body | A | 0190E002 | 2021-10-05 | 2021-09-16 | PHDAVODAMA
0190-030-R14 | 578790 | 0190-COF-PRO-E45-EXTCEL08-CLLBDY | PM03 | 305 | 104W E45 CELL8 Pressure switch Replaceme | E45 C8 Cell Body | A | 0190E002 |  | 2021-09-16
0190-030-R13 | 543219 | 0190-COF-PRO-E45-EXTCEL08-CLLBDY | PM03 | 305 | 52WE45 CELL8 Limit Switch replacement BF | E45 C8 Cell Body | A | 0190E002 | 2021-10-05 | 2021-09-16 | PHDAVODAMA
0190-030-R12 | 23919 | 0190-COF-PRO-E45-EXTCEL08-CLLBDY | PM03 | 305 | 104W E45 CELL8 Bursting Disc Replacement | E45 C8 Cell Body | A | 0190E001 | 2021-10-05 | 2021-09-16 | PHDAVODAMA
0190-030-R11 | 578985 | 0190-COF-PRO-E45-EXTCEL08-CLLBDY | PM03 | 305 | 78W E45CELL8 BFL Actuator Replacement | E45 C8 Cell Body | A | 0190E002 | 2021-10-05 | 2021-09-16 | PHDAVODAMA
0190-030-R10 | 48871 | 0190-COF-PRO-E45-EXTCEL08-CLLBDY | PM03 | 305 | 20W E45 CELL8 Bottom Filter Lock Replace | E45 C8 Cell Body | A | 0190E002 | 2021-10-05 | 2021-09-16 | PHDAVODAMA
0190-030-R09 | 67512 | 0190-COF-PRO-E45-EXTCEL08-CLLBDY | PM03 | 307 | 52W E45 CELL8 Bursting Disc Inspection | E45 C8 Cell Body | A | 0190E001 | 2021-11-23 | 2021-09-16 | PHDAVODAMA
0190-030-R08 | 578798 | 0190-COF-PRO-E45-EXTCEL08-BDV | PM03 | 305 | 16W E45 C8 Check valve replacement BDV | E45 C8 blowdown Valve | A | 0190E001 | 2021-10-05 | 2021-09-16 | PHDAVODAMA
0190-030-R07 | 578736 | 0190-COF-PRO-E45-EXTCEL08-BDV | PM03 | 305 | 78W E45 CELL8 Pneum. solenoid replacemen | E45 C8 blowdown Valve | A | 0190E002 | 2021-10-05 | 2021-09-16 | PHDAVODAMA
0190-030-R06 | 578790 | 0190-COF-PRO-E45-EXTCEL08-BDV | PM03 | 305 | 156W E45 CELL8 Pressure switch Replaceme | E45 C8 blowdown Valve | A | 0190E002 | 2021-10-05 | 2021-09-16 | PHDAVODAMA
0190-030-R05 | 543219 | 0190-COF-PRO-E45-EXTCEL08-BDV | PM03 | 305 | 52WE45 CELL8 Limit Switch replacement B | E45 C8 blowdown Valve | A | 0190E002 | 2021-10-05 | 2021-09-16 | PHDAVODAMA
0190-030-R04 | 578768 | 0190-COF-PRO-E45-EXTCEL08-BDV | PM03 | 305 | 104W E45 CELL8 P/H Valve Replacement BDV | E45 C8 blowdown Valve | A | 0190E002 | 2021-10-05 | 2021-09-16 | PHDAVODAMA
0190-030-R03 | 578736 | 0190-COF-PRO-E45-EXTCEL07-VM2 | PM03 | 305 | 52W E45 CELL7 Pneum. solenoid replacemen | E45 C7 Control valve inlet IPT A (MUCH) | A | 0190E002 | 2021-10-06 | 2021-09-16 | PHDAVODAMA
0190-030-R02 | 578791 | 0190-COF-PRO-E45-EXTCEL07-VM2 | PM03 | 305 | 64W E45 CELL7 Actuator replacement VM2 | E45 C7 Control valve inlet IPT A (MUCH) | A | 0190E002 | 2021-10-06 | 2021-09-16 | PHDAVODAMA
0190-030-Q99 | 578791 | 0190-COF-PRO-E45-EXTCEL07-VBDV | PM03 | 305 | 64W E45 CELL7 Actuator replacement VBDV | E45 C7 Steam to blowdown valve | A | 0190E002 | 2021-10-06 | 2021-09-16 | PHDAVODAMA
0190-030-Q97 | 578736 | 0190-COF-PRO-E45-EXTCEL07-V9 | PM03 | 305 | 64W E45 CELL7 Actuator replacement V9 | E45 C7 Vent valve of Cell (Safety Tree) | A | 0190E002 | 2021-10-06 | 2021-09-16 | PHDAVODAMA
0190-030-Q95 | 543219 | 0190-COF-PRO-E45-EXTCEL07-V9 | PM03 | 305 | 12W E45 C7 Limit Switch replacement V9 | E45 C7 Vent valve of Cell (Safety Tree) | A | 0190E002 | 2021-11-17 | 2021-09-05 | PHDAVODAMA
0190-030-Q94 | 578298 | 0190-COF-PRO-E45-EXTCEL07-V8 | PM03 | 305 | 56W E45 CELL7 Valve Replacement 8 | E45 C7 Draw off – to weigh tank | A | 0190E001 | 2021-10-13 | 2021-09-16 | PHDAVODAMA
0190-030-Q93 | 578736 | 0190-COF-PRO-E45-EXTCEL07-V8 | PM03 | 305 | 52W E45 CELL7 Pneum. solenoid replacemen | E45 C7 Draw off – to weigh tank | A | 0190E002 | 2021-10-06 | 2021-09-16 | PHDAVODAMA
0190-030-Q92 | 578791 | 0190-COF-PRO-E45-EXTCEL07-V8 | PM03 | 305 | 64W E45 CELL7 Actuator replacement V8 | E45 C7 Draw off – to weigh tank | A | 0190E002 | 2021-10-06 | 2021-09-16 | PHDAVODAMA
0190-030-Q90 | 578298 | 0190-COF-PRO-E45-EXTCEL07-V7 | PM03 | 305 | 56W E45 CELL7 Valve Replacement V7 | E45 C7 Inlet to IPT A | A | 0190E001 | 2021-10-13 | 2021-09-16 | PHDAVODAMA
0190-030-Q89 | 578736 | 0190-COF-PRO-E45-EXTCEL07-V7 | PM03 | 305 | 52W E45 CELL7 Pneum. solenoid replacemen | E45 C7 Inlet to IPT A | A | 0190E002 | 2021-10-06 | 2021-09-16 | PHDAVODAMA
0190-030-Q88 | 578791 | 0190-COF-PRO-E45-EXTCEL07-V7 | PM03 | 305 | 64W E45 CELL7 Actuator replacement V7 | E45 C7 Inlet to IPT A | A | 0190E002 | 2021-10-06 | 2021-09-16 | PHDAVODAMA
0190-030-Q86 | 578736 | 0190-COF-PRO-E45-EXTCEL07-V6 1 | PM03 | 305 | 104WE45 cell7 Pneum. solenoid replacemen | E45 C7 Cell outlet | A | 0190E002 | 2021-10-06 | 2021-09-16 | PHDAVODAMA
0190-030-Q85 | 578791 | 0190-COF-PRO-E45-EXTCEL07-V6 1 | PM03 | 305 | 64W E45 CELL7 Actuator replacement V6.1 | E45 C7 Cell outlet | A | 0190E002 | 2021-10-06 | 2021-09-16 | PHDAVODAMA
0190-030-Q83 | 543219 | 0190-COF-PRO-E45-EXTCEL07-V6 1 | PM03 | 305 | 12WE45 CELL7 Limit Switch replacement V6 | E45 C7 Cell outlet | A | 0190E002 | 2021-10-13 | 2021-09-05 | PHDAVODAMA
0190-030-Q82 | 578736 | 0190-COF-PRO-E45-EXTCEL07-V6 | PM03 | 305 | 52W E45 CELL7 Pneum. solenoid replacemen | E45 C7 Cell outlet ( Manifold ) | A | 0190E002 | 2021-10-06 | 2021-09-16 | PHDAVODAMA
0190-030-Q81 | 578791 | 0190-COF-PRO-E45-EXTCEL07-V6 | PM03 | 305 | 64W E45 CELL7 Actuator replacement V6 | E45 C7 Cell outlet ( Manifold ) | A | 0190E002 | 2021-10-06 | 2021-09-16 | PHDAVODAMA
0190-030-Q79 | 578736 | 0190-COF-PRO-E45-EXTCEL07-V5 | PM03 | 305 | 52W E45 CELL7 Pneum. solenoid replacemen | E45 C7Bypassvalve(mnpltd whn cell s blck | A | 0190E002 | 2021-10-06 | 2021-09-16 | PHDAVODAMA
0190-030-Q78 | 578791 | 0190-COF-PRO-E45-EXTCEL07-V5 | PM03 | 305 | 64W E45 CELL7 Actuator replacement V5 | E45 C7Bypassvalve(mnpltd whn cell s blck | A | 0190E002 | 2021-10-06 | 2021-09-16 | PHDAVODAMA
0190-030-Q76 | 578298 | 0190-COF-PRO-E45-EXTCEL07-V4 1 | PM03 | 305 | 56W E45 C7 Valve Replacement V4.1 | E45 C7 Cell Inlet | A | 0190E001 | 2021-11-23 | 2021-09-16 | PHDAVODAMA
0190-030-Q75 | 578736 | 0190-COF-PRO-E45-EXTCEL07-V4 1 | PM03 | 305 | 52W E45 CELL7 Pneum. solenoid replacemen | E45 C7 Cell Inlet | A | 0190E002 | 2021-10-06 | 2021-09-16 | PHDAVODAMA
0190-030-Q74 | 578791 | 0190-COF-PRO-E45-EXTCEL07-V4 1 | PM03 | 305 | 64W E45 CELL7 Actuator replacement V4.1 | E45 C7 Cell Inlet | A | 0190E002 | 2021-10-06 | 2021-09-16 | PHDAVODAMA
0190-030-Q72 | 578736 | 0190-COF-PRO-E45-EXTCEL07-V4 | PM03 | 305 | 52W E45 CELL7 Pneum. solenoid replacemen | E45 C7 Cell inlet ( Manifold ) | A | 0190E002 | 2021-10-06 | 2021-09-16 | PHDAVODAMA
0190-030-Q71 | 578791 | 0190-COF-PRO-E45-EXTCEL07-V4 | PM03 | 305 | 64W E45 CELL7 Actuator replacement V4 | E45 C7 Cell inlet ( Manifold ) | A | 0190E002 | 2021-10-06 | 2021-09-16 | PHDAVODAMA
0190-030-Q69 | 578298 | 0190-COF-PRO-E45-EXTCEL07-V3 | PM03 | 305 | 56W E45 CELL7 Valve Replacement 3 | E45 C7Receiving valve from IPT A | A | 0190E001 | 2021-10-13 | 2021-09-16 | PHDAVODAMA
0190-030-Q68 | 578736 | 0190-COF-PRO-E45-EXTCEL07-V3 | PM03 | 305 | 52W E45 CELL7 Pneum. solenoid replacemen | E45 C7Receiving valve from IPT A | A | 0190E002 | 2021-10-06 | 2021-09-16 | PHDAVODAMA
0190-030-Q67 | 578791 | 0190-COF-PRO-E45-EXTCEL07-V3 | PM03 | 305 | 64W E45 CELL7 Actuator replacement V3 | E45 C7Receiving valve from IPT A | A | 0190E002 | 2021-10-06 | 2021-09-16 | PHDAVODAMA
0190-030-Q64 | 578298 | 0190-COF-PRO-E45-EXTCEL07-V24 | PM03 | 305 | 56W E45 CELL7 Valve Replacement 24 | E45C7DrngeInltV24IntrcnctnToCurntMUCHCel | A | 0190E001 | 2021-10-13 | 2021-09-16 | PHDAVODAMA
0190-030-Q63 | 578736 | 0190-COF-PRO-E45-EXTCEL07-V24 | PM03 | 305 | 52W E45 CELL7 Pneum. solenoid replacemen | E45C7DrngeInltV24IntrcnctnToCurntMUCHCel | A | 0190E002 | 2021-10-06 | 2021-09-16 | PHDAVODAMA
0190-030-Q62 | 578791 | 0190-COF-PRO-E45-EXTCEL07-V24 | PM03 | 305 | 64W E45 CELL7 Actuator replacement V24 | E45C7DrngeInltV24IntrcnctnToCurntMUCHCel | A | 0190E002 | 2021-10-06 | 2021-09-16 | PHDAVODAMA
0190-030-Q60 | 578298 | 0190-COF-PRO-E45-EXTCEL07-V23 | PM03 | 305 | 56W E45 CELL7 Valve Replacement 23 | E45 C7DrnageOutlet(InletFromNxtMUCHCell) | A | 0190E001 | 2021-10-13 | 2021-09-16 | PHDAVODAMA
0190-030-Q59 | 578736 | 0190-COF-PRO-E45-EXTCEL07-V23 | PM03 | 305 | 52W E45 CELL7 Pneum. solenoid replacemen | E45 C7DrnageOutlet(InletFromNxtMUCHCell) | A | 0190E002 | 2021-10-06 | 2021-09-16 | PHDAVODAMA
0190-030-Q58 | 578791 | 0190-COF-PRO-E45-EXTCEL07-V23 | PM03 | 305 | 64W E45 CELL7 Actuator replacement V23 | E45 C7DrnageOutlet(InletFromNxtMUCHCell) | A | 0190E002 | 2021-10-06 | 2021-09-16 | PHDAVODAMA
0190-030-Q56 | 578298 | 0190-COF-PRO-E45-EXTCEL07-V22 | PM03 | 305 | 56W E45 CELL7 Valve Replacement 22 | E45 C7PrssreRleseInltToIPTA(MUCH Header) | A | 0190E001 | 2021-10-13 | 2021-09-16 | PHDAVODAMA
0190-030-Q55 | 578736 | 0190-COF-PRO-E45-EXTCEL07-V22 | PM03 | 305 | 52W E45 CELL7 Pneum. solenoid replacemen | E45 C7PrssreRleseInltToIPTA(MUCH Header) | A | 0190E002 | 2021-10-06 | 2021-09-16 | PHDAVODAMA
0190-030-Q54 | 578791 | 0190-COF-PRO-E45-EXTCEL07-V22 | PM03 | 305 | 64W E45 CELL7 Actuator replacement V22 | E45 C7PrssreRleseInltToIPTA(MUCH Header) | A | 0190E002 | 2021-10-06 | 2021-09-16 | PHDAVODAMA
0190-030-Q52 | 578727 | 0190-COF-PRO-E45-EXTCEL07-V21 | PM03 | 305 | 16W E45 C7 Check valve replacement V21 | E45 C7StmInltToCell(top)ForDrnageV6Line | A | 0190E001 | 2021-11-17 | 2021-09-05 | PHDAVODAMA
0190-030-Q51 | 578298 | 0190-COF-PRO-E45-EXTCEL07-V21 | PM03 | 305 | 16W E45 CELL7 Valve Replacement 21 | E45 C7StmInltToCell(top)ForDrnageV6Line | A | 0190E001 | 2021-10-06 | 2021-09-16 | PHDAVODAMA
0190-030-Q50 | 578736 | 0190-COF-PRO-E45-EXTCEL07-V21 | PM03 | 305 | 52W E45 CELL7 Pneum. solenoid replacemen | E45 C7StmInltToCell(top)ForDrnageV6Line | A | 0190E002 | 2021-10-06 | 2021-09-16 | PHDAVODAMA
0190-030-Q49 | 578791 | 0190-COF-PRO-E45-EXTCEL07-V21 | PM03 | 305 | 64W E45 CELL7 Actuator replacement V21 | E45 C7StmInltToCell(top)ForDrnageV6Line | A | 0190E002 | 2021-10-06 | 2021-09-16 | PHDAVODAMA
0190-030-Q47 | 578736 | 0190-COF-PRO-E45-EXTCEL07-V20 21 | PM03 | 305 | 52W E45 CELL7 Pneum. solenoid replacemen | E45 C7 SteamForHydrlyss/Drainage(MUCH) | A | 0190E002 | 2021-10-06 | 2021-09-16 | PHDAVODAMA
0190-030-Q46 | 578791 | 0190-COF-PRO-E45-EXTCEL07-V20 21 | PM03 | 305 | 64W E45 C7 Actuator replacement V20/21 | E45 C7 SteamForHydrlyss/Drainage(MUCH) | A | 0190E002 | 2021-11-27 | 2021-09-16 | PHDAVODAMA
0190-030-Q44 | 578298 | 0190-COF-PRO-E45-EXTCEL07-V20 21 | PM03 | 305 | 56W E45 CELL7 Valve Replacement V20/21 | E45 C7 SteamForHydrlyss/Drainage(MUCH) | A | 0190E001 | 2021-10-13 | 2021-09-16 | PHDAVODAMA
0190-030-Q43 | 578728 | 0190-COF-PRO-E45-EXTCEL07-V20 | PM03 | 305 | 16W E45 C7 Check valve replacement V20 | E45 C7StmInltToCell(bttm)ForHydrlyssV4Ln | A | 0190E001 | 2021-11-17 | 2021-09-16 | PHDAVODAMA
0190-030-Q41 | 578736 | 0190-COF-PRO-E45-EXTCEL07-V20 | PM03 | 305 | 78W E45 CELL7 Pneum. solenoid replacemen | E45 C7StmInltToCell(bttm)ForHydrlyssV4Ln | A | 0190E002 | 2021-10-06 | 2021-09-16 | PHDAVODAMA
0190-030-Q40 | 578791 | 0190-COF-PRO-E45-EXTCEL07-V20 | PM03 | 305 | 64W E45 CELL7 Actuator replacement V20 | E45 C7StmInltToCell(bttm)ForHydrlyssV4Ln | A | 0190E002 | 2021-10-06 | 2021-09-16 | PHDAVODAMA
0190-030-Q38 | 578736 | 0190-COF-PRO-E45-EXTCEL07-V2 | PM03 | 305 | 104WE45 CELL7 Pneum. solenoid replacemen | E45 C7 Ext water inlet valve (ex WTH) | A | 0190E002 | 2021-10-06 | 2021-09-16 | PHDAVODAMA
0190-030-Q37 | 578791 | 0190-COF-PRO-E45-EXTCEL07-V2 | PM03 | 305 | 64W E45 CELL7 Actuator replacement V2 | E45 C7 Ext water inlet valve (ex WTH) | A | 0190E002 | 2021-10-06 | 2021-09-16 | PHDAVODAMA
0190-030-Q35 | 578798 | 0190-COF-PRO-E45-EXTCEL07-V13 | PM03 | 305 | 16W E45 C7 Check valve replacement V13 | E45 C7 StmToCellVlve (SaftyTreeToCell) | A | 0190E001 | 2021-11-17 | 2021-09-16 | PHDAVODAMA
0190-030-Q34 | 578788 | 0190-COF-PRO-E45-EXTCEL07-V13 | PM03 | 305 | 104W E45 CELL7 Valve Replacement 13 | E45 C7 StmToCellVlve (SaftyTreeToCell) | A | 0190E001 | 2021-10-06 | 2021-09-15 | PHDAVODAMA
0190-030-Q33 | 543219 | 0190-COF-PRO-E45-EXTCEL07-V13 | PM03 | 305 | 52W E45 CELL7 Limit Switch replacement V | E45 C7 StmToCellVlve (SaftyTreeToCell) | A | 0190E002 |  | 2021-09-15
0190-030-Q32 | 578736 | 0190-COF-PRO-E45-EXTCEL07-V13 | PM03 | 305 | 78W E45 CELL7 Pneum. solenoid replacemen | E45 C7 StmToCellVlve (SaftyTreeToCell) | A | 0190E002 | 2021-10-05 | 2021-09-15 | PHDAVODAMA
0190-030-Q31 | 578791 | 0190-COF-PRO-E45-EXTCEL07-V13 | PM03 | 305 | 64W E45 CELL7 Actuator replacement V13 | E45 C7 StmToCellVlve (SaftyTreeToCell) | A | 0190E002 | 2021-10-06 | 2021-09-15 | PHDAVODAMA
0190-030-Q29 | 578736 | 0190-COF-PRO-E45-EXTCEL07-V10 | PM03 | 305 | 78W E45 CELL7 Pneum. solenoid replacemen | E45 C7CIPDrainVlveFrmCell(V4LineToCIPRtr | A | 0190E002 | 2021-10-05 | 2021-09-15 | PHDAVODAMA
0190-030-Q24 | 578791 | 0190-COF-PRO-E45-EXTCEL07-V10 | PM03 | 305 | 64W E45 CELL7 Actuator replacement V10 | E45 C7CIPDrainVlveFrmCell(V4LineToCIPRtr | A | 0190E001 | 2021-10-06 | 2021-09-15 | PHDAVODAMA
0190-030-Q22 | 578736 | 0190-COF-PRO-E45-EXTCEL07-V1 | PM03 | 305 | 78WE45 CELL7 Pneum. solenoid replacement | E45 C7 Communication valve linking 2 cel | A | 0190E002 | 2021-10-05 | 2021-09-15 | PHDAVODAMA
0190-030-Q21 | 578791 | 0190-COF-PRO-E45-EXTCEL07-V1 | PM03 | 305 | 64W E45 CELL7 Actuator replacement V1 | E45 C7 Communication valve linking 2 cel | A | 0190E001 | 2021-10-06 | 2021-09-15 | PHDAVODAMA
0190-030-Q19 | 578767 | 0190-COF-PRO-E45-EXTCEL07-TPLDCVR | PM03 | 305 | 78W E45 CELL7 P/H Valve Replacement Topl | E45 C7 Top Lid Cover | A | 0190E002 | 2021-10-05 | 2021-09-08 | PHDAVODAMA
0190-030-Q18 | 543219 | 0190-COF-PRO-E45-EXTCEL07-TPLDCVR | PM03 | 305 | 52WE45 CELL7 Limit Switch replacement To | E45 C7 Top Lid Cover | A | 0190E002 | 2021-10-05 | 2021-09-08 | PHDAVODAMA
0190-030-Q17 | 578790 | 0190-COF-PRO-E45-EXTCEL07-TPLDCVR | PM03 | 305 | 104W E45 CELL7 Pressure switch Replaceme | E45 C7 Top Lid Cover | A | 0190E002 |  | 2021-09-08
0190-030-Q16 | 578755 | 0190-COF-PRO-E45-EXTCEL07-TPLDCVR | PM03 | 305 | 78W E45 CELL7 Pneum. solenoid replacemen | E45 C7 Top Lid Cover | A | 0190E002 | 2021-10-05 | 2021-09-08 | PHDAVODAMA
0190-030-Q15 | 578754 | 0190-COF-PRO-E45-EXTCEL07-PEPNEL07 | PM03 | 305 | 78W E45 CELL7 Pneum. solenoid replacemen | E45 P.E. Panel Cell 07 | A | 0190E002 | 2021-11-15 | 2021-09-08 | PHSONUGAHA1
0190-030-Q14 | 578753 | 0190-COF-PRO-E45-EXTCEL07-PEPNEL07 | PM03 | 305 | 104WE45 CELL7 Pneum. Exhaust valve repla | E45 P.E. Panel Cell 07 | A | 0190E002 | 2021-11-15 | 2021-09-08 | PHSONUGAHA1
0190-030-Q13 | 578746 | 0190-COF-PRO-E45-EXTCEL07-PEPNEL07 | PM03 | 305 | 104WE45 CELL7 Pneum. Or Valve replacemen | E45 P.E. Panel Cell 07 | A | 0190E002 | 2021-11-15 | 2021-09-08 | PHSONUGAHA1
0190-030-Q12 | 578752 | 0190-COF-PRO-E45-EXTCEL07-LCKRNGLCK | PM03 | 305 | 78W E45 CELL7 Pneum. valve replacement L | E45 C7 Lock Ring Lock | A | 0190E002 | 2021-10-05 | 2021-09-08 | PHDAVODAMA
0190-030-Q11 | 578790 | 0190-COF-PRO-E45-EXTCEL07-LCKRNGLCK | PM03 | 305 | 104W E45 CELL7 Pressure switch Replaceme | E45 C7 Lock Ring Lock | A | 0190E002 |  | 2021-09-08
0190-030-Q10 | 578757 | 0190-COF-PRO-E45-EXTCEL07-LCKRNGLCK | PM03 | 305 | 52W E45 CELL7 Relief Valve Pressure Repl | E45 C7 Lock Ring Lock | A | 0190E002 |  | 2021-09-08
0190-030-Q09 | 578766 | 0190-COF-PRO-E45-EXTCEL07-LCKRNGLCK | PM03 | 305 | 78W E45 CELL7 P/H Valve Replacement lock | E45 C7 Lock Ring Lock | A | 0190E002 | 2021-10-05 | 2021-09-08 | PHDAVODAMA
0190-030-Q08 | 578314 | 0190-COF-PRO-E45-EXTCEL07-LCKRNGLCK | PM03 | 305 | 52W E45 CELL7 Lock Ring Pin Lock Replace | E45 C7 Lock Ring Lock | A | 0190E002 | 2021-10-05 | 2021-09-08 | PHDAVODAMA
0190-030-Q07 | 543219 | 0190-COF-PRO-E45-EXTCEL07-LCKRNGLCK | PM03 | 305 | 52WE45 CELL7 Limit Switch replacement lo | E45 C7 Lock Ring Lock | A | 0190E002 | 2021-10-05 | 2021-09-08 | PHDAVODAMA
0190-030-Q06 | 578754 | 0190-COF-PRO-E45-EXTCEL07-CLLBDY | PM03 | 305 | 104WE45 CELL7 Pneum. solenoid replacemen | E45 C7 Cell Body | A | 0190E002 | 2021-10-05 | 2021-09-08 | PHDAVODAMA
0190-030-Q05 | 578790 | 0190-COF-PRO-E45-EXTCEL07-CLLBDY | PM03 | 305 | 104W E45 CELL7 Pressure switch Replaceme | E45 C7 Cell Body | A | 0190E002 |  | 2021-09-08
0190-030-Q04 | 543219 | 0190-COF-PRO-E45-EXTCEL07-CLLBDY | PM03 | 305 | 52WE45 CELL7 Limit Switch replacement BF | E45 C7 Cell Body | A | 0190E002 | 2021-10-05 | 2021-09-08 | PHDAVODAMA
0190-030-Q03 | 23919 | 0190-COF-PRO-E45-EXTCEL07-CLLBDY | PM03 | 305 | 104W E45 CELL7 Bursting Disc Replacement | E45 C7 Cell Body | A | 0190E001 | 2021-10-05 | 2021-09-08 | PHDAVODAMA
0190-030-Q02 | 578985 | 0190-COF-PRO-E45-EXTCEL07-CLLBDY | PM03 | 305 | 78W E45CELL7 BFL Actuator Replacement | E45 C7 Cell Body | A | 0190E002 | 2021-10-05 | 2021-09-08 | PHDAVODAMA
0190-030-Q01 | 48871 | 0190-COF-PRO-E45-EXTCEL07-CLLBDY | PM03 | 305 | 20W E45 CELL7 Bottom Filter Lock Replace | E45 C7 Cell Body | A | 0190E002 | 2021-10-05 | 2021-09-08 | PHDAVODAMA
0190-030-P99 | 67512 | 0190-COF-PRO-E45-EXTCEL07-CLLBDY | PM03 | 307 | 52W E45 CELL7 Bursting Disc Inspection | E45 C7 Cell Body | A | 0190E001 | 2021-11-23 | 2021-09-08 | PHDAVODAMA
0190-030-P98 | 578798 | 0190-COF-PRO-E45-EXTCEL07-BDV | PM03 | 305 | 16W E45 C7 Check valve replacement BDV | E45 C7 Blowdown Valve | A | 0190E002 | 2021-10-05 | 2021-09-08 | PHDAVODAMA
0190-030-P97 | 578736 | 0190-COF-PRO-E45-EXTCEL07-BDV | PM03 | 305 | 78W E45 CELL7 Pneum. solenoid replacemen | E45 C7 Blowdown Valve | A | 0190E002 | 2021-10-05 | 2021-09-08 | PHDAVODAMA
0190-030-P96 | 578790 | 0190-COF-PRO-E45-EXTCEL07-BDV | PM03 | 305 | 156W E45 CELL7 Pressure switch Replaceme | E45 C7 Blowdown Valve | A | 0190E002 | 2021-10-05 | 2021-09-08 | PHDAVODAMA
0190-030-P95 | 543219 | 0190-COF-PRO-E45-EXTCEL07-BDV | PM03 | 305 | 52WE45 CELL7 Limit Switch replacement B | E45 C7 Blowdown Valve | A | 0190E002 | 2021-10-05 | 2021-09-08 | PHDAVODAMA
0190-030-P94 | 578768 | 0190-COF-PRO-E45-EXTCEL07-BDV | PM03 | 305 | 104W E45 CELL7 P/H Valve Replacement BDV | E45 C7 Blowdown Valve | A | 0190E002 | 2021-10-05 | 2021-09-08 | PHDAVODAMA
0190-030-P93 | 578736 | 0190-COF-PRO-E45-EXTCEL06-VM2 | PM03 | 305 | 52W E45 CELL6 Pneum. solenoid replacemen | E45 C6 Control valve inlet IPT A (MUCH) | A | 0190E001 | 2021-10-06 | 2021-09-14 | PHDAVODAMA
0190-030-P92 | 578157 | 0190-COF-PRO-E45-EXTCEL06-VM2 | PM03 | 305 | 40W E45 CELL6 Valve Replacement VM2 | E45 C6 Control valve inlet IPT A (MUCH) | A | 0190E001 | 2021-11-27 | 2021-09-14 | PHDAVODAMA
0190-030-P91 | 578791 | 0190-COF-PRO-E45-EXTCEL06-VM2 | PM03 | 305 | 64W E45 CELL6 Actuator replacement VM2 | E45 C6 Control valve inlet IPT A (MUCH) | A | 0190E001 | 2021-10-06 | 2021-09-14 | PHDAVODAMA
0190-030-P90 | 578795 | 0190-COF-PRO-E45-EXTCEL06-VM2 | PM03 | 307 | 52W E45 CELL6 sensor servicing and inspe | E45 C6 Control valve inlet IPT A (MUCH) | A | 0190E001 |  | 2021-09-14
0190-030-P89 | 578791 | 0190-COF-PRO-E45-EXTCEL06-VBDV | PM03 | 305 | 64W E45 CELL6 Actuator replacement VBDV | E45 C6 Steam to blowdown valve | A | 0190E001 | 2021-10-06 | 2021-09-14 | PHDAVODAMA
0190-030-P88 | 578795 | 0190-COF-PRO-E45-EXTCEL06-VBDV | PM03 | 307 | 52W E45 CELL6 sensor servicing and inspe | E45 C6 Steam to blowdown valve | A | 0190E001 |  | 2021-09-14
0190-030-P87 | 578736 | 0190-COF-PRO-E45-EXTCEL06-V9 | PM03 | 305 | 64W E45 CELL6 Actuator replacement V9 | E45 C6 Vent valve of Cell (Safety Tree) | A | 0190E001 | 2021-10-06 | 2021-09-14 | PHDAVODAMA
0190-030-P86 | 578791 | 0190-COF-PRO-E45-EXTCEL06-V9 | PM03 | 305 | 52W E45 CELL6 sensor servicing and inspe | E45 C6 Vent valve of Cell (Safety Tree) | A | 0190E001 |  | 2021-09-14
0190-030-P85 | 543219 | 0190-COF-PRO-E45-EXTCEL06-V9 | PM03 | 305 | 12W E45 C6 Limit Switch replacement V9 | E45 C6 Vent valve of Cell (Safety Tree) | A | 0190E002 | 2021-11-17 | 2021-09-05 | PHDAVODAMA
0190-030-P84 | 578298 | 0190-COF-PRO-E45-EXTCEL06-V8 | PM03 | 305 | 56W E45 CELL6 Valve Replacement 8 | E45 C6 Draw off – to weigh tank | A | 0190E001 | 2021-10-13 | 2021-09-14 | PHDAVODAMA
0190-030-P83 | 578736 | 0190-COF-PRO-E45-EXTCEL06-V8 | PM03 | 305 | 52W E45 CELL6 Pneum. solenoid replacemen | E45 C6 Draw off – to weigh tank | A | 0190E001 | 2021-10-06 | 2021-09-14 | PHDAVODAMA
0190-030-P82 | 578791 | 0190-COF-PRO-E45-EXTCEL06-V8 | PM03 | 305 | 64W E45 CELL6 Actuator replacement V8 | E45 C6 Draw off – to weigh tank | A | 0190E001 | 2021-10-06 | 2021-09-14 | PHDAVODAMA
0190-030-P81 | 578795 | 0190-COF-PRO-E45-EXTCEL06-V8 | PM03 | 307 | 52W E45 CELL6 sensor servicing and inspe | E45 C6 Draw off – to weigh tank | A | 0190E001 |  | 2021-09-14
0190-030-P80 | 578298 | 0190-COF-PRO-E45-EXTCEL06-V7 | PM03 | 305 | 56W E45 CELL6 Valve Replacement 7 | E45 C6 Inlet to IPT A | A | 0190E001 | 2021-10-13 | 2021-09-14 | PHDAVODAMA
0190-030-P79 | 578736 | 0190-COF-PRO-E45-EXTCEL06-V7 | PM03 | 305 | 52W E45 CELL6 Pneum. solenoid replacemen | E45 C6 Inlet to IPT A | A | 0190E001 | 2021-10-06 | 2021-09-14 | PHDAVODAMA
0190-030-P78 | 578791 | 0190-COF-PRO-E45-EXTCEL06-V7 | PM03 | 305 | 64W E45 CELL6 Actuator replacement V7 | E45 C6 Inlet to IPT A | A | 0190E001 | 2021-10-06 | 2021-09-14 | PHDAVODAMA
0190-030-P77 | 578795 | 0190-COF-PRO-E45-EXTCEL06-V7 | PM03 | 307 | 52W E45 CELL6 sensor servicing and inspe | E45 C6 Inlet to IPT A | A | 0190E001 |  | 2021-09-14
0190-030-P76 | 578736 | 0190-COF-PRO-E45-EXTCEL06-V6 1 | PM03 | 305 | 104W E45 CELL6 Pressure switch Replaceme | E45 C6 Cell outlet | A | 0190E001 | 2021-10-06 | 2021-09-14 | PHDAVODAMA
0190-030-P75 | 578736 | 0190-COF-PRO-E45-EXTCEL06-V6 1 | PM03 | 305 | 40W E45 CELL6 Valve Replacement V6.1 | E45 C6 Cell outlet | A | 0190E001 | 2021-11-27 | 2021-09-14 | PHDAVODAMA
0190-030-P74 | 578791 | 0190-COF-PRO-E45-EXTCEL06-V6 1 | PM03 | 305 | 64W E45 CELL6 Actuator replacement V6.1 | E45 C6 Cell outlet | A | 0190E001 | 2021-10-06 | 2021-09-14 | PHDAVODAMA
0190-030-P73 | 578795 | 0190-COF-PRO-E45-EXTCEL06-V6 1 | PM03 | 307 | 52W E45 CELL6 sensor servicing and inspe | E45 C6 Cell outlet | A | 0190E001 | 2021-09-14 | 2021-09-14 | PHBONAJA
0190-030-P72 | 543219 | 0190-COF-PRO-E45-EXTCEL06-V6 1 | PM03 | 305 | 12WE45 CELL6 Limit Switch replacement V6 | E45 C6 Cell outlet | A | 0190E002 | 2021-10-13 | 2021-09-05 | PHDAVODAMA
0190-030-P71 | 578298 | 0190-COF-PRO-E45-EXTCEL06-V6 | PM03 | 305 | 40W E45 CELL6 Valve Replacement V6 | E45 C6 Cell outlet ( Manifold ) | A | 0190E001 | 2021-11-27 | 2021-09-14 | PHDAVODAMA
0190-030-P70 | 578736 | 0190-COF-PRO-E45-EXTCEL06-V6 | PM03 | 305 | 52W E45 CELL6 Pneum. solenoid replacemen | E45 C6 Cell outlet ( Manifold ) | A | 0190E001 | 2021-10-06 | 2021-09-14 | PHDAVODAMA
0190-030-P69 | 578791 | 0190-COF-PRO-E45-EXTCEL06-V6 | PM03 | 305 | 64W E45 CELL6 Actuator replacement V6 | E45 C6 Cell outlet ( Manifold ) | A | 0190E001 | 2021-10-06 | 2021-09-14 | PHDAVODAMA
0190-030-P68 | 578795 | 0190-COF-PRO-E45-EXTCEL06-V6 | PM03 | 307 | 52W E45 CELL6 sensor servicing and inspe | E45 C6 Cell outlet ( Manifold ) | A | 0190E001 |  | 2021-09-14
0190-030-P67 | 578298 | 0190-COF-PRO-E45-EXTCEL06-V5 | PM03 | 305 | 40W E45 CELL6 Valve Replacement V5 | E45 C6Bypassvalve(mnpltd whn cell s blck | A | 0190E001 | 2021-11-27 | 2021-09-14 | PHDAVODAMA
0190-030-P66 | 578736 | 0190-COF-PRO-E45-EXTCEL06-V5 | PM03 | 305 | 52W E45 CELL6 Pneum. solenoid replacemen | E45 C6Bypassvalve(mnpltd whn cell s blck | A | 0190E001 | 2021-10-06 | 2021-09-14 | PHDAVODAMA
0190-030-P65 | 578791 | 0190-COF-PRO-E45-EXTCEL06-V5 | PM03 | 305 | 64W E45 CELL6 Actuator replacement V5 | E45 C6Bypassvalve(mnpltd whn cell s blck | A | 0190E001 | 2021-10-06 | 2021-09-10 | PHDAVODAMA
0190-030-P64 | 578795 | 0190-COF-PRO-E45-EXTCEL06-V5 | PM03 | 305 | 52W E45 CELL6 sensor servicing and inspe | E45 C6Bypassvalve(mnpltd whn cell s blck | A | 0190E001 |  | 2021-09-10
0190-030-P63 | 578724 | 0190-COF-PRO-E45-EXTCEL06-V4 1 | PM03 | 305 | 56W E45 C6 Valve Replacement V4.1 | E45 C6 Cell Inlet | A | 0190E001 | 2021-11-17 | 2021-09-10 | PHDAVODAMA
0190-030-P62 | 578736 | 0190-COF-PRO-E45-EXTCEL06-V4 1 | PM03 | 305 | 52W E45 CELL6 Pneum. solenoid replacemen | E45 C6 Cell Inlet | A | 0190E001 | 2021-10-06 | 2021-09-10 | PHDAVODAMA
0190-030-P61 | 578791 | 0190-COF-PRO-E45-EXTCEL06-V4 1 | PM03 | 305 | 64W E45 CELL6 Actuator replacement V4.1 | E45 C6 Cell Inlet | A | 0190E001 | 2021-10-06 | 2021-09-10 | PHDAVODAMA
0190-030-P60 | 578795 | 0190-COF-PRO-E45-EXTCEL06-V4 1 | PM03 | 305 | 52W E45 CELL6 sensor servicing and inspe | E45 C6 Cell Inlet | A | 0190E001 |  | 2021-09-10
0190-030-P59 | 578298 | 0190-COF-PRO-E45-EXTCEL06-V4 | PM03 | 305 | 52W E45 CELL6 Valve Replacement 4 | E45 C6 Cell inlet ( Manifold ) | A | 0190E001 |  | 2021-09-10
0190-030-P58 | 578736 | 0190-COF-PRO-E45-EXTCEL06-V4 | PM03 | 305 | 52W E45 CELL6 Pneum. solenoid replacemen | E45 C6 Cell inlet ( Manifold ) | A | 0190E001 | 2021-10-06 | 2021-09-10 | PHDAVODAMA
0190-030-P57 | 578791 | 0190-COF-PRO-E45-EXTCEL06-V4 | PM03 | 305 | 64W E45 CELL6 Actuator replacement V4 | E45 C6 Cell inlet ( Manifold ) | A | 0190E001 | 2021-10-06 | 2021-09-10 | PHDAVODAMA
0190-030-P56 | 578795 | 0190-COF-PRO-E45-EXTCEL06-V4 | PM03 | 307 | 52W E45 CELL6 sensor servicing and inspe | E45 C6 Cell inlet ( Manifold ) | A | 0190E001 |  | 2021-09-10
0190-030-P55 | 578298 | 0190-COF-PRO-E45-EXTCEL06-V3 | PM03 | 305 | 56W E45 CELL6 Valve Replacement 3 | E45 C6Receiving valve from IPT A | A | 0190E001 | 2021-10-13 | 2021-09-10 | PHDAVODAMA
0190-030-P54 | 578736 | 0190-COF-PRO-E45-EXTCEL06-V3 | PM03 | 305 | 52W E45 CELL6 Pneum. solenoid replacemen | E45 C6Receiving valve from IPT A | A | 0190E001 | 2021-10-06 | 2021-09-10 | PHDAVODAMA
0190-030-P53 | 578791 | 0190-COF-PRO-E45-EXTCEL06-V3 | PM03 | 305 | 64W E45 CELL6 Actuator replacement V3 | E45 C6Receiving valve from IPT A | A | 0190E001 | 2021-10-06 | 2021-09-10 | PHDAVODAMA
0190-030-P52 | 578795 | 0190-COF-PRO-E45-EXTCEL06-V3 | PM03 | 307 | 52W E45 CELL6 sensor servicing and inspe | E45 C6Receiving valve from IPT A | A | 0190E001 |  | 2021-09-10
0190-030-P50 | 578298 | 0190-COF-PRO-E45-EXTCEL06-V24 | PM03 | 305 | 56W E45 CELL6 Valve Replacement 24 | E45C6DrngeInltV24IntrcnctnToCurntMUCHCel | A | 0190E001 | 2021-10-13 | 2021-09-10 | PHDAVODAMA
0190-030-P49 | 578736 | 0190-COF-PRO-E45-EXTCEL06-V24 | PM03 | 305 | 52W E45 CELL6 Pneum. solenoid replacemen | E45C6DrngeInltV24IntrcnctnToCurntMUCHCel | A | 0190E001 | 2021-10-06 | 2021-09-10 | PHDAVODAMA
0190-030-P48 | 578791 | 0190-COF-PRO-E45-EXTCEL06-V24 | PM03 | 305 | 64W E45 CELL6 Actuator replacement V24 | E45C6DrngeInltV24IntrcnctnToCurntMUCHCel | A | 0190E001 | 2021-10-06 | 2021-09-10 | PHDAVODAMA
0190-030-P47 | 578795 | 0190-COF-PRO-E45-EXTCEL06-V24 | PM03 | 305 | 52W E45 CELL6 sensor servicing and inspe | E45C6DrngeInltV24IntrcnctnToCurntMUCHCel | A | 0190E001 |  | 2021-09-10
0190-030-P46 | 578298 | 0190-COF-PRO-E45-EXTCEL06-V23 | PM03 | 305 | 56W E45 CELL6 Valve Replacement 23 | E45 C6DrnageOutlet(InletFromNxtMUCHCell) | A | 0190E001 | 2021-10-13 | 2021-09-10 | PHDAVODAMA
0190-030-P45 | 578736 | 0190-COF-PRO-E45-EXTCEL06-V23 | PM03 | 305 | 52W E45 CELL6 Pneum. solenoid replacemen | E45 C6DrnageOutlet(InletFromNxtMUCHCell) | A | 0190E001 | 2021-10-06 | 2021-09-10 | PHDAVODAMA
0190-030-P44 | 578791 | 0190-COF-PRO-E45-EXTCEL06-V23 | PM03 | 305 | 64W E45 CELL6 Actuator replacement V23 | E45 C6DrnageOutlet(InletFromNxtMUCHCell) | A | 0190E001 | 2021-10-06 | 2021-09-10 | PHDAVODAMA
0190-030-P43 | 578795 | 0190-COF-PRO-E45-EXTCEL06-V23 | PM03 | 305 | 52W E45 CELL6 sensor servicing and inspe | E45 C6DrnageOutlet(InletFromNxtMUCHCell) | A | 0190E001 |  | 2021-09-10
0190-030-P42 | 578298 | 0190-COF-PRO-E45-EXTCEL06-V22 | PM03 | 305 | 56W E45 CELL6 Valve Replacement 22 | E45 C6PrssreRleseInltToIPTA(MUCH Header) | A | 0190E001 | 2021-10-13 | 2021-09-10 | PHDAVODAMA
0190-030-P41 | 578736 | 0190-COF-PRO-E45-EXTCEL06-V22 | PM03 | 305 | 52W E45 CELL6 Pneum. solenoid replacemen | E45 C6PrssreRleseInltToIPTA(MUCH Header) | A | 0190E001 | 2021-10-06 | 2021-09-10 | PHDAVODAMA
0190-030-P40 | 578791 | 0190-COF-PRO-E45-EXTCEL06-V22 | PM03 | 305 | 64W E45 CELL6 Actuator replacement V22 | E45 C6PrssreRleseInltToIPTA(MUCH Header) | A | 0190E001 | 2021-10-06 | 2021-09-10 | PHDAVODAMA
0190-030-P39 | 578795 | 0190-COF-PRO-E45-EXTCEL06-V22 | PM03 | 305 | 52W E45 CELL6 sensor servicing and inspe | E45 C6PrssreRleseInltToIPTA(MUCH Header) | A | 0190E001 |  | 2021-09-10
0190-030-P38 | 578727 | 0190-COF-PRO-E45-EXTCEL06-V21 | PM03 | 305 | 16W E45 C6 Check valve replacement V21 | E45 C6StmInltToCell(top)ForDrnageV6Line | A | 0190E001 | 2021-11-17 | 2021-09-10 | PHDAVODAMA
0190-030-P37 | 578298 | 0190-COF-PRO-E45-EXTCEL06-V21 | PM03 | 305 | 16W E45 CELL6 Valve Replacement 21 | E45 C6StmInltToCell(top)ForDrnageV6Line | A | 0190E001 | 2021-10-06 | 2021-09-10 | PHDAVODAMA
0190-030-P36 | 578736 | 0190-COF-PRO-E45-EXTCEL06-V21 | PM03 | 305 | 52W E45 CELL6 Pneum. solenoid replacemen | E45 C6StmInltToCell(top)ForDrnageV6Line | A | 0190E001 | 2021-10-06 | 2021-09-10 | PHDAVODAMA
0190-030-P35 | 578791 | 0190-COF-PRO-E45-EXTCEL06-V21 | PM03 | 305 | 64W E45 CELL6 Actuator replacement V21 | E45 C6StmInltToCell(top)ForDrnageV6Line | A | 0190E001 | 2021-10-06 | 2021-09-10 | PHDAVODAMA
0190-030-P34 | 578795 | 0190-COF-PRO-E45-EXTCEL06-V21 | PM03 | 305 | 52W E45 CELL6 sensor servicing and inspe | E45 C6StmInltToCell(top)ForDrnageV6Line | A | 0190E001 |  | 2021-09-10
0190-030-P33 | 578736 | 0190-COF-PRO-E45-EXTCEL06-V20 21 | PM03 | 305 | 52W E45 CELL6 Pneum. solenoid replacemen | E45 C6 SteamForHydrlyss/Drainage(MUCH) | A | 0190E001 | 2021-10-06 | 2021-09-10 | PHDAVODAMA
0190-030-P32 | 578791 | 0190-COF-PRO-E45-EXTCEL06-V20 21 | PM03 | 305 | 64W E45 C6 Actuator replacement V20/21 | E45 C6 SteamForHydrlyss/Drainage(MUCH) | A | 0190E001 | 2021-11-27 | 2021-09-10 | PHDAVODAMA
0190-030-P31 | 578795 | 0190-COF-PRO-E45-EXTCEL06-V20 21 | PM03 | 305 | 52W E45 CELL6 sensor servicing and inspe | E45 C6 SteamForHydrlyss/Drainage(MUCH) | A | 0190E001 |  | 2021-09-10
0190-030-P30 | 578298 | 0190-COF-PRO-E45-EXTCEL06-V20 21 | PM03 | 305 | 56W E45 CELL6 Valve Replacement V20/21 | E45 C6 SteamForHydrlyss/Drainage(MUCH) | A | 0190E001 | 2021-10-13 | 2021-09-10 | PHDAVODAMA
0190-030-P29 | 578728 | 0190-COF-PRO-E45-EXTCEL06-V20 | PM03 | 305 | 16W E45 C6 Check valve replacement V20 | E45 C6StmInltToCell(bttm)ForHydrlyssV4Ln | A | 0190E001 | 2021-11-17 | 2021-09-10 | PHDAVODAMA
0190-030-P28 | 578736 | 0190-COF-PRO-E45-EXTCEL06-V20 | PM03 | 305 | 78W E45 CELL6 Pneum. solenoid replacemen | E45 C6StmInltToCell(bttm)ForHydrlyssV4Ln | A | 0190E001 | 2021-10-06 | 2021-09-10 | PHDAVODAMA
0190-030-P27 | 578791 | 0190-COF-PRO-E45-EXTCEL06-V20 | PM03 | 305 | 64W E45 CELL6 Actuator replacement V20 | E45 C6StmInltToCell(bttm)ForHydrlyssV4Ln | A | 0190E001 | 2021-10-06 | 2021-09-10 | PHDAVODAMA
0190-030-P26 | 578795 | 0190-COF-PRO-E45-EXTCEL06-V20 | PM03 | 305 | 52W E45 CELL6 sensor servicing and inspe | E45 C6StmInltToCell(bttm)ForHydrlyssV4Ln | A | 0190E001 |  | 2021-09-10
0190-030-P25 | 578298 | 0190-COF-PRO-E45-EXTCEL06-V13 | PM03 | 305 | 40W E45 CELL6 Valve Replacement V2 | E45 C6 StmToCellVlve (SaftyTreeToCell) | A | 0190E001 | 2021-11-27 | 2021-09-10 | PHDAVODAMA
0190-030-P24 | 578736 | 0190-COF-PRO-E45-EXTCEL06-V13 | PM03 | 305 | 104WE45 CELL6 Pneum. solenoid replacemen | E45 C6 StmToCellVlve (SaftyTreeToCell) | A | 0190E001 | 2021-10-06 | 2021-09-10 | PHDAVODAMA
0190-030-P23 | 578791 | 0190-COF-PRO-E45-EXTCEL06-V2 | PM03 | 305 | 64W E45 CELL6 Actuator replacement V2 | E45 C6 Ext water inlet valve (ex WTH) | A | 0190E001 | 2021-10-06 | 2021-09-10 | PHDAVODAMA
0190-030-P22 | 578795 | 0190-COF-PRO-E45-EXTCEL06-V2 | PM03 | 307 | 52W E45 CELL6 sensor servicing and inspe | E45 C6 Ext water inlet valve (ex WTH) | A | 0190E001 |  | 2021-09-10
0190-030-P21 | 578798 | 0190-COF-PRO-E45-EXTCEL06-V13 | PM03 | 305 | 16W E45 C6 Check valve replacement V13 | E45 C6 StmToCellVlve (SaftyTreeToCell) | A | 0190E001 | 2021-11-17 | 2021-09-10 | PHDAVODAMA
0190-030-P20 | 578788 | 0190-COF-PRO-E45-EXTCEL06-V13 | PM03 | 305 | 104W E45 CELL6 Valve Replacement 13 | E45 C6 StmToCellVlve (SaftyTreeToCell) | A | 0190E001 | 2021-10-06 | 2021-09-10 | PHDAVODAMA
0190-030-P19 | 543219 | 0190-COF-PRO-E45-EXTCEL06-V13 | PM03 | 305 | 52W E45 CELL6 Limit Switch replacement V | E45 C6 StmToCellVlve (SaftyTreeToCell) | A | 0190E001 |  | 2021-09-10
0190-030-P18 | 578736 | 0190-COF-PRO-E45-EXTCEL06-V13 | PM03 | 305 | 78W E45 CELL6 Pneum. solenoid replacemen | E45 C6 StmToCellVlve (SaftyTreeToCell) | A | 0190E001 | 2021-10-05 | 2021-09-10 | PHDAVODAMA
0190-030-P17 | 578791 | 0190-COF-PRO-E45-EXTCEL06-V13 | PM03 | 305 | 64W E45 CELL6 Actuator replacement V13 | E45 C6 StmToCellVlve (SaftyTreeToCell) | A | 0190E001 | 2021-10-06 | 2021-09-10 | PHDAVODAMA
0190-030-P16 | 578795 | 0190-COF-PRO-E45-EXTCEL06-V13 | PM03 | 305 | 52W E45 CELL6 sensor servicing and inspe | E45 C6 StmToCellVlve (SaftyTreeToCell) | A | 0190E001 |  | 2021-09-10
0190-030-P15 | 578298 | 0190-COF-PRO-E45-EXTCEL06-V12 | PM03 | 305 | 40W E45 CELL6 Valve Replacement V12 | E45 C6 StmDrnageValve (V6 LineToCell) | A | 0190E001 | 2021-11-27 | 2021-09-10 | PHDAVODAMA
0190-030-P14 | 578736 | 0190-COF-PRO-E45-EXTCEL06-V12 | PM03 | 305 | 78W E45 CELL6 Pneum. solenoid replacemen | E45 C6 StmDrnageValve (V6 LineToCell) | A | 0190E001 | 2021-10-05 | 2021-09-10 | PHDAVODAMA
0190-030-P13 | 578795 | 0190-COF-PRO-E45-EXTCEL06-V12 | PM03 | 307 | 52W E45 CELL6 sensor servicing and inspe | E45 C6 StmDrnageValve (V6 LineToCell) | A | 0190E001 | 2021-10-05 | 2021-09-10 | PHDAVODAMA
0190-030-P12 | 578795 | 0190-COF-PRO-E45-EXTCEL06-V12 | PM03 | 305 | 52W E45 CELL6 sensor servicing and inspe | E45 C6 StmDrnageValve (V6 LineToCell) | A | 0190E001 |  | 2021-09-10
0190-030-P11 | 578724 | 0190-COF-PRO-E45-EXTCEL06-V10 | PM03 | 305 | 104W E45 CELL6 Valve Replacement 10 | E45 C6CIPDrainVlveFrmCellV4LineToCIPRtr | A | 0190E001 | 2021-10-05 | 2021-09-10 | PHDAVODAMA
0190-030-P10 | 578736 | 0190-COF-PRO-E45-EXTCEL06-V10 | PM03 | 305 | 78W E45 CELL6 Pneum. solenoid replacemen | E45 C6CIPDrainVlveFrmCellV4LineToCIPRtr | A | 0190E001 | 2021-10-05 | 2021-09-10 | PHDAVODAMA
0190-030-P09 | 578791 | 0190-COF-PRO-E45-EXTCEL06-V10 | PM03 | 305 | 64W E45 CELL6 Actuator replacement V10 | E45 C6CIPDrainVlveFrmCellV4LineToCIPRtr | A | 0190E001 | 2021-10-06 | 2021-09-10 | PHDAVODAMA
0190-030-P08 | 578795 | 0190-COF-PRO-E45-EXTCEL06-V10 | PM03 | 305 | 52W E45 CELL6 sensor servicing and inspe | E45 C6CIPDrainVlveFrmCellV4LineToCIPRtr | A | 0190E001 |  | 2021-09-10
0190-030-P07 | 578298 | 0190-COF-PRO-E45-EXTCEL06-V1 | PM03 | 305 | 40W E45 CELL6 Valve Replacement V1 | E45 C6 Communication valve linking 2 cel | A | 0190E001 | 2021-11-27 | 2021-09-10 | PHDAVODAMA
0190-030-P06 | 578736 | 0190-COF-PRO-E45-EXTCEL06-V1 | PM03 | 305 | 78W E45 CELL6 Pneum. solenoid replacemen | E45 C6 Communication valve linking 2 cel | A | 0190E001 | 2021-10-05 | 2021-09-10 | PHDAVODAMA
0190-030-P05 | 578791 | 0190-COF-PRO-E45-EXTCEL06-V1 | PM03 | 305 | 64W E45 CELL6 Actuator replacement V1 | E45 C6 Communication valve linking 2 cel | A | 0190E001 | 2021-10-06 | 2021-09-10 | PHDAVODAMA
0190-030-P04 | 578795 | 0190-COF-PRO-E45-EXTCEL06-V1 | PM03 | 307 | 52W E45 CELL6 sensor servicing and inspe | E45 C6 Communication valve linking 2 cel | A | 0190E001 |  | 2021-09-10
0190-030-P03 | 578767 | 0190-COF-PRO-E45-EXTCEL06-TPLDCVR | PM03 | 305 | 78W E45 CELL6 P/H Valve Replacement Topl | E45 C6 Top Lid Cover | A | 0190E001 | 2021-10-05 | 2021-09-10 | PHDAVODAMA
0190-030-P02 | 543219 | 0190-COF-PRO-E45-EXTCEL06-TPLDCVR | PM03 | 305 | 52WE45 CELL6 Limit Switch replacement To | E45 C6 Top Lid Cover | A | 0190E001 | 2021-10-05 | 2021-09-10 | PHDAVODAMA
0190-030-P01 | 578790 | 0190-COF-PRO-E45-EXTCEL06-TPLDCVR | PM03 | 305 | 104W E45 CELL6 Pressure switch Replaceme | E45 C6 Top Lid Cover | A | 0190E001 |  | 2021-09-10
0190-030-O99 | 578755 | 0190-COF-PRO-E45-EXTCEL06-TPLDCVR | PM03 | 305 | 78W E45 CELL6 Pneum. solenoid replacemen | E45 C6 Top Lid Cover | A | 0190E001 | 2021-10-05 | 2021-09-10 | PHDAVODAMA
0190-030-O98 | 578754 | 0190-COF-PRO-E45-EXTCEL06-PEPNEL06 | PM03 | 305 | 78W E45 CELL6 Pneum. solenoid replacemen | E45 P.E. Panel Cell 06 | A | 0190E002 | 2021-11-15 | 2021-09-10 | PHSONUGAHA1
0190-030-O97 | 578753 | 0190-COF-PRO-E45-EXTCEL06-PEPNEL06 | PM03 | 305 | 104WE45 CELL6 Pneum. Exhaust valve repla | E45 P.E. Panel Cell 06 | A | 0190E002 | 2021-11-15 | 2021-09-10 | PHSONUGAHA1
0190-030-O96 | 578746 | 0190-COF-PRO-E45-EXTCEL06-PEPNEL06 | PM03 | 305 | 104WE45 CELL6 Pneum. Or Valve replacemen | E45 P.E. Panel Cell 06 | A | 0190E002 | 2021-11-15 | 2021-09-10 | PHSONUGAHA1
0190-030-O95 | 578752 | 0190-COF-PRO-E45-EXTCEL06-LCKRNGLCK | PM03 | 305 | 78W E45 CELL6 Pneum. valve replacement L | E45 C6 Lock Ring Lock | A | 0190E001 | 2021-10-05 | 2021-09-10 | PHDAVODAMA
0190-030-O94 | 578790 | 0190-COF-PRO-E45-EXTCEL06-LCKRNGLCK | PM03 |  | 104W E45 CELL6 Pressure switch Replaceme | E45 C6 Lock Ring Lock | A | 0190E001 |  | 2021-09-10
0190-030-O93 | 578757 | 0190-COF-PRO-E45-EXTCEL06-LCKRNGLCK | PM03 | 305 | 52W E45 CELL6 Relief Valve Pressure Repl | E45 C6 Lock Ring Lock | A | 0190E001 |  | 2021-09-10
0190-030-O92 | 578766 | 0190-COF-PRO-E45-EXTCEL06-LCKRNGLCK | PM03 | 305 | 78W E45 CELL6 P/H Valve Replacement lock | E45 C6 Lock Ring Lock | A | 0190E001 | 2021-10-05 | 2021-09-10 | PHDAVODAMA
0190-030-O91 | 578314 | 0190-COF-PRO-E45-EXTCEL06-LCKRNGLCK | PM03 | 305 | 52W E45 CELL6 Lock Ring Pin Lock Replace | E45 C6 Lock Ring Lock | A | 0190E002 | 2021-10-05 | 2021-09-05 | PHDAVODAMA
0190-030-O90 | 543219 | 0190-COF-PRO-E45-EXTCEL06-LCKRNGLCK | PM03 | 305 | 52WE45 CELL6 Limit Switch replacement lo | E45 C6 Lock Ring Lock | A | 0190E001 | 2021-10-05 | 2021-09-10 | PHDAVODAMA
0190-030-O89 | 578754 | 0190-COF-PRO-E45-EXTCEL06-CLLBDY | PM03 | 305 | 104WE45 CELL6 Pneum. solenoid replacemen | E45 C6 Cell Body | A | 0190E001 | 2021-10-05 | 2021-09-10 | PHDAVODAMA
0190-030-O88 | 578790 | 0190-COF-PRO-E45-EXTCEL06-CLLBDY | PM03 | 305 | 104W E45 CELL6 Pressure switch Replaceme | E45 C6 Cell Body | A | 0190E001 |  | 2021-09-10
0190-030-O87 | 543219 | 0190-COF-PRO-E45-EXTCEL06-CLLBDY | PM03 | 305 | 52WE45 CELL6 Limit Switch replacement BF | E45 C6 Cell Body | A | 0190E001 | 2021-10-05 | 2021-09-10 | PHDAVODAMA
0190-030-O86 | 23919 | 0190-COF-PRO-E45-EXTCEL06-CLLBDY | PM03 | 305 | 104W E45 CELL6 Bursting Disc Replacement | E45 C6 Cell Body | A | 0190E001 | 2021-10-05 | 2021-09-10 | PHDAVODAMA
0190-030-O85 | 578985 | 0190-COF-PRO-E45-EXTCEL06-CLLBDY | PM03 | 305 | 78W E45CELL6 BFL Actuator Replacement | E45 C6 Cell Body | A | 0190E001 | 2021-10-05 | 2021-09-10 | PHDAVODAMA
0190-030-O84 | 48871 | 0190-COF-PRO-E45-EXTCEL06-CLLBDY | PM03 | 305 | 20W E45 CELL6 Bottom Filter Lock Replace | E45 C6 Cell Body | A | 0190E002 | 2021-10-05 | 2021-09-05 | PHDAVODAMA
0190-030-O83 | 67512 | 0190-COF-PRO-E45-EXTCEL06-CLLBDY | PM03 | 307 | 52W E45 CELL6 Bursting Disc Inspection | E45 C6 Cell Body | A | 0190E001 | 2021-11-23 | 2021-09-10 | PHDAVODAMA
0190-030-O82 | 578798 | 0190-COF-PRO-E45-EXTCEL06-BDV | PM03 | 305 | 16W E45 C6 Check valve replacement BDV | E45 C6 blowdown Valve | A | 0190E001 | 2021-10-05 | 2021-09-10 | PHDAVODAMA
0190-030-O81 | 578736 | 0190-COF-PRO-E45-EXTCEL06-BDV | PM03 | 305 | 78W E45 CELL6 Pneum. solenoid replacemen | E45 C6 blowdown Valve | A | 0190E001 | 2021-10-05 | 2021-09-10 | PHDAVODAMA
0190-030-O80 | 578790 | 0190-COF-PRO-E45-EXTCEL06-BDV | PM03 | 305 | 156W E45 CELL6 Pressure switch Replaceme | E45 C6 blowdown Valve | A | 0190E001 | 2021-10-05 | 2021-09-10 | PHDAVODAMA
0190-030-O79 | 543219 | 0190-COF-PRO-E45-EXTCEL06-BDV | PM03 | 305 | 52WE45 CELL6 Limit Switch replacement B | E45 C6 blowdown Valve | A | 0190E001 | 2021-10-05 | 2021-09-10 | PHDAVODAMA
0190-030-O78 | 578768 | 0190-COF-PRO-E45-EXTCEL06-BDV | PM03 | 305 | 104W E45 CELL6 P/H Valve Replacement BDV | E45 C6 blowdown Valve | A | 0190E001 | 2021-10-05 | 2021-09-10 | PHDAVODAMA
0190-030-O77 | 578736 | 0190-COF-PRO-E45-EXTCEL05-VM2 | PM03 | 305 | 52W E45 CELL5 Pneum. solenoid replacemen | E45 C5 Control valve inlet IPT A (MUCH) | A | 0190E001 | 2021-10-06 | 2021-09-20 | PHDAVODAMA
0190-030-O76 | 578157 | 0190-COF-PRO-E45-EXTCEL05-VM2 | PM03 | 305 | 40W E45 CELL5 Valve Replacement VM2 | E45 C5 Control valve inlet IPT A (MUCH) | A | 0190E001 | 2021-11-27 | 2021-09-20 | PHDAVODAMA
0190-030-O75 | 578791 | 0190-COF-PRO-E45-EXTCEL05-VM2 | PM03 | 305 | 64W E45 CELL5 Actuator replacement VM2 | E45 C5 Control valve inlet IPT A (MUCH) | A | 0190E001 | 2021-10-06 | 2021-09-20 | PHDAVODAMA
0190-030-O74 | 578795 | 0190-COF-PRO-E45-EXTCEL05-VM2 | PM03 | 305 | 52W E45 CELL5 sensor servicing and inspe | E45 C5 Control valve inlet IPT A (MUCH) | A | 0190E001 |  | 2021-09-20
0190-030-O73 | 578791 | 0190-COF-PRO-E45-EXTCEL05-VBDV | PM03 | 305 | 64W E45 CELL5 Actuator replacement VBDV | E45 C5 Steam to blowdown valve | A | 0190E001 | 2021-10-06 | 2021-09-20 | PHDAVODAMA
0190-030-O72 | 578795 | 0190-COF-PRO-E45-EXTCEL05-VBDV | PM03 | 305 | 52W E45 CELL5 sensor servicing and inspe | E45 C5 Steam to blowdown valve | A | 0190E001 |  | 2021-09-20
0190-030-O71 | 578736 | 0190-COF-PRO-E45-EXTCEL05-V9 | PM03 | 305 | 64W E45 CELL5 Actuator replacement V9 | E45 C5 Vent valve of Cell (Safety Tree) | A | 0190E001 | 2021-10-06 | 2021-09-20 | PHDAVODAMA
0190-030-O70 | 578795 | 0190-COF-PRO-E45-EXTCEL05-V9 | PM03 | 305 | 52W E45 CELL5 sensor servicing and inspe | E45 C5 Vent valve of Cell (Safety Tree) | A | 0190E001 |  | 2021-09-20
0190-030-O69 | 543219 | 0190-COF-PRO-E45-EXTCEL05-V9 | PM03 | 305 | 12W E45 C5 Limit Switch replacement V9 | E45 C5 Vent valve of Cell (Safety Tree) | A | 0190E002 | 2021-11-17 | 2021-09-05 | PHDAVODAMA
0190-030-O68 | 578736 | 0190-COF-PRO-E45-EXTCEL05-V8 | PM03 | 305 | 52W E45 CELL5 Pneum. solenoid replacemen | E45 C5 Draw off – to weigh tank | A | 0190E001 | 2021-10-06 | 2021-09-20 | PHDAVODAMA
0190-030-O67 | 578791 | 0190-COF-PRO-E45-EXTCEL05-V8 | PM03 | 305 | 64W E45 CELL5 Actuator replacement V8 | E45 C5 Draw off – to weigh tank | A | 0190E001 | 2021-10-06 | 2021-09-20 | PHDAVODAMA
0190-030-O66 | 578795 | 0190-COF-PRO-E45-EXTCEL05-V8 | PM03 | 305 | 52W E45 CELL5 sensor servicing and inspe | E45 C5 Draw off – to weigh tank | A | 0190E001 |  | 2021-09-20
0190-030-O65 | 578298 | 0190-COF-PRO-E45-EXTCEL05-V7 | PM03 | 305 | 56W E45 CELL5 Valve Replacement 7 | E45 C5 Inlet to IPT A | A | 0190E001 | 2021-10-13 | 2021-09-05 | PHDAVODAMA
0190-030-O64 | 578736 | 0190-COF-PRO-E45-EXTCEL05-V7 | PM03 | 305 | 52W E45 CELL5 Pneum. solenoid replacemen | E45 C5 Inlet to IPT A | A | 0190E001 | 2021-10-06 | 2021-09-20 | PHDAVODAMA
0190-030-O63 | 578791 | 0190-COF-PRO-E45-EXTCEL05-V7 | PM03 | 305 | 64W E45 CELL5 Actuator replacement V7 | E45 C5 Inlet to IPT A | A | 0190E001 | 2021-10-06 | 2021-09-20 | PHDAVODAMA
0190-030-O62 | 578795 | 0190-COF-PRO-E45-EXTCEL05-V7 | PM03 | 305 | 52W E45 CELL5 sensor servicing and inspe | E45 C5 Inlet to IPT A | A | 0190E001 |  | 2021-09-20
0190-030-O61 | 578298 | 0190-COF-PRO-E45-EXTCEL05-V6 1 | PM03 | 305 | 104W E45 CELL5 Pressure switch Replaceme | E45 C5 Cell outlet | A | 0190E001 | 2021-10-06 | 2021-09-20 | PHDAVODAMA
0190-030-O60 | 578736 | 0190-COF-PRO-E45-EXTCEL05-V6 1 | PM03 | 305 | 40W E45 CELL5 Valve Replacement V6.1 | E45 C5 Cell outlet | A | 0190E001 | 2021-11-27 | 2021-09-20 | PHDAVODAMA
0190-030-O59 | 578791 | 0190-COF-PRO-E45-EXTCEL05-V6 1 | PM03 | 305 | 64W E45 CELL5 Actuator replacement V6.1 | E45 C5 Cell outlet | A | 0190E001 | 2021-10-06 | 2021-09-20 | PHDAVODAMA
0190-030-O58 | 578795 | 0190-COF-PRO-E45-EXTCEL05-V6 1 | PM03 | 305 | 52W E45 CELL5 sensor servicing and inspe | E45 C5 Cell outlet | A | 0190E001 |  | 2021-09-20
0190-030-O57 | 543219 | 0190-COF-PRO-E45-EXTCEL05-V6 1 | PM03 | 305 | 12W E45 CELL5 LimitSwitch replacement V6 | E45 C5 Cell outlet | A | 0190E002 | 2021-10-13 | 2021-09-05 | PHDAVODAMA
0190-030-O56 | 578298 | 0190-COF-PRO-E45-EXTCEL05-V6 | PM03 | 305 | 40W E45 CELL5 Valve Replacement V6 | E45 C5 Cell outlet ( Manifold ) | A | 0190E001 | 2021-11-27 | 2021-09-20 | PHDAVODAMA
0190-030-O55 | 578736 | 0190-COF-PRO-E45-EXTCEL05-V6 | PM03 | 305 | 52W E45 CELL5 Pneum. solenoid replacemen | E45 C5 Cell outlet ( Manifold ) | A | 0190E001 | 2021-10-06 | 2021-09-20 | PHDAVODAMA
0190-030-O54 | 578791 | 0190-COF-PRO-E45-EXTCEL05-V6 | PM03 | 305 | 64W E45 CELL5 Actuator replacement V6 | E45 C5 Cell outlet ( Manifold ) | A | 0190E001 | 2021-10-06 | 2021-09-20 | PHDAVODAMA
0190-030-O53 | 578795 | 0190-COF-PRO-E45-EXTCEL05-V6 | PM03 | 305 | 52W E45 CELL5 sensor servicing and inspe | E45 C5 Cell outlet ( Manifold ) | A | 0190E001 |  | 2021-09-20
0190-030-O52 | 578298 | 0190-COF-PRO-E45-EXTCEL05-V5 | PM03 | 305 | 40W E45 CELL5 Valve Replacement V5 | E45 C5Bypassvalve(mnpltd whn cell s blck | A | 0190E001 | 2021-11-27 | 2021-09-20 | PHDAVODAMA
0190-030-O51 | 578736 | 0190-COF-PRO-E45-EXTCEL05-V5 | PM03 | 305 | 52W E45 CELL5 Pneum. solenoid replacemen | E45 C5Bypassvalve(mnpltd whn cell s blck | A | 0190E001 | 2021-10-06 | 2021-09-20 | PHDAVODAMA
0190-030-O50 | 578791 | 0190-COF-PRO-E45-EXTCEL05-V5 | PM03 | 305 | 64W E45 CELL5 Actuator replacement V5 | E45 C5Bypassvalve(mnpltd whn cell s blck | A | 0190E001 | 2021-10-06 | 2021-09-20 | PHDAVODAMA
0190-030-O49 | 578795 | 0190-COF-PRO-E45-EXTCEL05-V5 | PM03 | 305 | 52W E45 CELL5 sensor servicing and inspe | E45 C5Bypassvalve(mnpltd whn cell s blck | A | 0190E001 |  | 2021-09-20
0190-030-O48 | 578724 | 0190-COF-PRO-E45-EXTCEL05-V4 1 | PM03 | 305 | 52W E45 C5 Valve Replacement V4.1 | E45 C5 Cell Inlet | A | 0190E001 | 2021-11-17 | 2021-09-20 | PHDAVODAMA
0190-030-O47 | 578736 | 0190-COF-PRO-E45-EXTCEL05-V4 1 | PM03 | 305 | 52W E45 CELL5 Pneum. solenoid replacemen | E45 C5 Cell Inlet | A | 0190E001 | 2021-10-06 | 2021-09-20 | PHDAVODAMA
0190-030-O46 | 578791 | 0190-COF-PRO-E45-EXTCEL05-V4 1 | PM03 | 305 | 64W E45 CELL5 Actuator replacement V4.1 | E45 C5 Cell Inlet | A | 0190E001 | 2021-10-06 | 2021-09-20 | PHDAVODAMA
0190-030-O45 | 578795 | 0190-COF-PRO-E45-EXTCEL05-V4 1 | PM03 | 305 | 52W E45 CELL5 sensor servicing and inspe | E45 C5 Cell Inlet | A | 0190E001 |  | 2021-09-20
0190-030-O44 | 578298 | 0190-COF-PRO-E45-EXTCEL05-V4 | PM03 | 305 | 52W E45 CELL5 Valve Replacement 4 | E45 C5 Cell inlet ( Manifold ) | A | 0190E001 |  | 2021-09-20
0190-030-O43 | 578736 | 0190-COF-PRO-E45-EXTCEL05-V4 | PM03 | 305 | 52W E45 CELL5 Pneum. solenoid replacemen | E45 C5 Cell inlet ( Manifold ) | A | 0190E001 | 2021-10-06 | 2021-09-20 | PHDAVODAMA
0190-030-O42 | 578791 | 0190-COF-PRO-E45-EXTCEL05-V4 | PM03 | 305 | 64W E45 CELL5 Actuator replacement V4 | E45 C5 Cell inlet ( Manifold ) | A | 0190E001 | 2021-10-06 | 2021-09-20 | PHDAVODAMA
0190-030-O41 | 578795 | 0190-COF-PRO-E45-EXTCEL05-V4 | PM03 | 305 | 52W E45 CELL5 sensor servicing and inspe | E45 C5 Cell inlet ( Manifold ) | A | 0190E001 |  | 2021-09-20
0190-030-O40 | 578298 | 0190-COF-PRO-E45-EXTCEL05-V3 | PM03 | 305 | 56W E45 CELL5 Valve Replacement 3 | E45 C5Receiving valve from IPT A | A | 0190E001 | 2021-10-13 | 2021-09-05 | PHDAVODAMA
0190-030-O39 | 578736 | 0190-COF-PRO-E45-EXTCEL05-V3 | PM03 | 305 | 52W E45 CELL5 Pneum. solenoid replacemen | E45 C5Receiving valve from IPT A | A | 0190E001 | 2021-10-06 | 2021-09-20 | PHDAVODAMA
0190-030-O38 | 578791 | 0190-COF-PRO-E45-EXTCEL05-V3 | PM03 | 305 | 64W E45 CELL5 Actuator replacement V3 | E45 C5Receiving valve from IPT A | A | 0190E001 | 2021-10-06 | 2021-09-19 | PHDAVODAMA
0190-030-O37 | 578795 | 0190-COF-PRO-E45-EXTCEL05-V3 | PM03 | 305 | 52W E45 CELL5 sensor servicing and inspe | E45 C5Receiving valve from IPT A | A | 0190E001 |  | 2021-09-19
0190-030-O35 | 578298 | 0190-COF-PRO-E45-EXTCEL05-V24 | PM03 | 305 | 56W E45 CELL5 Valve Replacement 24 | E45C5DrngeInltV24IntrcnctnToCurntMUCHCel | A | 0190E001 | 2021-10-13 | 2021-09-05 | PHDAVODAMA
0190-030-O34 | 578736 | 0190-COF-PRO-E45-EXTCEL05-V24 | PM03 | 305 | 52W E45 CELL5 Pneum. solenoid replacemen | E45C5DrngeInltV24IntrcnctnToCurntMUCHCel | A | 0190E001 | 2021-10-06 | 2021-09-19 | PHDAVODAMA
0190-030-O33 | 578791 | 0190-COF-PRO-E45-EXTCEL05-V24 | PM03 | 305 | 64W E45 CELL5 Actuator replacement V24 | E45C5DrngeInltV24IntrcnctnToCurntMUCHCel | A | 0190E001 | 2021-10-06 | 2021-09-19 | PHDAVODAMA
0190-030-O32 | 578795 | 0190-COF-PRO-E45-EXTCEL05-V24 | PM03 | 305 | 52W E45 CELL5 sensor servicing and inspe | E45C5DrngeInltV24IntrcnctnToCurntMUCHCel | A | 0190E001 |  | 2021-09-19
0190-030-O31 | 578736 | 0190-COF-PRO-E45-EXTCEL05-V23 | PM03 | 305 | 52W E45 CELL5 Pneum. solenoid replacemen | E45 C5DrnageOutlet(InletFromNxtMUCHCell) | A | 0190E001 | 2021-10-06 | 2021-09-19 | PHDAVODAMA
0190-030-O30 | 578791 | 0190-COF-PRO-E45-EXTCEL05-V23 | PM03 | 305 | 64W E45 CELL5 Actuator replacement V23 | E45 C5DrnageOutlet(InletFromNxtMUCHCell) | A | 0190E001 | 2021-10-06 | 2021-09-19 | PHDAVODAMA
0190-030-O29 | 578795 | 0190-COF-PRO-E45-EXTCEL05-V23 | PM03 | 305 | 52W E45 CELL5 sensor servicing and inspe | E45 C5DrnageOutlet(InletFromNxtMUCHCell) | A | 0190E001 |  | 2021-09-19
0190-030-O28 | 578298 | 0190-COF-PRO-E45-EXTCEL05-V22 | PM03 | 305 | 56W E45 CELL5 Valve Replacement 22 | E45 C5PrssreRleseInltToIPTA(MUCH Header) | A | 0190E001 | 2021-10-13 | 2021-09-05 | PHDAVODAMA
0190-030-O27 | 578736 | 0190-COF-PRO-E45-EXTCEL05-V22 | PM03 | 305 | 52W E45 CELL5 Pneum. solenoid replacemen | E45 C5PrssreRleseInltToIPTA(MUCH Header) | A | 0190E001 | 2021-10-06 | 2021-09-19 | PHDAVODAMA
0190-030-O26 | 578791 | 0190-COF-PRO-E45-EXTCEL05-V22 | PM03 | 305 | 64W E45 CELL5 Actuator replacement V22 | E45 C5PrssreRleseInltToIPTA(MUCH Header) | A | 0190E001 | 2021-10-06 | 2021-09-19 | PHDAVODAMA
0190-030-O25 | 578795 | 0190-COF-PRO-E45-EXTCEL05-V22 | PM03 | 305 | 52W E45 CELL5 sensor servicing and inspe | E45 C5PrssreRleseInltToIPTA(MUCH Header) | A | 0190E001 |  | 2021-09-19
0190-030-O24 | 578727 | 0190-COF-PRO-E45-EXTCEL05-V21 | PM03 | 305 | 16W E45 C5 Check valve replacement V21 | E45 C5StmInltToCell(top)ForDrnageV6Line | A | 0190E001 | 2021-11-17 | 2021-09-19 | PHDAVODAMA
0190-030-O23 | 578298 | 0190-COF-PRO-E45-EXTCEL05-V21 | PM03 | 305 | 16W E45 C5 Valve Replacement V21 | E45 C5StmInltToCell(top)ForDrnageV6Line | A | 0190E001 | 2021-11-17 | 2021-09-19 | PHDAVODAMA
0190-030-O22 | 578736 | 0190-COF-PRO-E45-EXTCEL05-V21 | PM03 | 305 | 52W E45 CELL5 Pneum. solenoid replacemen | E45 C5StmInltToCell(top)ForDrnageV6Line | A | 0190E001 | 2021-10-06 | 2021-09-19 | PHDAVODAMA
0190-030-O21 | 578791 | 0190-COF-PRO-E45-EXTCEL05-V21 | PM03 | 305 | 64W E45 CELL5 Actuator replacement V21 | E45 C5StmInltToCell(top)ForDrnageV6Line | A | 0190E001 | 2021-10-06 | 2021-09-19 | PHDAVODAMA
0190-030-O20 | 578795 | 0190-COF-PRO-E45-EXTCEL05-V21 | PM03 | 305 | 52W E45 CELL5 sensor servicing and inspe | E45 C5StmInltToCell(top)ForDrnageV6Line | A | 0190E001 |  | 2021-09-19
0190-030-O19 | 578736 | 0190-COF-PRO-E45-EXTCEL05-V20 21 | PM03 | 305 | 52W E45 CELL5 Pneum. solenoid replacemen | E45 C5 SteamForHydrlyss/Drainage(MUCH) | A | 0190E001 | 2021-10-06 | 2021-09-19 | PHDAVODAMA
0190-030-O18 | 578791 | 0190-COF-PRO-E45-EXTCEL05-V20 21 | PM03 | 305 | 64W E45 C5 Actuator replacement V20/21 | E45 C5 SteamForHydrlyss/Drainage(MUCH) | A | 0190E001 | 2021-11-27 | 2021-09-19 | PHDAVODAMA
0190-030-O17 | 578795 | 0190-COF-PRO-E45-EXTCEL05-V20 21 | PM03 | 305 | 52W E45 CELL5 sensor servicing and inspe | E45 C5 SteamForHydrlyss/Drainage(MUCH) | A | 0190E001 |  | 2021-09-19
0190-030-O16 | 578298 | 0190-COF-PRO-E45-EXTCEL05-V20 21 | PM03 | 305 | 56W E45 CELL5 Valve Replacement V20/21 | E45 C5 SteamForHydrlyss/Drainage(MUCH) | A | 0190E001 | 2021-10-13 | 2021-09-19 | PHDAVODAMA
0190-030-O15 | 578728 | 0190-COF-PRO-E45-EXTCEL05-V20 | PM03 | 305 | 16W E45 C5 Check valve replacement V20 | E45 C5StmInltToCell(bttm)ForHydrlyssV4Ln | A | 0190E001 | 2021-11-17 | 2021-09-05 | PHDAVODAMA
0190-030-O14 | 578736 | 0190-COF-PRO-E45-EXTCEL05-V20 | PM03 | 305 | 78W E45 CELL5 Pneum. solenoid replacemen | E45 C5StmInltToCell(bttm)ForHydrlyssV4Ln | A | 0190E001 | 2021-10-06 | 2021-09-19 | PHDAVODAMA
0190-030-O13 | 578791 | 0190-COF-PRO-E45-EXTCEL05-V20 | PM03 | 305 | 64W E45 CELL5 Actuator replacement V20 | E45 C5StmInltToCell(bttm)ForHydrlyssV4Ln | A | 0190E001 | 2021-10-06 | 2021-09-19 | PHDAVODAMA
0190-030-O12 | 578795 | 0190-COF-PRO-E45-EXTCEL05-V20 | PM03 | 305 | 52W E45 CELL5 sensor servicing and inspe | E45 C5StmInltToCell(bttm)ForHydrlyssV4Ln | A | 0190E001 |  | 2021-09-19
0190-030-O11 | 578298 | 0190-COF-PRO-E45-EXTCEL05-V2 | PM03 | 305 | 40W E45 CELL5 Valve Replacement V2 | E45 C5 Ext water inlet valve (ex WTH) | A | 0190E001 | 2021-11-27 | 2021-09-19 | PHDAVODAMA
0190-030-O10 | 578736 | 0190-COF-PRO-E45-EXTCEL05-V2 | PM03 | 305 | 104WE45 CELL5 Pneum. solenoid replacemen | E45 C5 Ext water inlet valve (ex WTH) | A | 0190E001 | 2021-10-06 | 2021-09-19 | PHDAVODAMA
0190-030-O09 | 578791 | 0190-COF-PRO-E45-EXTCEL05-V2 | PM03 | 305 | 64W E45 CELL5 Actuator replacement V2 | E45 C5 Ext water inlet valve (ex WTH) | A | 0190E001 | 2021-10-06 | 2021-09-19 | PHDAVODAMA
0190-030-O08 | 578795 | 0190-COF-PRO-E45-EXTCEL05-V2 | PM03 | 305 | 52W E45 CELL5 sensor servicing and inspe | E45 C5 Ext water inlet valve (ex WTH) | A | 0190E001 |  | 2021-09-19
0190-030-O07 | 578798 | 0190-COF-PRO-E45-EXTCEL05-V13 | PM03 | 305 | 16W E45 C5 Check valve replacement V13 | E45 C5 StmToCellVlve (SaftyTreeToCell) | A | 0190E001 | 2021-11-17 | 2021-09-05 | PHDAVODAMA
0190-030-O06 | 543219 | 0190-COF-PRO-E45-EXTCEL05-V13 | PM03 | 305 | 52W E45 CELL5 Limit Switch replacement V | E45 C5 StmToCellVlve (SaftyTreeToCell) | A | 0190E001 |  | 2021-09-19
0190-030-O05 | 578736 | 0190-COF-PRO-E45-EXTCEL05-V13 | PM03 | 305 | 78W E45 CELL5 Pneum. solenoid replacemen | E45 C5 StmToCellVlve (SaftyTreeToCell) | A | 0190E001 | 2021-10-05 | 2021-09-19 | PHDAVODAMA
0190-030-O04 | 578791 | 0190-COF-PRO-E45-EXTCEL05-V13 | PM03 | 305 | 64W E45 CELL5 Actuator replacement V13 | E45 C5 StmToCellVlve (SaftyTreeToCell) | A | 0190E002 | 2021-11-20 | 2021-09-19 | PHDAVODAMA
0190-030-O03 | 578795 | 0190-COF-PRO-E45-EXTCEL05-V13 | PM03 | 305 | 52W E45 CELL5 sensor servicing and inspe | E45 C5 StmToCellVlve (SaftyTreeToCell) | A | 0190E001 |  | 2021-09-19
0190-030-O02 | 578298 | 0190-COF-PRO-E45-EXTCEL05-V12 | PM03 | 305 | 40W E45 CELL5 Valve Replacement V12 | E45 C5 StmDrnageValve (V6 LineToCell) | A | 0190E001 | 2021-11-27 | 2021-09-19 | PHDAVODAMA
0190-030-O01 | 578736 | 0190-COF-PRO-E45-EXTCEL05-V12 | PM03 | 305 | 78W E45 CELL5 Pneum. solenoid replacemen | E45 C5 StmDrnageValve (V6 LineToCell) | A | 0190E001 | 2021-10-05 | 2021-09-19 | PHDAVODAMA
0190-030-N99 | 578791 | 0190-COF-PRO-E45-EXTCEL05-V12 | PM03 | 305 | 64W E45 CELL5 Actuator replacement V12 | E45 C5 StmDrnageValve (V6 LineToCell) | A | 0190E001 | 2021-10-06 | 2021-09-19 | PHDAVODAMA
0190-030-N98 | 578795 | 0190-COF-PRO-E45-EXTCEL05-V12 | PM03 | 305 | 52W E45 CELL5 sensor servicing and inspe | E45 C5 StmDrnageValve (V6 LineToCell) | A | 0190E001 |  | 2021-09-19
0190-030-N97 | 578724 | 0190-COF-PRO-E45-EXTCEL05-V10 | PM03 | 305 | 104W E45 CELL5 Valve Replacement 10 | E45 C5CIPDrainVlveFrmCellV4LineToCIPRtr | A | 0190E001 | 2021-10-05 | 2021-09-19 | PHDAVODAMA
0190-030-N96 | 578736 | 0190-COF-PRO-E45-EXTCEL05-V10 | PM03 | 305 | 78W E45 CELL5 Pneum. solenoid replacemen | E45 C5CIPDrainVlveFrmCellV4LineToCIPRtr | A | 0190E001 | 2021-10-05 | 2021-09-19 | PHDAVODAMA
0190-030-N95 | 578791 | 0190-COF-PRO-E45-EXTCEL05-V10 | PM03 | 305 | 64W E45 CELL5 Actuator replacement V10 | E45 C5CIPDrainVlveFrmCellV4LineToCIPRtr | A | 0190E001 | 2021-10-06 | 2021-09-19 | PHDAVODAMA
0190-030-N94 | 578795 | 0190-COF-PRO-E45-EXTCEL05-V10 | PM03 | 305 | 52W E45 CELL5 sensor servicing and inspe | E45 C5CIPDrainVlveFrmCellV4LineToCIPRtr | A | 0190E001 |  | 2021-09-19
0190-030-N93 | 578298 | 0190-COF-PRO-E45-EXTCEL05-V1 | PM03 | 305 | 40W E45 CELL5 Valve Replacement V1 | E45 C5 Communication valve linking 2 cel | A | 0190E001 | 2021-11-27 | 2021-09-19 | PHDAVODAMA
0190-030-N92 | 578736 | 0190-COF-PRO-E45-EXTCEL05-V1 | PM03 | 305 | 78W E45 CELL5 Pneum. solenoid replacemen | E45 C5 Communication valve linking 2 cel | A | 0190E001 | 2021-10-05 | 2021-09-19 | PHDAVODAMA
0190-030-N91 | 578791 | 0190-COF-PRO-E45-EXTCEL05-V1 | PM03 | 305 | 64W E45 CELL5 Actuator replacement V1 | E45 C5 Communication valve linking 2 cel | A | 0190E001 | 2021-10-06 | 2021-09-19 | PHDAVODAMA
0190-030-N90 | 578795 | 0190-COF-PRO-E45-EXTCEL05-V1 | PM03 | 305 | 52W E45 CELL5 sensor servicing and inspe | E45 C5 Communication valve linking 2 cel | A | 0190E001 |  | 2021-09-19
0190-030-N89 | 578767 | 0190-COF-PRO-E45-EXTCEL05-TPLDCVR | PM03 | 305 | 78W E45 CELL5 P/H Valve Replacement Topl | E45 C5 Top Lid Cover | A | 0190E002 | 2021-10-05 | 2021-09-05 | PHDAVODAMA
0190-030-N88 | 543219 | 0190-COF-PRO-E45-EXTCEL05-TPLDCVR | PM03 | 305 | 52WE45 CELL5 Limit Switch replacement To | E45 C5 Top Lid Cover | A | 0190E001 | 2021-10-05 | 2021-09-19 | PHDAVODAMA
0190-030-N87 | 578790 | 0190-COF-PRO-E45-EXTCEL05-TPLDCVR | PM03 | 305 | 104W E45 CELL5 Pressure switch Replaceme | E45 C5 Top Lid Cover | A | 0190E001 |  | 2021-09-19
0190-030-N86 | 578755 | 0190-COF-PRO-E45-EXTCEL05-TPLDCVR | PM03 | 305 | 78W E45 CELL5 Pneum. solenoid replacemen | E45 C5 Top Lid Cover | A | 0190E001 | 2021-10-05 | 2021-09-19 | PHDAVODAMA
0190-030-N85 | 578754 | 0190-COF-PRO-E45-EXTCEL05-PEPNEL05 | PM03 |  | 78W E45 CELL5 Pneum. solenoid replacemen | E45 P.E. Panel Cell 05 | A | 0190E002 | 2021-11-15 | 2021-09-19 | PHSONUGAHA1
0190-030-N84 | 578753 | 0190-COF-PRO-E45-EXTCEL05-PEPNEL05 | PM03 | 305 | 104WE45 CELL5 Pneum. Exhaust valve repla | E45 P.E. Panel Cell 05 | A | 0190E002 | 2021-11-15 | 2021-09-19 | PHSONUGAHA1
0190-030-N83 | 578746 | 0190-COF-PRO-E45-EXTCEL05-PEPNEL05 | PM03 | 305 | 104WE45 CELL5 Pneum. Or Valve replacemen | E45 P.E. Panel Cell 05 | A | 0190E002 | 2021-11-15 | 2021-09-19 | PHSONUGAHA1
0190-030-N82 | 578752 | 0190-COF-PRO-E45-EXTCEL05-LCKRNGLCK | PM03 | 305 | 78W E45 CELL5 Pneum. valve replacement L | E45 C5 Lock Ring Lock | A | 0190E001 | 2021-10-05 | 2021-09-19 | PHDAVODAMA
0190-030-N81 | 578790 | 0190-COF-PRO-E45-EXTCEL05-LCKRNGLCK | PM03 | 305 | 104W E45 CELL5 Pressure switch Replaceme | E45 C5 Lock Ring Lock | A | 0190E001 |  | 2021-09-19
0190-030-N80 | 578757 | 0190-COF-PRO-E45-EXTCEL05-LCKRNGLCK | PM03 | 305 | 52W E45 CELL5 Relief Valve Pressure Repl | E45 C5 Lock Ring Lock | A | 0190E001 |  | 2021-09-19
0190-030-N79 | 578766 | 0190-COF-PRO-E45-EXTCEL05-LCKRNGLCK | PM03 | 305 | 78W E45 CELL5 P/H Valve Replacement lock | E45 C5 Lock Ring Lock | A | 0190E002 | 2021-10-05 | 2021-09-05 | PHDAVODAMA
0190-030-N78 | 578314 | 0190-COF-PRO-E45-EXTCEL05-LCKRNGLCK | PM03 | 305 | 52W E45 CELL5 Lock Ring Pin Lock Replace | E45 C5 Lock Ring Lock | A | 0190E002 | 2021-10-05 | 2021-09-05 | PHDAVODAMA
0190-030-N77 | 543219 | 0190-COF-PRO-E45-EXTCEL05-LCKRNGLCK | PM03 | 305 | 52WE45 CELL5 Limit Switch replacement lo | E45 C5 Lock Ring Lock | A | 0190E001 | 2021-10-05 | 2021-09-19 | PHDAVODAMA
0190-030-N76 | 578754 | 0190-COF-PRO-E45-EXTCEL05-CLLBDY | PM03 | 305 | 104WE45 CELL5 Pneum. solenoid replacemen | E45 C5 Cell Body | A | 0190E001 | 2021-10-05 | 2021-09-19 | PHDAVODAMA
0190-030-N75 | 578790 | 0190-COF-PRO-E45-EXTCEL05-CLLBDY | PM03 | 305 | 104W E45 CELL5 Pressure switch Replaceme | E45 C5 Cell Body | A | 0190E001 |  | 2021-09-19
0190-030-N74 | 543219 | 0190-COF-PRO-E45-EXTCEL05-CLLBDY | PM03 | 305 | 52WE45 C5 Limit Switch replacement BF | E45 C5 Cell Body | A | 0190E002 | 2021-11-20 | 2021-09-19 | PHDAVODAMA
0190-030-N73 | 23919 | 0190-COF-PRO-E45-EXTCEL05-CLLBDY | PM03 | 305 | 104W E45 CELL5 Bursting Disc Replacement | E45 C5 Cell Body | A | 0190E001 |  | 2021-10-06
0190-030-N72 | 578985 | 0190-COF-PRO-E45-EXTCEL05-CLLBDY | PM03 | 305 | 78W E45CELL5 BFL Actuator Replacement | E45 C5 Cell Body | A | 0190E001 | 2021-10-05 | 2021-09-19 | PHDAVODAMA
0190-030-N71 | 48871 | 0190-COF-PRO-E45-EXTCEL05-CLLBDY | PM03 | 305 | 20W E45 CELL5 Bottom Filter Lock Replace | E45 C5 Cell Body | A | 0190E002 | 2021-10-05 | 2021-09-05 | PHDAVODAMA
0190-030-N70 | 67512 | 0190-COF-PRO-E45-EXTCEL05-CLLBDY | PM03 | 307 | 52W E45 CELL5 Bursting Disc Inspection | E45 C5 Cell Body | A | 0190E001 | 2021-11-23 | 2021-10-06 | PHDAVODAMA
0190-030-N69 | 578798 | 0190-COF-PRO-E45-EXTCEL05-BDV | PM03 | 305 | 16W E45 C5 Check valve replacement BDV | E45 C5 blowdown Valve | A | 0190E001 | 2021-10-05 | 2021-09-05 | PHDAVODAMA
0190-030-N68 | 578736 | 0190-COF-PRO-E45-EXTCEL05-BDV | PM03 | 305 | 78W E45 CELL5 Pneum. solenoid replacemen | E45 C5 blowdown Valve | A | 0190E002 |  | 2021-10-06
0190-030-N67 | 578790 | 0190-COF-PRO-E45-EXTCEL05-BDV | PM03 | 305 | 156W E45 CELL5 Pressure switch Replaceme | E45 C5 blowdown Valve | A | 0190E002 |  | 2021-10-06
0190-030-N66 | 543219 | 0190-COF-PRO-E45-EXTCEL05-BDV | PM03 | 305 | 52WE45 C5 Limit Switch replacement BDV | E45 C5 blowdown Valve | A | 0190E002 |  | 2021-10-06
0190-030-N65 | 578768 | 0190-COF-PRO-E45-EXTCEL05-BDV | PM03 | 305 | 104W E45 CELL5 P/H Valve Replacement BDV | E45 C5 blowdown Valve | A | 0190E001 | 2021-10-05 | 2021-09-05 | PHDAVODAMA
0190-030-N64 | 578736 | 0190-COF-PRO-E45-EXTCEL04-VM2 | PM03 | 305 | 52W E45 CELL4 Pneum. solenoid replacemen | E45 C4 Control valve inlet IPT A (MUCH) | A | 0190E002 | 2021-10-06 | 2021-09-22 | PHDAVODAMA
0190-030-N63 | 578157 | 0190-COF-PRO-E45-EXTCEL04-VM2 | PM03 | 305 | 40W E45 CELL4 Valve Replacement VM2 | E45 C4 Control valve inlet IPT A (MUCH) | A | 0190E001 | 2021-11-27 | 2021-09-22 | PHDAVODAMA
0190-030-N62 | 578794 | 0190-COF-PRO-E45-EXTCEL04-VM2 | PM03 | 305 | 64W E45 CELL4 Actuator replacement VM2 | E45 C4 Control valve inlet IPT A (MUCH) | A | 0190E002 | 2021-12-20 | 2021-09-22 | PHDAVODAMA
0190-030-N60 | 578791 | 0190-COF-PRO-E45-EXTCEL04-VBDV | PM03 | 305 | 64W E45 CELL4 Actuator replacement VBDV | E45 C4 Steam to blowdown valve | A | 0190E002 | 2021-12-20 | 2021-09-22 | PHDAVODAMA
0190-030-N58 | 578736 | 0190-COF-PRO-E45-EXTCEL04-V9 | PM03 | 305 | 64W E45 CELL4 Actuator replacement V9 | E45 C4 Vent valve of Cell (Safety Tree) | A | 0190E002 | 2021-10-06 | 2021-09-22 | PHDAVODAMA
0190-030-N56 | 543219 | 0190-COF-PRO-E45-EXTCEL04-V9 | PM03 | 305 | 12W E45 C4 Limit Switch replacement V9 | E45 C4 Vent valve of Cell (Safety Tree) | A | 0190E002 | 2021-11-17 | 2021-09-22 | PHDAVODAMA
0190-030-N55 | 578298 | 0190-COF-PRO-E45-EXTCEL04-V8 | PM03 | 305 | 56W E45 CELL4 Valve Replacement 8 | E45 C4 Draw off – to weigh tank | A | 0190E001 | 2021-10-13 | 2021-09-22 | PHDAVODAMA
0190-030-N54 | 578736 | 0190-COF-PRO-E45-EXTCEL04-V8 | PM03 | 305 | 52W E45 CELL4 Pneum. solenoid replacemen | E45 C4 Draw off – to weigh tank | A | 0190E002 | 2021-10-06 | 2021-09-22 | PHDAVODAMA
0190-030-N53 | 578791 | 0190-COF-PRO-E45-EXTCEL04-V8 | PM03 | 305 | 64W E45 CELL4 Actuator replacement V8 | E45 C4 Draw off – to weigh tank | A | 0190E002 | 2021-10-06 | 2021-09-22 | PHDAVODAMA
0190-030-N51 | 578298 | 0190-COF-PRO-E45-EXTCEL04-V7 | PM03 | 305 | 56W E45 CELL4 Valve Replacement 7 | E45 C4 Inlet to IPT A | A | 0190E001 | 2021-10-13 | 2021-09-22 | PHDAVODAMA
0190-030-N50 | 578736 | 0190-COF-PRO-E45-EXTCEL04-V7 | PM03 | 305 | 52W E45 CELL4 Pneum. solenoid replacemen | E45 C4 Inlet to IPT A | A | 0190E002 | 2021-10-06 | 2021-09-22 | PHDAVODAMA
0190-030-N49 | 578791 | 0190-COF-PRO-E45-EXTCEL04-V7 | PM03 | 305 | 64W E45 CELL4 Actuator replacement V7 | E45 C4 Inlet to IPT A | A | 0190E002 | 2021-10-06 | 2021-09-22 | PHDAVODAMA
0190-030-N47 | 578736 | 0190-COF-PRO-E45-EXTCEL04-V6 1 | PM03 | 305 | 104WE45 cell4 Pneum. solenoid replacemen | E45 C4 Cell outlet | A | 0190E002 | 2021-10-06 | 2021-09-22 | PHDAVODAMA
0190-030-N46 | 578298 | 0190-COF-PRO-E45-EXTCEL04-V6 1 | PM03 | 305 | 40W E45 CELL4 Valve Replacement V6.1 | E45 C4 Cell outlet | A | 0190E001 | 2021-11-27 | 2021-09-22 | PHDAVODAMA
0190-030-N45 | 578791 | 0190-COF-PRO-E45-EXTCEL04-V6 1 | PM03 | 305 | 64W E45 CELL4 Actuator replacement V6.1 | E45 C4 Cell outlet | A | 0190E002 | 2021-10-06 | 2021-09-22 | PHDAVODAMA
0190-030-N43 | 543219 | 0190-COF-PRO-E45-EXTCEL04-V6 1 | PM03 | 305 | 8W E45 CELL4 Limit Switch replacement V6 | E45 C4 Cell outlet | A | 0190E002 |  | 2021-09-22
0190-030-N42 | 578298 | 0190-COF-PRO-E45-EXTCEL04-V6 | PM03 | 305 | 40W E45 CELL4 Valve Replacement V6 | E45 C4 Cell outlet ( Manifold ) | A | 0190E001 | 2021-11-27 | 2021-09-22 | PHDAVODAMA
0190-030-N41 | 578736 | 0190-COF-PRO-E45-EXTCEL04-V6 | PM03 | 305 | 52W E45 CELL4 Pneum. solenoid replacemen | E45 C4 Cell outlet ( Manifold ) | A | 0190E002 | 2021-10-06 | 2021-09-22 | PHDAVODAMA
0190-030-N40 | 578791 | 0190-COF-PRO-E45-EXTCEL04-V6 | PM03 | 305 | 64W E45 CELL4 Actuator replacement V6 | E45 C4 Cell outlet ( Manifold ) | A | 0190E002 | 2021-10-06 | 2021-09-22 | PHDAVODAMA
0190-030-N38 | 578298 | 0190-COF-PRO-E45-EXTCEL04-V5 | PM03 | 305 | 40W E45 CELL4 Valve Replacement V5 | E45 C4Bypassvalve(mnpltd whn cell s blck | A | 0190E001 | 2021-11-27 | 2021-09-22 | PHDAVODAMA
0190-030-N37 | 578736 | 0190-COF-PRO-E45-EXTCEL04-V5 | PM03 | 305 | 52W E45 CELL4 Pneum. solenoid replacemen | E45 C4Bypassvalve(mnpltd whn cell s blck | A | 0190E002 | 2021-10-06 | 2021-09-22 | PHDAVODAMA
0190-030-N36 | 578791 | 0190-COF-PRO-E45-EXTCEL04-V5 | PM03 | 305 | 64W E45 CELL4 Actuator replacement V5 | E45 C4Bypassvalve(mnpltd whn cell s blck | A | 0190E002 | 2021-10-06 | 2021-09-22 | PHDAVODAMA
0190-030-N34 | 578724 | 0190-COF-PRO-E45-EXTCEL04-V4 1 | PM03 | 305 | 56W E45 C4 Valve Replacement V4.1 | E45 C4 Cell Inlet | A | 0190E001 | 2021-11-17 | 2021-09-22 | PHDAVODAMA
0190-030-N33 | 578736 | 0190-COF-PRO-E45-EXTCEL04-V4 1 | PM03 | 305 | 52W E45 CELL4 Pneum. solenoid replacemen | E45 C4 Cell Inlet | A | 0190E002 | 2021-10-06 | 2021-09-22 | PHDAVODAMA
0190-030-N32 | 578791 | 0190-COF-PRO-E45-EXTCEL04-V4 1 | PM03 | 305 | 64W E45 CELL4 Actuator replacement V4.1 | E45 C4 Cell Inlet | A | 0190E002 | 2021-10-06 | 2021-09-22 | PHDAVODAMA
0190-030-N30 | 578298 | 0190-COF-PRO-E45-EXTCEL04-V4 | PM03 | 305 | 52W E45 CELL4 Valve Replacement 4 | E45 C4 Cell inlet ( Manifold ) | A | 0190E001 |  | 2021-09-22
0190-030-N29 | 578736 | 0190-COF-PRO-E45-EXTCEL04-V4 | PM03 | 305 | 52W E45 CELL4 Pneum. solenoid replacemen | E45 C4 Cell inlet ( Manifold ) | A | 0190E002 | 2021-10-06 | 2021-09-22 | PHDAVODAMA
0190-030-N28 | 578791 | 0190-COF-PRO-E45-EXTCEL04-V4 | PM03 | 305 | 64W E45 CELL4 Actuator replacement V4 | E45 C4 Cell inlet ( Manifold ) | A | 0190E002 | 2021-10-06 | 2021-09-22 | PHDAVODAMA
0190-030-N26 | 578298 | 0190-COF-PRO-E45-EXTCEL04-V3 | PM03 | 305 | 56W E45 CELL4 Valve Replacement 3 | E45 C4Receiving valve from IPT A | A | 0190E001 | 2021-10-13 | 2021-09-22 | PHDAVODAMA
0190-030-N25 | 578736 | 0190-COF-PRO-E45-EXTCEL04-V3 | PM03 | 305 | 52W E45 CELL4 Pneum. solenoid replacemen | E45 C4Receiving valve from IPT A | A | 0190E002 | 2021-10-06 | 2021-09-22 | PHDAVODAMA
0190-030-N24 | 578791 | 0190-COF-PRO-E45-EXTCEL04-V3 | PM03 | 305 | 64W E45 CELL4 Actuator replacement V3 | E45 C4Receiving valve from IPT A | A | 0190E002 | 2021-10-06 | 2021-09-22 | PHDAVODAMA
0190-030-N21 | 578298 | 0190-COF-PRO-E45-EXTCEL04-V24 | PM03 | 305 | 56W E45 CELL4 Valve Replacement 24 | E45C4DrngeInltV24IntrcnctnToCurntMUCHCel | A | 0190E001 | 2021-10-13 | 2021-09-22 | PHDAVODAMA
0190-030-N20 | 578736 | 0190-COF-PRO-E45-EXTCEL04-V24 | PM03 | 305 | 52W E45 CELL4 Pneum. solenoid replacemen | E45C4DrngeInltV24IntrcnctnToCurntMUCHCel | A | 0190E002 | 2021-10-06 | 2021-09-22 | PHDAVODAMA
0190-030-N19 | 578791 | 0190-COF-PRO-E45-EXTCEL04-V24 | PM03 | 305 | 64W E45 CELL4 Actuator replacement V24 | E45C4DrngeInltV24IntrcnctnToCurntMUCHCel | A | 0190E002 | 2021-10-06 | 2021-09-22 | PHDAVODAMA
0190-030-N17 | 578298 | 0190-COF-PRO-E45-EXTCEL04-V23 | PM03 | 305 | 56W E45 CELL4 Valve Replacement 23 | E45 C4DrnageOutlet(InletFromNxtMUCHCell) | A | 0190E001 | 2021-10-13 | 2021-09-22 | PHDAVODAMA
0190-030-N16 | 578736 | 0190-COF-PRO-E45-EXTCEL04-V23 | PM03 | 305 | 52W E45 CELL4 Pneum. solenoid replacemen | E45 C4DrnageOutlet(InletFromNxtMUCHCell) | A | 0190E002 | 2021-10-06 | 2021-09-22 | PHDAVODAMA
0190-030-N15 | 578791 | 0190-COF-PRO-E45-EXTCEL04-V23 | PM03 | 305 | 64W E45 CELL4 Actuator replacement V23 | E45 C4DrnageOutlet(InletFromNxtMUCHCell) | A | 0190E002 | 2021-10-06 | 2021-09-22 | PHDAVODAMA
0190-030-N13 | 578298 | 0190-COF-PRO-E45-EXTCEL04-V22 | PM03 | 305 | 56W E45 CELL4 Valve Replacement 22 | E45 C4PrssreRleseInltToIPTA(MUCH Header) | A | 0190E001 | 2021-10-13 | 2021-09-22 | PHDAVODAMA
0190-030-N12 | 578736 | 0190-COF-PRO-E45-EXTCEL04-V22 | PM03 | 305 | 52W E45 CELL4 Pneum. solenoid replacemen | E45 C4PrssreRleseInltToIPTA(MUCH Header) | A | 0190E002 | 2021-10-06 | 2021-09-22 | PHDAVODAMA
0190-030-N11 | 578791 | 0190-COF-PRO-E45-EXTCEL04-V22 | PM03 | 305 | 64W E45 CELL4 Actuator replacement V22 | E45 C4PrssreRleseInltToIPTA(MUCH Header) | A | 0190E002 | 2021-10-06 | 2021-09-22 | PHDAVODAMA
0190-030-N09 | 578727 | 0190-COF-PRO-E45-EXTCEL04-V21 | PM03 | 305 | 16W E45 C4 Check valve replacement V21 | E45 C4StmInltToCell(top)ForDrnageV6Line | A | 0190E001 | 2021-11-17 | 2021-09-22 | PHDAVODAMA
0190-030-N08 | 578298 | 0190-COF-PRO-E45-EXTCEL04-V21 | PM03 | 305 | 16W E45 CELL4 Valve Replacement 21 | E45 C4StmInltToCell(top)ForDrnageV6Line | A | 0190E001 | 2021-10-06 | 2021-09-22 | PHDAVODAMA
0190-030-N07 | 578736 | 0190-COF-PRO-E45-EXTCEL04-V21 | PM03 | 305 | 52W E45 CELL4 Pneum. solenoid replacemen | E45 C4StmInltToCell(top)ForDrnageV6Line | A | 0190E002 | 2021-10-06 | 2021-09-22 | PHDAVODAMA
0190-030-N06 | 578791 | 0190-COF-PRO-E45-EXTCEL04-V21 | PM03 | 305 | 64W E45 CELL4 Actuator replacement V21 | E45 C4StmInltToCell(top)ForDrnageV6Line | A | 0190E002 | 2021-10-06 | 2021-09-22 | PHDAVODAMA
0190-030-N04 | 578736 | 0190-COF-PRO-E45-EXTCEL04-V20 21 | PM03 | 305 | 52W E45 CELL4 Pneum. solenoid replacemen | E45 C4 SteamForHydrlyss/Drainage(MUCH) | A | 0190E001 | 2021-10-06 | 2021-09-21 | PHDAVODAMA
0190-030-N03 | 578791 | 0190-COF-PRO-E45-EXTCEL04-V20 21 | PM03 | 305 | 64W E45 C4 Actuator replacement V20/21 | E45 C4 SteamForHydrlyss/Drainage(MUCH) | A | 0190E001 | 2021-11-27 | 2021-09-21 | PHDAVODAMA
0190-030-N02 | 578795 | 0190-COF-PRO-E45-EXTCEL04-V20 21 | PM03 | 305 | 52W E45 CELL4 sensor servicing and inspe | E45 C4 SteamForHydrlyss/Drainage(MUCH) | A | 0190E001 |  | 2021-09-21
0190-030-N01 | 578298 | 0190-COF-PRO-E45-EXTCEL04-V20 21 | PM03 | 305 | 56W E45 CELL4 Valve Replacement V20/21 | E45 C4 SteamForHydrlyss/Drainage(MUCH) | A | 0190E001 | 2021-10-13 | 2021-09-21 | PHDAVODAMA
0190-030-M99 | 578728 | 0190-COF-PRO-E45-EXTCEL04-V20 | PM03 | 305 | 16W E45 C4 Check valve replacement V20 | E45 C4StmInltToCell(bttm)ForHydrlyssV4Ln | A | 0190E001 | 2021-11-17 | 2021-09-05 | PHDAVODAMA
0190-030-M97 |  | 0190-COF-PRO-E45-EXTCEL04-V20 | PM03 | 305 | 78W E45 CELL4 Pneum. solenoid replacemen | E45 C4StmInltToCell(bttm)ForHydrlyssV4Ln | A | 0190E001 | 2021-10-06 | 2021-09-21 | PHDAVODAMA
0190-030-M96 | 578791 | 0190-COF-PRO-E45-EXTCEL04-V20 | PM03 | 305 | 64W E45 CELL4 Actuator replacement V20 | E45 C4StmInltToCell(bttm)ForHydrlyssV4Ln | A | 0190E001 | 2021-10-06 | 2021-09-21 | PHDAVODAMA
0190-030-M95 |  | 0190-COF-PRO-E45-EXTCEL04-V20 | PM03 | 305 | 52W E45 CELL4 sensor servicing and inspe | E45 C4StmInltToCell(bttm)ForHydrlyssV4Ln | A | 0190E001 |  | 2021-09-21
0190-030-M94 | 578298 | 0190-COF-PRO-E45-EXTCEL04-V2 | PM03 | 305 | 40W E45 CELL4 Valve Replacement V2 | E45 C4 Ext water inlet valve (ex WTH) | A | 0190E001 | 2021-11-27 | 2021-09-21 | PHDAVODAMA
0190-030-M93 |  | 0190-COF-PRO-E45-EXTCEL04-V2 | PM03 | 305 | 104WE45 CELL4 Pneum. solenoid replacemen | E45 C4 Ext water inlet valve (ex WTH) | A | 0190E001 | 2021-10-06 | 2021-09-21 | PHDAVODAMA
0190-030-M92 |  | 0190-COF-PRO-E45-EXTCEL04-V2 | PM03 | 305 | 64W E45 CELL4 Actuator replacement V2 | E45 C4 Ext water inlet valve (ex WTH) | A | 0190E001 | 2021-10-06 | 2021-09-21 | PHDAVODAMA
0190-030-M91 | 578795 | 0190-COF-PRO-E45-EXTCEL04-V2 | PM03 | 305 | 52W E45 CELL4 sensor servicing and inspe | E45 C4 Ext water inlet valve (ex WTH) | A | 0190E001 |  | 2021-09-21
0190-030-M90 | 578798 | 0190-COF-PRO-E45-EXTCEL04-V13 | PM03 | 305 | 16W E45 C4 Check valve replacement V13 | E45 C4 StmToCellVlve (SaftyTreeToCell) | A | 0190E001 | 2021-11-17 | 2021-09-05 | PHDAVODAMA
0190-030-M89 | 578788 | 0190-COF-PRO-E45-EXTCEL04-V13 | PM03 | 305 | 104W E45 CELL4 Valve Replacement 13 | E45 C4 StmToCellVlve (SaftyTreeToCell) | A | 0190E001 | 2021-10-06 | 2021-09-21 | PHDAVODAMA
0190-030-M88 |  | 0190-COF-PRO-E45-EXTCEL04-V13 | PM03 | 305 | 52W E45 CELL4 Limit Switch replacement V | E45 C4 StmToCellVlve (SaftyTreeToCell) | A | 0190E001 |  | 2021-09-21
0190-030-M87 | 578736 | 0190-COF-PRO-E45-EXTCEL04-V13 | PM03 | 305 | 78W E45 CELL4 Pneum. solenoid replacemen | E45 C4 StmToCellVlve (SaftyTreeToCell) | A | 0190E001 | 2021-10-05 | 2021-09-21 | PHDAVODAMA
0190-030-M86 | 578791 | 0190-COF-PRO-E45-EXTCEL04-V13 | PM03 | 305 | 64W E45 CELL4 Actuator replacement V13 | E45 C4 StmToCellVlve (SaftyTreeToCell) | A | 0190E001 | 2021-10-06 | 2021-09-21 | PHDAVODAMA
0190-030-M85 | 578795 | 0190-COF-PRO-E45-EXTCEL04-V13 | PM03 | 305 | 52W E45 CELL4 sensor servicing and inspe | E45 C4 StmToCellVlve (SaftyTreeToCell) | A | 0190E001 |  | 2021-09-21
0190-030-M84 | 578298 | 0190-COF-PRO-E45-EXTCEL04-V12 | PM03 | 305 | 40W E45 CELL4 Valve Replacement V12 | E45 C4 StmDrnageValve (V6 LineToCell) | A | 0190E001 | 2021-11-27 | 2021-09-21 | PHDAVODAMA
0190-030-M83 | 578736 | 0190-COF-PRO-E45-EXTCEL04-V12 | PM03 | 305 | 78W E45 CELL4 Pneum. solenoid replacemen | E45 C4 StmDrnageValve (V6 LineToCell) | A | 0190E001 | 2021-10-05 | 2021-09-21 | PHDAVODAMA
0190-030-M82 | 578791 | 0190-COF-PRO-E45-EXTCEL04-V12 | PM03 | 305 | 64W E45 CELL4 Actuator replacement V12 | E45 C4 StmDrnageValve (V6 LineToCell) | A | 0190E001 | 2021-11-18 | 2021-09-21 | PHDAVODAMA
0190-030-M81 | 578795 | 0190-COF-PRO-E45-EXTCEL04-V12 | PM03 | 305 | 52W E45 CELL4 sensor servicing and inspe | E45 C4 StmDrnageValve (V6 LineToCell) | A | 0190E001 |  | 2021-09-21
0190-030-M80 | 578724 | 0190-COF-PRO-E45-EXTCEL04-V10 | PM03 | 305 | 104W E45 CELL4 Valve Replacement 10 | E45 C4CIPDrainVlveFrmCellV4LineToCIPRtr | A | 0190E001 | 2021-10-05 | 2021-09-21 | PHDAVODAMA
0190-030-M79 | 578736 | 0190-COF-PRO-E45-EXTCEL04-V10 | PM03 | 305 | 78W E45 CELL4 Pneum. solenoid replacemen | E45 C4CIPDrainVlveFrmCellV4LineToCIPRtr | A | 0190E001 | 2021-10-05 | 2021-09-21 | PHDAVODAMA
0190-030-M78 | 578791 | 0190-COF-PRO-E45-EXTCEL04-V10 | PM03 | 305 | 64W E45 CELL4 Actuator replacement V10 | E45 C4CIPDrainVlveFrmCellV4LineToCIPRtr | A | 0190E001 | 2021-10-06 | 2021-09-21 | PHDAVODAMA
0190-030-M77 | 578795 | 0190-COF-PRO-E45-EXTCEL04-V10 | PM03 | 305 | 52W E45 CELL4 sensor servicing and inspe | E45 C4CIPDrainVlveFrmCellV4LineToCIPRtr | A | 0190E001 |  | 2021-09-21
0190-030-M76 | 578298 | 0190-COF-PRO-E45-EXTCEL04-V1 | PM03 | 305 | 40W E45 CELL4 Valve Replacement V1 | E45 C4 Communication valve linking 2 cel | A | 0190E001 | 2021-11-27 | 2021-09-21 | PHDAVODAMA
0190-030-M75 | 578736 | 0190-COF-PRO-E45-EXTCEL04-V1 | PM03 | 305 | 78W E45 CELL4 Pneum. solenoid replacemen | E45 C4 Communication valve linking 2 cel | A | 0190E001 | 2021-10-05 | 2021-09-21 | PHDAVODAMA
0190-030-M74 | 578791 | 0190-COF-PRO-E45-EXTCEL04-V1 | PM03 | 305 | 64W E45 CELL4 Actuator replacement V1 | E45 C4 Communication valve linking 2 cel | A | 0190E002 | 2021-10-06 | 2021-09-22 | PHDAVODAMA
0190-030-M73 | 578795 | 0190-COF-PRO-E45-EXTCEL04-V1 | PM03 | 305 | 52W E45 CELL4 sensor servicing and inspe | E45 C4 Communication valve linking 2 cel | A | 0190E001 |  | 2021-09-21
0190-030-M72 | 578767 | 0190-COF-PRO-E45-EXTCEL04-TPLDCVR | PM03 | 305 | 78W E45 CELL4 P/H Valve Replacement Topl | E45 C4 Top Lid Cover | A | 0190E001 | 2021-10-06 | 2021-09-21 | PHDAVODAMA
0190-030-M71 | 543219 | 0190-COF-PRO-E45-EXTCEL04-TPLDCVR | PM03 | 305 | 52WE45 CELL4 Limit Switch replacement To | E45 C4 Top Lid Cover | A | 0190E001 | 2021-10-05 | 2021-09-21 | PHDAVODAMA
0190-030-M70 | 578790 | 0190-COF-PRO-E45-EXTCEL04-TPLDCVR | PM03 | 305 | 104W E45 CELL4 Pressure switch Replaceme | E45 C4 Top Lid Cover | A | 0190E001 |  | 2021-09-21
0190-030-M69 | 578755 | 0190-COF-PRO-E45-EXTCEL04-TPLDCVR | PM03 |  | 78W E45 CELL4 Pneum. solenoid replacemen | E45 C4 Top Lid Cover | A | 0190E001 | 2021-10-05 | 2021-09-21 | PHDAVODAMA
0190-030-M68 | 578754 | 0190-COF-PRO-E45-EXTCEL04-PEPNEL04 | PM03 | 305 | 78W E45 CELL4 Pneum. solenoid replacemen | E45 P.E. Panel Cell 04 | A | 0190E002 | 2021-11-15 | 2021-09-21 | PHSONUGAHA1
0190-030-M67 | 578753 | 0190-COF-PRO-E45-EXTCEL04-PEPNEL04 | PM03 | 305 | 104WE45 CELL4 Pneum. Exhaust valve repla | E45 P.E. Panel Cell 04 | A | 0190E002 | 2021-11-15 | 2021-09-21 | PHSONUGAHA1
0190-030-M66 | 578746 | 0190-COF-PRO-E45-EXTCEL04-PEPNEL04 | PM03 | 305 | 104WE45 CELL4 Pneum. Or Valve replacemen | E45 P.E. Panel Cell 04 | A | 0190E002 | 2021-11-15 | 2021-09-21 | PHSONUGAHA1
0190-030-M65 | 578752 | 0190-COF-PRO-E45-EXTCEL04-LCKRNGLCK | PM03 | 305 | 78W E45 CELL4 Pneum. valve replacement L | E45 C4 Lock Ring Lock | A | 0190E001 | 2021-10-05 | 2021-09-21 | PHDAVODAMA
0190-030-M64 | 578790 | 0190-COF-PRO-E45-EXTCEL04-LCKRNGLCK | PM03 | 305 | 104W E45 CELL4 Pressure switch Replaceme | E45 C4 Lock Ring Lock | A | 0190E001 |  | 2021-09-21
0190-030-M63 | 578757 | 0190-COF-PRO-E45-EXTCEL04-LCKRNGLCK | PM03 | 305 | 52W E45 CELL4 Relief Valve Pressure Repl | E45 C4 Lock Ring Lock | A | 0190E001 |  | 2021-09-21
0190-030-M62 | 578766 | 0190-COF-PRO-E45-EXTCEL04-LCKRNGLCK | PM03 | 305 | 78W E45 CELL4 P/H Valve Replacement lock | E45 C4 Lock Ring Lock | A | 0190E001 | 2021-10-05 | 2021-09-21 | PHDAVODAMA
0190-030-M61 | 543219 | 0190-COF-PRO-E45-EXTCEL04-LCKRNGLCK | PM03 | 305 | 52WE45 CELL4 Limit Switch replacement lo | E45 C4 Lock Ring Lock | A | 0190E001 | 2021-10-05 | 2021-09-21 | PHDAVODAMA
0190-030-M60 | 578754 | 0190-COF-PRO-E45-EXTCEL04-CLLBDY | PM03 | 305 | 104WE45 CELL4 Pneum. solenoid replacemen | E45 C4 Cell Body | A | 0190E001 | 2021-10-05 | 2021-09-21 | PHDAVODAMA
0190-030-M59 | 578790 | 0190-COF-PRO-E45-EXTCEL04-CLLBDY | PM03 | 305 | 104W E45 CELL4 Pressure switch Replaceme | E45 C4 Cell Body | A | 0190E001 |  | 2021-09-21
0190-030-M58 | 543219 | 0190-COF-PRO-E45-EXTCEL04-CLLBDY | PM03 | 305 | 52WE45 CELL4 Limit Switch replacement BF | E45 C4 Cell Body | A | 0190E001 | 2021-11-18 | 2021-09-21 | PHDAVODAMA
0190-030-M57 |  | 0190-COF-PRO-E45-EXTCEL04-CLLBDY | PM03 | 305 | 104W E45 CELL4 Bursting Disc Replacement | E45 C4 Cell Body | A | 0190E001 | 2021-10-05 | 2021-09-21 | PHDAVODAMA
0190-030-M56 | 578985 | 0190-COF-PRO-E45-EXTCEL04-CLLBDY | PM03 | 305 | 78W E45CELL4 BFL Actuator Replacement | E45 C4 Cell Body | A | 0190E001 | 2021-10-05 | 2021-09-21 | PHDAVODAMA
0190-030-M55 | 48871 | 0190-COF-PRO-E45-EXTCEL04-CLLBDY | PM03 | 305 | 20W E45 C4 Bottom Filter Lock Replace | E45 C4 Cell Body | A | 0190E001 | 2021-11-27 | 2021-09-21 | PHDAVODAMA
0190-030-M54 |  | 0190-COF-PRO-E45-EXTCEL04-CLLBDY | PM03 | 307 | 52W E45 CELL4 Bursting Disc Inspection | E45 C4 Cell Body | A | 0190E001 | 2021-11-23 | 2021-09-21 | PHDAVODAMA
0190-030-M53 | 578798 | 0190-COF-PRO-E45-EXTCEL04-BDV | PM03 | 305 | 16W E45 C4 Check valve replacement BDV | E45 C4 blowdown Valve | A | 0190E001 | 2021-10-05 | 2021-09-05 | PHDAVODAMA
0190-030-M52 |  | 0190-COF-PRO-E45-EXTCEL04-BDV | PM03 | 305 | 78W E45 CELL4 Pneum. solenoid replacemen | E45 C4 blowdown Valve | A | 0190E001 | 2021-10-05 | 2021-09-21 | PHDAVODAMA
0190-030-M51 | 578790 | 0190-COF-PRO-E45-EXTCEL04-BDV | PM03 | 305 | 156W E45 CELL4 Pressure switch Replaceme | E45 C4 blowdown Valve | A | 0190E001 | 2021-10-05 | 2021-09-21 | PHDAVODAMA
0190-030-M50 | 543219 | 0190-COF-PRO-E45-EXTCEL04-BDV | PM03 | 305 | 52WE45 CELL4 Limit Switch replacement B | E45 C4 blowdown Valve | A | 0190E001 | 2021-10-05 | 2021-09-21 | PHDAVODAMA
0190-030-M49 | 578768 | 0190-COF-PRO-E45-EXTCEL04-BDV | PM03 | 305 | 104W E45 CELL4 P/H Valve Replacement BDV | E45 C4 blowdown Valve | A | 0190E001 | 2021-10-05 | 2021-09-21 | PHDAVODAMA
0190-030-M48 | 578736 | 0190-COF-PRO-E45-EXTCEL03-VM2 | PM03 | 305 | 52W E45 CELL3 Pneum. solenoid replacemen | E45 C3 Control valve inlet IPT A (MUCH) | A | 0190E002 | 2021-10-06 | 2021-09-21 | PHDAVODAMA
0190-030-M47 | 578157 | 0190-COF-PRO-E45-EXTCEL03-VM2 | PM03 | 305 | 40W E45 CELL3 Valve Replacement VM2 | E45 C3 Control valve inlet IPT A (MUCH) | A | 0190E001 | 2021-11-27 | 2021-09-21 | PHDAVODAMA
0190-030-M46 | 578791 | 0190-COF-PRO-E45-EXTCEL03-VM2 | PM03 | 305 | 64W E45 CELL3 Actuator replacement VM2 | E45 C3 Control valve inlet IPT A (MUCH) | A | 0190E002 | 2021-10-06 | 2021-09-21 | PHDAVODAMA
0190-030-M44 | 578791 | 0190-COF-PRO-E45-EXTCEL03-VBDV | PM03 | 305 | 64W E45 CELL3 Actuator replacement VBDV | E45 C3 Steam to blowdown valve | A | 0190E002 | 2021-10-06 | 2021-09-21 | PHDAVODAMA
0190-030-M42 | 578791 | 0190-COF-PRO-E45-EXTCEL03-V9 | PM03 | 305 | 64W E45 CELL3 Actuator replacement V9 | E45 C3 Vent valve of Cell (Safety Tree) | A | 0190E002 | 2021-10-06 | 2021-09-05 | PHDAVODAMA
0190-030-M40 | 543219 | 0190-COF-PRO-E45-EXTCEL03-V9 | PM03 | 305 | 12W E45 C3 Limit Switch replacement V9 | E45 C3 Vent valve of Cell (Safety Tree) | A | 0190E002 | 2021-11-17 | 2021-09-21 | PHDAVODAMA
0190-030-M39 | 578298 | 0190-COF-PRO-E45-EXTCEL03-V8 | PM03 | 305 | 56W E45 CELL3 Valve Replacement 8 | E45 C3 Draw off – to weigh tank | A | 0190E001 | 2021-10-13 | 2021-09-21 | PHDAVODAMA
0190-030-M38 | 578736 | 0190-COF-PRO-E45-EXTCEL03-V8 | PM03 | 305 | 52W E45 CELL3 Pneum. solenoid replacemen | E45 C3 Draw off – to weigh tank | A | 0190E002 | 2021-10-06 | 2021-09-21 | PHDAVODAMA
0190-030-M37 | 578791 | 0190-COF-PRO-E45-EXTCEL03-V8 | PM03 | 305 | 64W E45 CELL3 Actuator replacement V8 | E45 C3 Draw off – to weigh tank | A | 0190E002 | 2021-10-06 | 2021-09-05 | PHDAVODAMA
0190-030-M35 | 578298 | 0190-COF-PRO-E45-EXTCEL03-V7 | PM03 | 305 | 56W E45 CELL3 Valve Replacement 7 | E45 C3 Inlet to IPT A | A | 0190E001 | 2021-10-13 | 2021-09-21 | PHDAVODAMA
0190-030-M34 | 578736 | 0190-COF-PRO-E45-EXTCEL03-V7 | PM03 | 305 | 52W E45 CELL3 Pneum. solenoid replacemen | E45 C3 Inlet to IPT A | A | 0190E002 | 2021-10-06 | 2021-09-21 | PHDAVODAMA
0190-030-M33 | 578791 | 0190-COF-PRO-E45-EXTCEL03-V7 | PM03 | 305 | 64W E45 CELL3 Actuator replacement V7 | E45 C3 Inlet to IPT A | A | 0190E002 | 2021-10-06 | 2021-09-05 | PHDAVODAMA
0190-030-M31 | 578736 | 0190-COF-PRO-E45-EXTCEL03-V6 1 | PM03 | 305 | 104WE45 cell3 Pneum. solenoid replacemen | E45 C3 Cell outlet | A | 0190E002 | 2021-10-06 | 2021-09-21 | PHDAVODAMA
0190-030-M30 | 578298 | 0190-COF-PRO-E45-EXTCEL03-V6 1 | PM03 | 305 | 40W E45 CELL3 Valve Replacement V6.1 | E45 C3 Cell outlet | A | 0190E001 | 2021-11-27 | 2021-09-21 | PHDAVODAMA
0190-030-M29 | 578791 | 0190-COF-PRO-E45-EXTCEL03-V6 1 | PM03 | 305 | 64W E45 CELL3 Actuator replacement V6.1 | E45 C3 Cell outlet | A | 0190E002 | 2021-10-06 | 2021-09-21 | PHDAVODAMA
0190-030-M27 | 543219 | 0190-COF-PRO-E45-EXTCEL03-V6 1 | PM03 | 305 | 8W E45 CELL3 Limit Switch replacement V6 | E45 C3 Cell outlet | A | 0190E002 |  | 2021-09-21
0190-030-M26 | 578298 | 0190-COF-PRO-E45-EXTCEL03-V6 | PM03 | 305 | 40W E45 CELL3 Valve Replacement V6 | E45 C3 Cell outlet ( Manifold ) | A | 0190E001 | 2021-11-27 | 2021-09-21 | PHDAVODAMA
0190-030-M25 | 578736 | 0190-COF-PRO-E45-EXTCEL03-V6 | PM03 | 305 | 52W E45 CELL3 Pneum. solenoid replacemen | E45 C3 Cell outlet ( Manifold ) | A | 0190E002 | 2021-10-06 | 2021-09-21 | PHDAVODAMA
0190-030-M24 | 578791 | 0190-COF-PRO-E45-EXTCEL03-V6 | PM03 | 305 | 64W E45 CELL3 Actuator replacement V6 | E45 C3 Cell outlet ( Manifold ) | A | 0190E002 | 2021-10-06 | 2021-09-21 | PHDAVODAMA
0190-030-M22 | 578298 | 0190-COF-PRO-E45-EXTCEL03-V5 | PM03 | 305 | 40W E45 CELL3 Valve Replacement V5 | E45 C3Bypassvalve(mnpltd whn cell s blck | A | 0190E001 | 2021-11-27 | 2021-09-21 | PHDAVODAMA
0190-030-M21 | 578736 | 0190-COF-PRO-E45-EXTCEL03-V5 | PM03 | 305 | 52W E45 CELL3 Pneum. solenoid replacemen | E45 C3Bypassvalve(mnpltd whn cell s blck | A | 0190E002 | 2021-10-06 | 2021-09-21 | PHDAVODAMA
0190-030-M20 | 578791 | 0190-COF-PRO-E45-EXTCEL03-V5 | PM03 | 305 | 64W E45 CELL3 Actuator replacement V5 | E45 C3Bypassvalve(mnpltd whn cell s blck | A | 0190E002 | 2021-10-06 | 2021-09-21 | PHDAVODAMA
0190-030-M18 | 578724 | 0190-COF-PRO-E45-EXTCEL03-V4 1 | PM03 | 305 | 56W E45 C3 Valve Replacement V4.1 | E45 C3 Cell Inlet | A | 0190E001 | 2021-11-17 | 2021-09-21 | PHDAVODAMA
0190-030-M17 | 578736 | 0190-COF-PRO-E45-EXTCEL03-V4 1 | PM03 | 305 | 52W E45 CELL3 Pneum. solenoid replacemen | E45 C3 Cell Inlet | A | 0190E002 | 2021-10-06 | 2021-09-21 | PHDAVODAMA
0190-030-M16 | 578791 | 0190-COF-PRO-E45-EXTCEL03-V4 1 | PM03 | 305 | 64W E45 CELL3 Actuator replacement V4.1 | E45 C3 Cell Inlet | A | 0190E002 | 2021-10-06 | 2021-09-21 | PHDAVODAMA
0190-030-M14 | 578298 | 0190-COF-PRO-E45-EXTCEL03-V4 | PM03 | 305 | 52W E45 CELL3 Valve Replacement 4 | E45 C3 Cell inlet ( Manifold ) | A | 0190E001 |  | 2021-09-21
0190-030-M13 | 578736 | 0190-COF-PRO-E45-EXTCEL03-V4 | PM03 | 305 | 52W E45 CELL3 Pneum. solenoid replacemen | E45 C3 Cell inlet ( Manifold ) | A | 0190E002 | 2021-10-06 | 2021-09-21 | PHDAVODAMA
0190-030-M12 | 578791 | 0190-COF-PRO-E45-EXTCEL03-V4 | PM03 | 305 | 64W E45 CELL3 Actuator replacement V4 | E45 C3 Cell inlet ( Manifold ) | A | 0190E002 | 2021-10-06 | 2021-09-21 | PHDAVODAMA
0190-030-M10 | 578298 | 0190-COF-PRO-E45-EXTCEL03-V3 | PM03 | 305 | 56W E45 CELL3 Valve Replacement 3 | E45 C3Receiving valve from IPT A | A | 0190E001 | 2021-10-13 | 2021-09-21 | PHDAVODAMA
0190-030-M09 | 578736 | 0190-COF-PRO-E45-EXTCEL03-V3 | PM03 | 305 | 52W E45 CELL3 Pneum. solenoid replacemen | E45 C3Receiving valve from IPT A | A | 0190E002 | 2021-10-06 | 2021-09-21 | PHDAVODAMA
0190-030-M08 | 578791 | 0190-COF-PRO-E45-EXTCEL03-V3 | PM03 | 305 | 64W E45 CELL3 Actuator replacement V3 | E45 C3Receiving valve from IPT A | A | 0190E002 | 2021-10-06 | 2021-09-21 | PHDAVODAMA
0190-030-M05 | 578298 | 0190-COF-PRO-E45-EXTCEL03-V24 | PM03 | 305 | 56W E45 CELL3 Valve Replacement 24 | E45C3DrngeInltV24IntrcnctnToCurntMUCHCel | A | 0190E001 | 2021-10-13 | 2021-09-21 | PHDAVODAMA
0190-030-M04 | 578736 | 0190-COF-PRO-E45-EXTCEL03-V24 | PM03 | 305 | 52W E45 CELL3 Pneum. solenoid replacemen | E45C3DrngeInltV24IntrcnctnToCurntMUCHCel | A | 0190E002 | 2021-10-06 | 2021-09-21 | PHDAVODAMA
0190-030-M03 | 578791 | 0190-COF-PRO-E45-EXTCEL03-V24 | PM03 | 305 | 64W E45 CELL3 Actuator replacement V24 | E45C3DrngeInltV24IntrcnctnToCurntMUCHCel | A | 0190E002 | 2021-10-06 | 2021-09-21 | PHDAVODAMA
0190-030-M01 | 578298 | 0190-COF-PRO-E45-EXTCEL03-V23 | PM03 | 305 | 56W E45 CELL3 Valve Replacement 23 | E45 C3DrnageOutlet(InletFromNxtMUCHCell) | A | 0190E001 | 2021-10-13 | 2021-09-21 | PHDAVODAMA
0190-030-L99 | 578736 | 0190-COF-PRO-E45-EXTCEL03-V23 | PM03 | 305 | 52W E45 CELL3 Pneum. solenoid replacemen | E45 C3DrnageOutlet(InletFromNxtMUCHCell) | A | 0190E002 | 2021-10-06 | 2021-09-21 | PHDAVODAMA
0190-030-L98 | 578791 | 0190-COF-PRO-E45-EXTCEL03-V23 | PM03 | 305 | 64W E45 CELL3 Actuator replacement V23 | E45 C3DrnageOutlet(InletFromNxtMUCHCell) | A | 0190E002 | 2021-10-06 | 2021-09-21 | PHDAVODAMA
0190-030-L96 | 578298 | 0190-COF-PRO-E45-EXTCEL03-V22 | PM03 | 305 | 56W E45 CELL3 Valve Replacement 22 | E45 C3PrssreRleseInltToIPTA(MUCH Header) | A | 0190E001 | 2021-10-13 | 2021-09-21 | PHDAVODAMA
0190-030-L95 | 578736 | 0190-COF-PRO-E45-EXTCEL03-V22 | PM03 | 305 | 52W E45 CELL3 Pneum. solenoid replacemen | E45 C3PrssreRleseInltToIPTA(MUCH Header) | A | 0190E002 | 2021-10-06 | 2021-09-21 | PHDAVODAMA
0190-030-L94 | 578791 | 0190-COF-PRO-E45-EXTCEL03-V22 | PM03 | 305 | 64W E45 CELL3 Actuator replacement V22 | E45 C3PrssreRleseInltToIPTA(MUCH Header) | A | 0190E002 | 2021-10-06 | 2021-09-05 | PHDAVODAMA
0190-030-L92 | 578727 | 0190-COF-PRO-E45-EXTCEL03-V21 | PM03 | 305 | 16W E45 C3 Check valve replacement V21 | E45 C3StmInltToCell(top)ForDrnageV6Line | A | 0190E001 | 2021-11-17 | 2021-09-21 | PHDAVODAMA
0190-030-L91 | 578298 | 0190-COF-PRO-E45-EXTCEL03-V21 | PM03 | 305 | 16W E45 CELL3 Valve Replacement 21 | E45 C3StmInltToCell(top)ForDrnageV6Line | A | 0190E001 | 2021-10-06 | 2021-09-21 | PHDAVODAMA
0190-030-L90 | 578736 | 0190-COF-PRO-E45-EXTCEL03-V21 | PM03 | 305 | 52W E45 CELL3 Pneum. solenoid replacemen | E45 C3StmInltToCell(top)ForDrnageV6Line | A | 0190E002 | 2021-10-06 | 2021-09-21 | PHDAVODAMA
0190-030-L89 | 578791 | 0190-COF-PRO-E45-EXTCEL03-V21 | PM03 | 305 | 64W E45 CELL3 Actuator replacement V21 | E45 C3StmInltToCell(top)ForDrnageV6Line | A | 0190E002 | 2021-10-06 | 2021-09-05 | PHDAVODAMA
0190-030-L87 | 578736 | 0190-COF-PRO-E45-EXTCEL03-V20 21 | PM03 | 305 | 52W E45 CELL3 Pneum. solenoid replacemen | E45 C3 SteamForHydrlyss/Drainage(MUCH) | A | 0190E002 | 2021-10-06 | 2021-09-21 | PHDAVODAMA
0190-030-L86 | 578791 | 0190-COF-PRO-E45-EXTCEL03-V20 21 | PM03 | 305 | 64W E45 C3 Actuator replacement V20/21 | E45 C3 SteamForHydrlyss/Drainage(MUCH) | A | 0190E002 | 2021-11-27 | 2021-09-05 | PHDAVODAMA
0190-030-L84 | 578298 | 0190-COF-PRO-E45-EXTCEL03-V20 21 | PM03 | 305 | 56W E45 CELL3 Valve Replacement V20/21 | E45 C3 SteamForHydrlyss/Drainage(MUCH) | A | 0190E001 | 2021-10-13 | 2021-09-21 | PHDAVODAMA
0190-030-L83 | 578728 | 0190-COF-PRO-E45-EXTCEL03-V20 | PM03 | 305 | 16W E45 C3 Check valve replacement V20 | E45 C3StmInltToCell(bttm)ForHydrlyssV4Ln | A | 0190E001 | 2021-11-23 | 2021-09-21 | PHDAVODAMA
0190-030-L81 | 578736 | 0190-COF-PRO-E45-EXTCEL03-V2 | PM03 | 305 | 78W E45 CELL3 Pneum. solenoid replacemen | E45 C3 Ext water inlet valve (ex WTH) | A | 0190E002 | 2021-10-06 | 2021-09-21 | PHDAVODAMA
0190-030-L80 | 578791 | 0190-COF-PRO-E45-EXTCEL03-V20 | PM03 | 305 | 64W E45 CELL3 Actuator replacement V20 | E45 C3StmInltToCell(bttm)ForHydrlyssV4Ln | A | 0190E002 | 2021-10-06 | 2021-09-05 | PHDAVODAMA
0190-030-L78 | 578298 | 0190-COF-PRO-E45-EXTCEL03-V2 | PM03 | 305 | 40W E45 CELL3 Valve Replacement V2 | E45 C3 Ext water inlet valve (ex WTH) | A | 0190E002 | 2021-11-27 | 2021-10-06 | PHDAVODAMA
0190-030-L77 | 578736 | 0190-COF-PRO-E45-EXTCEL03-V2 | PM03 | 305 | 78W E45 CELL3 Pneum. solenoid replacemen | E45 C3 Ext water inlet valve (ex WTH) | A | 0190E002 |  | 2021-10-06
0190-030-L76 | 578791 | 0190-COF-PRO-E45-EXTCEL03-V20 | PM03 | 305 | 64W E45 CELL3 Actuator replacement V20 | E45 C3StmInltToCell(bttm)ForHydrlyssV4Ln | A | 0190E001 | 2021-11-17 | 2021-09-21 | PHDAVODAMA
0190-030-L74 | 578798 | 0190-COF-PRO-E45-EXTCEL03-V13 | PM03 | 305 | 16W E45 C3 Check valve replacement V13 | E45 C3 StmToCellVlve (SaftyTreeToCell) | A | 0190E001 | 2021-11-17 | 2021-09-21 | PHDAVODAMA
0190-030-L73 | 578788 | 0190-COF-PRO-E45-EXTCEL03-V13 | PM03 | 305 | 104W E45 CELL3 Valve Replacement 13 | E45 C3 StmToCellVlve (SaftyTreeToCell) | A | 0190E001 | 2021-10-06 | 2021-09-21 | PHDAVODAMA
0190-030-L72 | 543219 | 0190-COF-PRO-E45-EXTCEL03-V13 | PM03 | 305 | 52W E45 CELL3 Limit Switch replacement V | E45 C3 StmToCellVlve (SaftyTreeToCell) | A | 0190E002 |  | 2021-09-21
0190-030-L71 | 578736 | 0190-COF-PRO-E45-EXTCEL03-V13 | PM03 | 305 | 78W E45 CELL3 Pneum. solenoid replacemen | E45 C3 StmToCellVlve (SaftyTreeToCell) | A | 0190E002 | 2021-10-05 | 2021-09-21 | PHDAVODAMA
0190-030-L70 | 578791 | 0190-COF-PRO-E45-EXTCEL03-V13 | PM03 | 305 | 64W E45 CELL3 Actuator replacement V13 | E45 C3 StmToCellVlve (SaftyTreeToCell) | A | 0190E002 | 2021-10-06 | 2021-09-05 | PHDAVODAMA
0190-030-L68 | 578298 | 0190-COF-PRO-E45-EXTCEL03-V12 | PM03 | 305 | 40W E45 CELL3 Valve Replacement V12 | E45 C3 StmDrnageValve (V6 LineToCell) | A | 0190E001 | 2021-11-27 | 2021-09-21 | PHDAVODAMA
0190-030-L67 | 578736 | 0190-COF-PRO-E45-EXTCEL03-V12 | PM03 | 305 | 78W E45 CELL3 Pneum. solenoid replacemen | E45 C3 StmDrnageValve (V6 LineToCell) | A | 0190E002 | 2021-10-05 | 2021-09-21 | PHDAVODAMA
0190-030-L66 | 578791 | 0190-COF-PRO-E45-EXTCEL03-V12 | PM03 | 305 | 64W E45 CELL3 Actuator replacement V12 | E45 C3 StmDrnageValve (V6 LineToCell) | A | 0190E002 | 2021-10-06 | 2021-09-05 | PHDAVODAMA
0190-030-L64 | 578724 | 0190-COF-PRO-E45-EXTCEL03-V10 | PM03 | 305 | 104W E45 CELL3 Valve Replacement 10 | E45 C3CIPDrainVlveFrmCellV4LineToCIPRtr | A | 0190E001 | 2021-10-05 | 2021-09-21 | PHDAVODAMA
0190-030-L63 | 578736 | 0190-COF-PRO-E45-EXTCEL03-V10 | PM03 | 305 | 78W E45 CELL3 Pneum. solenoid replacemen | E45 C3CIPDrainVlveFrmCellV4LineToCIPRtr | A | 0190E002 |  | 2021-10-06
0190-030-L62 | 578791 | 0190-COF-PRO-E45-EXTCEL03-V10 | PM03 | 305 | 64W E45 CELL3 Actuator replacement V10 | E45 C3CIPDrainVlveFrmCellV4LineToCIPRtr | A | 0190E002 | 2021-10-06 | 2021-09-05 | PHDAVODAMA
0190-030-L60 | 578298 | 0190-COF-PRO-E45-EXTCEL03-V1 | PM03 | 305 | 40W E45 CELL3 Valve Replacement V1 | E45 C3 Communication valve linking 2 cel | A | 0190E001 | 2021-11-27 | 2021-09-21 | PHDAVODAMA
0190-030-L59 | 578736 | 0190-COF-PRO-E45-EXTCEL03-V1 | PM03 | 305 | 78W E45 CELL3 Pneum. solenoid replacemen | E45 C3 Communication valve linking 2 cel | A | 0190E002 | 2021-10-05 | 2021-09-21 | PHDAVODAMA
0190-030-L58 | 578791 | 0190-COF-PRO-E45-EXTCEL03-V1 | PM03 | 305 | 64W E45 CELL3 Actuator replacement V1 | E45 C3 Communication valve linking 2 cel | A | 0190E002 | 2021-10-06 | 2021-09-21 | PHDAVODAMA
0190-030-L56 | 578767 | 0190-COF-PRO-E45-EXTCEL03-TPLDCVR | PM03 | 305 | 78W E45 CELL3 P/H Valve Replacement Topl | E45 C3 Top Lid Cover | A | 0190E002 | 2021-10-05 | 2021-09-21 | PHDAVODAMA
0190-030-L55 | 543219 | 0190-COF-PRO-E45-EXTCEL03-TPLDCVR | PM03 | 305 | 52WE45 CELL3 Limit Switch replacement To | E45 C3 Top Lid Cover | A | 0190E002 | 2021-10-05 | 2021-09-21 | PHDAVODAMA
0190-030-L54 | 578790 | 0190-COF-PRO-E45-EXTCEL03-TPLDCVR | PM03 | 305 | 104W E45 Cell 3 Pressure switch Replace | E45 C3 Top Lid Cover | A | 0190E002 |  | 2021-09-21
0190-030-L53 | 578755 | 0190-COF-PRO-E45-EXTCEL03-TPLDCVR | PM03 | 305 | 78W E45 CELL3 Pneum. solenoid replacemen | E45 C3 Top Lid Cover | A | 0190E002 | 2021-10-05 | 2021-09-21 | PHDAVODAMA
0190-030-L52 | 578754 | 0190-COF-PRO-E45-EXTCEL03-PEPNEL03 | PM03 | 305 | 78W E45 CELL3 Pneum. solenoid replacemen | E45 P.E. Panel Cell 03 | A | 0190E002 | 2021-11-15 | 2021-09-21 | PHSONUGAHA1
0190-030-L51 | 578753 | 0190-COF-PRO-E45-EXTCEL03-PEPNEL03 | PM03 | 305 | 104WE45 CELL3 Pneum. Exhaust valve repla | E45 P.E. Panel Cell 03 | A | 0190E002 | 2021-11-15 | 2021-09-21 | PHSONUGAHA1
0190-030-L50 | 578746 | 0190-COF-PRO-E45-EXTCEL03-PEPNEL03 | PM03 | 305 | 104WE45 CELL3 Pneum. Or Valve replacemen | E45 P.E. Panel Cell 03 | A | 0190E002 | 2021-11-15 | 2021-09-21 | PHSONUGAHA1
0190-030-L49 | 578752 | 0190-COF-PRO-E45-EXTCEL03-LCKRNGLCK | PM03 | 305 | 78W E45 CELL3 Pneum. valve replacement L | E45 C3 Lock Ring Lock | A | 0190E002 | 2021-10-05 | 2021-09-21 | PHDAVODAMA
0190-030-L48 | 578790 | 0190-COF-PRO-E45-EXTCEL03-LCKRNGLCK | PM03 | 305 | 104W E45 CELL3Pressure switch Replacemen | E45 C3 Lock Ring Lock | A | 0190E002 |  | 2021-09-21
0190-030-L47 | 578757 | 0190-COF-PRO-E45-EXTCEL03-LCKRNGLCK | PM03 | 305 | 52W E45 CELL3 Relief Valve Pressure Repl | E45 C3 Lock Ring Lock | A | 0190E002 |  | 2021-09-21
0190-030-L46 | 578766 | 0190-COF-PRO-E45-EXTCEL03-LCKRNGLCK | PM03 | 305 | 78W E45 CELL3 P/H Valve Replacement lock | E45 C3 Lock Ring Lock | A | 0190E002 | 2021-10-05 | 2021-09-21 | PHDAVODAMA
0190-030-L45 | 543219 | 0190-COF-PRO-E45-EXTCEL03-LCKRNGLCK | PM03 | 305 | 52WE45 CELL3 Limit Switch replacement lo | E45 C3 Lock Ring Lock | A | 0190E002 | 2021-10-05 | 2021-09-21 | PHDAVODAMA
0190-030-L44 | 578754 | 0190-COF-PRO-E45-EXTCEL03-CLLBDY | PM03 | 305 | 104WE45 CELL3 Pneum. solenoid replacemen | E45 C3 Cell Body | A | 0190E002 | 2021-10-05 | 2021-09-21 | PHDAVODAMA
0190-030-L43 | 578790 | 0190-COF-PRO-E45-EXTCEL03-CLLBDY | PM03 | 305 | 104W E45 Cell 3 Pressure switch Replacem | E45 C3 Cell Body | A | 0190E002 |  | 2021-09-21
0190-030-L42 | 543219 | 0190-COF-PRO-E45-EXTCEL03-CLLBDY | PM03 | 305 | 52WE45 CELL3 Limit Switch replacement BF | E45 C3 Cell Body | A | 0190E002 | 2021-10-05 | 2021-09-21 | PHDAVODAMA
0190-030-L41 | 23919 | 0190-COF-PRO-E45-EXTCEL03-CLLBDY | PM03 | 305 | 104W E45 CELL3 Bursting Disc Replacement | E45 C3 Cell Body | A | 0190E001 | 2021-10-05 | 2021-09-21 | PHDAVODAMA
0190-030-L40 | 578985 | 0190-COF-PRO-E45-EXTCEL03-CLLBDY | PM03 | 305 | 78W E45CELL3 BFL Actuator Replacement | E45 C3 Cell Body | A | 0190E002 | 2021-10-05 | 2021-09-21 | PHDAVODAMA
0190-030-L39 | 48871 | 0190-COF-PRO-E45-EXTCEL03-CLLBDY | PM03 | 305 | 20W E45 CELL3 Bottom Filter Lock Replace | E45 C3 Cell Body | A | 0190E002 | 2021-10-05 | 2021-09-21 | PHDAVODAMA
0190-030-L38 | 67512 | 0190-COF-PRO-E45-EXTCEL03-CLLBDY | PM03 | 307 | 52W E45 CELL3 Bursting Disc Inspection | E45 C3 Cell Body | A | 0190E001 | 2021-11-23 | 2021-09-21 | PHDAVODAMA
0190-030-L37 | 578798 | 0190-COF-PRO-E45-EXTCEL03-BDV | PM03 | 305 | 16W E45 C3 Check valve replacement BDV | E45 C3 blowdown Valve | A | 0190E001 | 2021-10-05 | 2021-09-21 | PHDAVODAMA
0190-030-L36 | 578736 | 0190-COF-PRO-E45-EXTCEL03-BDV | PM03 | 305 | 78W E45 CELL3 Pneum. solenoid replacemen | E45 C3 blowdown Valve | A | 0190E002 | 2021-10-05 | 2021-09-21 | PHDAVODAMA
0190-030-L35 | 578790 | 0190-COF-PRO-E45-EXTCEL03-BDV | PM03 | 305 | 156W E45 CELL3 Pressure switch Replaceme | E45 C3 blowdown Valve | A | 0190E002 | 2021-10-05 | 2021-09-21 | PHDAVODAMA
0190-030-L34 | 543219 | 0190-COF-PRO-E45-EXTCEL03-BDV | PM03 | 305 | 52WE45 CELL3 Limit Switch replacement B | E45 C3 blowdown Valve | A | 0190E002 | 2021-10-05 | 2021-09-21 | PHDAVODAMA
0190-030-L33 | 578768 | 0190-COF-PRO-E45-EXTCEL03-BDV | PM03 | 305 | 104W E45 CELL3 P/H Valve Replacement BDV | E45 C3 blowdown Valve | A | 0190E002 | 2021-10-05 | 2021-09-21 | PHDAVODAMA
0190-030-L32 | 578736 | 0190-COF-PRO-E45-EXTCEL02-VM2 | PM03 | 305 | 52W E45 CELL2 Pneum. solenoid replacemen | E45 C2 Control valve inlet IPT A (MUCH) | A | 0190E002 | 2021-10-06 | 2021-09-21 | PHDAVODAMA
0190-030-L31 | 578157 | 0190-COF-PRO-E45-EXTCEL02-VM2 | PM03 | 305 | 40W E45 CELL2 Valve Replacement VM2 | E45 C2 Control valve inlet IPT A (MUCH) | A | 0190E001 | 2021-11-27 | 2021-09-21 | PHDAVODAMA
0190-030-L30 | 578791 | 0190-COF-PRO-E45-EXTCEL02-VM2 | PM03 | 305 | 64W E45 CELL2 Actuator replacement VM2 | E45 C2 Control valve inlet IPT A (MUCH) | A | 0190E002 | 2021-10-06 | 2021-09-21 | PHDAVODAMA
0190-030-L28 | 578791 | 0190-COF-PRO-E45-EXTCEL02-VBDV | PM03 | 305 | 64W E45 CELL2 Actuator replacement VBDV | E45 C2 Steam to blowdown valve | A | 0190E002 | 2021-10-06 | 2021-09-21 | PHDAVODAMA
0190-030-L26 | 578791 | 0190-COF-PRO-E45-EXTCEL02-V9 | PM03 | 305 | 64W E45 C2 Actuator replacement V9 | E45 C2 Vent valve of Cell (Safety Tree) | A | 0190E002 | 2021-11-20 | 2021-09-21 | PHDAVODAMA
0190-030-L24 | 543219 | 0190-COF-PRO-E45-EXTCEL02-V9 | PM03 | 305 | 12W E45 C2 Limit Switch replacement V9 | E45 C2 Vent valve of Cell (Safety Tree) | A | 0190E002 | 2021-11-17 | 2021-09-21 | PHDAVODAMA
0190-030-L23 | 578298 | 0190-COF-PRO-E45-EXTCEL02-V8 | PM03 | 305 | 56W E45 CELL2 Valve Replacement 8 | E45 C2 Draw off – to weigh tank | A | 0190E001 | 2021-10-13 | 2021-09-21 | PHDAVODAMA
0190-030-L22 | 578736 | 0190-COF-PRO-E45-EXTCEL02-V8 | PM03 | 305 | 52W E45 CELL2 Pneum. solenoid replacemen | E45 C2 Draw off – to weigh tank | A | 0190E002 | 2021-10-06 | 2021-09-21 | PHDAVODAMA
0190-030-L21 | 578791 | 0190-COF-PRO-E45-EXTCEL02-V8 | PM03 | 305 | 64W E45 CELL2 Actuator replacement V8 | E45 C2 Draw off – to weigh tank | A | 0190E002 | 2021-10-06 | 2021-09-21 | PHDAVODAMA
0190-030-L19 | 578298 | 0190-COF-PRO-E45-EXTCEL02-V7 | PM03 | 305 | 56W E45 CELL2 Valve Replacement 7 | E45 C2 Inlet to IPT A | A | 0190E001 | 2021-10-13 | 2021-09-21 | PHDAVODAMA
0190-030-L18 | 578736 | 0190-COF-PRO-E45-EXTCEL02-V7 | PM03 | 305 | 52W E45 CELL2 Pneum. solenoid replacemen | E45 C2 Inlet to IPT A | A | 0190E002 | 2021-10-06 | 2021-09-21 | PHDAVODAMA
0190-030-L17 | 578791 | 0190-COF-PRO-E45-EXTCEL02-V7 | PM03 | 305 | 64W E45 CELL2 Actuator replacement V7 | E45 C2 Inlet to IPT A | A | 0190E002 | 2021-10-06 | 2021-09-21 | PHDAVODAMA
0190-030-L15 | 578736 | 0190-COF-PRO-E45-EXTCEL02-V6 1 | PM03 | 305 | 104WE45 cell2 Pneum. solenoid replacemen | E45 C2 Cell outlet | A | 0190E002 | 2021-10-06 | 2021-09-21 | PHDAVODAMA
0190-030-L14 | 578298 | 0190-COF-PRO-E45-EXTCEL02-V6 1 | PM03 | 305 | 40W E45 CELL2 Valve Replacement V6.1 | E45 C2 Cell outlet | A | 0190E001 | 2021-11-27 | 2021-09-21 | PHDAVODAMA
0190-030-L13 | 578791 | 0190-COF-PRO-E45-EXTCEL02-V6 1 | PM03 | 305 | 64W E45 CELL2 Actuator replacement V6.1 | E45 C2 Cell outlet | A | 0190E002 | 2021-10-06 | 2021-09-21 | PHDAVODAMA
0190-030-L11 | 543219 | 0190-COF-PRO-E45-EXTCEL02-V6 1 | PM03 | 305 | 8W E45 CELL2 Limit Switch replacement V6 | E45 C2 Cell outlet | A | 0190E002 |  | 2021-09-21
0190-030-L10 | 578298 | 0190-COF-PRO-E45-EXTCEL02-V6 | PM03 | 305 | 40W E45 CELL2 Valve Replacement V6 | E45 C2 Cell outlet ( Manifold ) | A | 0190E001 | 2021-11-27 | 2021-10-06 | PHDAVODAMA
0190-030-L09 | 578736 | 0190-COF-PRO-E45-EXTCEL02-V6 | PM03 | 305 | 52W E45 CELL2 Pneum. solenoid replacemen | E45 C2 Cell outlet ( Manifold ) | A | 0190E002 | 2021-10-06 | 2021-09-21 | PHDAVODAMA
0190-030-L08 | 578791 | 0190-COF-PRO-E45-EXTCEL02-V6 | PM03 | 305 | 64W E45 CELL2 Actuator replacement V6 | E45 C2 Cell outlet ( Manifold ) | A | 0190E002 | 2021-10-06 | 2021-09-21 | PHDAVODAMA
0190-030-L06 | 578298 | 0190-COF-PRO-E45-EXTCEL02-V5 | PM03 | 305 | 40W E45 CELL2 Valve Replacement V5 | E45 C2Bypassvalve(mnpltd whn cell s blck | A | 0190E001 | 2021-11-27 | 2021-09-21 | PHDAVODAMA
0190-030-L05 | 578736 | 0190-COF-PRO-E45-EXTCEL02-V5 | PM03 | 305 | 52W E45 CELL2 Pneum. solenoid replacemen | E45 C2Bypassvalve(mnpltd whn cell s blck | A | 0190E002 | 2021-10-06 | 2021-09-21 | PHDAVODAMA
0190-030-L04 | 578791 | 0190-COF-PRO-E45-EXTCEL02-V5 | PM03 | 305 | 64W E45 CELL2 Actuator replacement V5 | E45 C2Bypassvalve(mnpltd whn cell s blck | A | 0190E002 | 2021-10-06 | 2021-09-21 | PHDAVODAMA
0190-030-L02 | 578724 | 0190-COF-PRO-E45-EXTCEL02-V4 1 | PM03 | 305 | 56W E45 CELL2 Valve Replacement 4.1 | E45 C2 Cell Inlet | A | 0190E001 | 2021-10-13 | 2021-09-21 | PHDAVODAMA
0190-030-L01 | 578736 | 0190-COF-PRO-E45-EXTCEL02-V4 1 | PM03 | 305 | 52W E45 CELL2 Pneum. solenoid replacemen | E45 C2 Cell Inlet | A | 0190E002 | 2021-10-06 | 2021-09-21 | PHDAVODAMA
0190-030-K99 | 578791 | 0190-COF-PRO-E45-EXTCEL02-V4 1 | PM03 | 305 | 64W E45 CELL2 Actuator replacement V4.1 | E45 C2 Cell Inlet | A | 0190E001 | 2021-10-06 | 2021-09-21 | PHDAVODAMA
0190-030-K97 | 578298 | 0190-COF-PRO-E45-EXTCEL02-V4 | PM03 | 305 | 52W E45 CELL2 Valve Replacement 4 | E45 C2 Cell inlet ( Manifold ) | A | 0190E002 |  | 2021-09-21
0190-030-K96 | 578736 | 0190-COF-PRO-E45-EXTCEL02-V4 | PM03 | 305 | 52W E45 CELL2 Pneum. solenoid replacemen | E45 C2 Cell inlet ( Manifold ) | A | 0190E002 | 2021-10-06 | 2021-09-21 | PHDAVODAMA
0190-030-K95 | 578791 | 0190-COF-PRO-E45-EXTCEL02-V4 | PM03 | 305 | 64W E45 CELL2 Actuator replacement V4 | E45 C2 Cell inlet ( Manifold ) | A | 0190E002 | 2021-10-06 | 2021-09-21 | PHDAVODAMA
0190-030-K93 | 578298 | 0190-COF-PRO-E45-EXTCEL02-V3 | PM03 | 305 | 56W E45 CELL2 Valve Replacement 3 | E45 C2Receiving valve from IPT A | A | 0190E001 | 2021-10-13 | 2021-09-21 | PHDAVODAMA
0190-030-K92 | 578736 | 0190-COF-PRO-E45-EXTCEL02-V3 | PM03 | 305 | 52W E45 CELL2 Pneum. solenoid replacemen | E45 C2Receiving valve from IPT A | A | 0190E002 | 2021-10-06 | 2021-09-21 | PHDAVODAMA
0190-030-K91 | 578791 | 0190-COF-PRO-E45-EXTCEL02-V3 | PM03 | 305 | 64W E45 CELL2 Actuator replacement V3 | E45 C2Receiving valve from IPT A | A | 0190E002 | 2021-10-06 | 2021-09-21 | PHDAVODAMA
0190-030-K88 | 578298 | 0190-COF-PRO-E45-EXTCEL02-V24 | PM03 | 305 | 56W E45 CELL2 Valve Replacement 24 | E45C2DrngeInltV24IntrcnctnToCurntMUCHCel | A | 0190E001 | 2021-10-13 | 2021-09-21 | PHDAVODAMA
0190-030-K87 | 578736 | 0190-COF-PRO-E45-EXTCEL02-V24 | PM03 | 305 | 52W E45 CELL2 Pneum. solenoid replacemen | E45C2DrngeInltV24IntrcnctnToCurntMUCHCel | A | 0190E002 | 2021-10-06 | 2021-09-21 | PHDAVODAMA
0190-030-K86 | 578791 | 0190-COF-PRO-E45-EXTCEL02-V24 | PM03 | 305 | 64W E45 CELL2 Actuator replacement V24 | E45C2DrngeInltV24IntrcnctnToCurntMUCHCel | A | 0190E002 | 2021-10-06 | 2021-09-21 | PHDAVODAMA
0190-030-K84 | 578298 | 0190-COF-PRO-E45-EXTCEL02-V23 | PM03 | 305 | 56W E45 CELL2 Valve Replacement 23 | E45 C2DrnageOutlet(InletFromNxtMUCHCell) | A | 0190E001 | 2021-10-13 | 2021-09-21 | PHDAVODAMA
0190-030-K83 | 578736 | 0190-COF-PRO-E45-EXTCEL02-V23 | PM03 | 305 | 52W E45 CELL2 Pneum. solenoid replacemen | E45 C2DrnageOutlet(InletFromNxtMUCHCell) | A | 0190E002 | 2021-10-06 | 2021-09-21 | PHDAVODAMA
0190-030-K82 | 578791 | 0190-COF-PRO-E45-EXTCEL02-V23 | PM03 | 305 | 64W E45 CELL2 Actuator replacement V23 | E45 C2DrnageOutlet(InletFromNxtMUCHCell) | A | 0190E002 | 2021-10-06 | 2021-09-21 | PHDAVODAMA
0190-030-K80 | 578298 | 0190-COF-PRO-E45-EXTCEL02-V22 | PM03 | 305 | 56W E45 CELL2 Valve Replacement 22 | E45 C2PrssreRleseInltToIPTA(MUCH Header) | A | 0190E001 | 2021-10-13 | 2021-09-21 | PHDAVODAMA
0190-030-K79 | 578736 | 0190-COF-PRO-E45-EXTCEL02-V22 | PM03 | 305 | 52W E45 CELL2 Pneum. solenoid replacemen | E45 C2PrssreRleseInltToIPTA(MUCH Header) | A | 0190E002 | 2021-10-06 | 2021-09-21 | PHDAVODAMA
0190-030-K78 | 578791 | 0190-COF-PRO-E45-EXTCEL02-V22 | PM03 | 305 | 64W E45 CELL2 Actuator replacement V22 | E45 C2PrssreRleseInltToIPTA(MUCH Header) | A | 0190E002 | 2021-10-06 | 2021-09-21 | PHDAVODAMA
0190-030-K76 | 578727 | 0190-COF-PRO-E45-EXTCEL02-V21 | PM03 | 305 | 16W E45 C2 Check valve replacement V21 | E45 C2StmInltToCell(top)ForDrnageV6Line | A | 0190E001 | 2021-11-17 | 2021-09-21 | PHDAVODAMA
0190-030-K75 | 578298 | 0190-COF-PRO-E45-EXTCEL02-V21 | PM03 | 305 | 40W E45 CELL2 Valve Replacement V21 | E45 C2StmInltToCell(top)ForDrnageV6Line | A | 0190E001 | 2021-11-27 | 2021-09-21 | PHDAVODAMA
0190-030-K74 | 578736 | 0190-COF-PRO-E45-EXTCEL02-V21 | PM03 | 305 | 52W E45 CELL2 Pneum. solenoid replacemen | E45 C2StmInltToCell(top)ForDrnageV6Line | A | 0190E002 | 2021-10-06 | 2021-09-21 | PHDAVODAMA
0190-030-K73 | 578791 | 0190-COF-PRO-E45-EXTCEL02-V21 | PM03 | 305 | 64W E45 CELL2 Actuator replacement V21 | E45 C2StmInltToCell(top)ForDrnageV6Line | A | 0190E002 | 2021-10-06 | 2021-09-21 | PHDAVODAMA
0190-030-K71 | 578736 | 0190-COF-PRO-E45-EXTCEL02-V20 21 | PM03 | 305 | 52W E45 CELL2 Pneum. solenoid replacemen | E45 C2 SteamForHydrlyss/Drainage(MUCH) | A | 0190E002 | 2021-10-06 | 2021-09-21 | PHDAVODAMA
0190-030-K70 | 578791 | 0190-COF-PRO-E45-EXTCEL02-V20 21 | PM03 | 305 | 64W E45 C2 Actuator replacement V20/21 | E45 C2 SteamForHydrlyss/Drainage(MUCH) | A | 0190E002 | 2021-11-27 | 2021-09-21 | PHDAVODAMA
0190-030-K68 | 578298 | 0190-COF-PRO-E45-EXTCEL02-V20 21 | PM03 | 305 | 56W E45 CELL2 Valve Replacement V20/21 | E45 C2 SteamForHydrlyss/Drainage(MUCH) | A | 0190E001 | 2021-10-13 | 2021-09-21 | PHDAVODAMA
0190-030-K67 | 578728 | 0190-COF-PRO-E45-EXTCEL02-V20 | PM03 | 305 | 16W E45 C2 Check valve replacement V20 | E45 C2StmInltToCell(bttm)ForHydrlyssV4Ln | A | 0190E001 | 2021-11-17 | 2021-09-21 | PHDAVODAMA
0190-030-K65 | 578736 | 0190-COF-PRO-E45-EXTCEL02-V20 | PM03 | 305 | 78W E45 CELL2 Pneum. solenoid replacemen | E45 C2StmInltToCell(bttm)ForHydrlyssV4Ln | A | 0190E002 | 2021-10-06 | 2021-09-21 | PHDAVODAMA
0190-030-K64 | 578791 | 0190-COF-PRO-E45-EXTCEL02-V20 | PM03 | 305 | 64W E45 CELL2 Actuator replacement V20 | E45 C2StmInltToCell(bttm)ForHydrlyssV4Ln | A | 0190E002 | 2021-10-06 | 2021-09-21 | PHDAVODAMA
0190-030-K62 | 578298 | 0190-COF-PRO-E45-EXTCEL02-V2 | PM03 | 305 | 40W E45 CELL2 Valve Replacement V2 | E45 C2 Ext water inlet valve (ex WTH) | A | 0190E001 | 2021-11-27 | 2021-09-21 | PHDAVODAMA
0190-030-K61 | 578736 | 0190-COF-PRO-E45-EXTCEL02-V2 | PM03 | 305 | 104WE45 CELL2 Pneum. solenoid replacemen | E45 C2 Ext water inlet valve (ex WTH) | A | 0190E002 | 2021-10-06 | 2021-09-21 | PHDAVODAMA
0190-030-K60 | 578791 | 0190-COF-PRO-E45-EXTCEL02-V2 | PM03 | 305 | 64W E45 CELL2 Actuator replacement V2 | E45 C2 Ext water inlet valve (ex WTH) | A | 0190E002 | 2021-10-06 | 2021-09-21 | PHDAVODAMA
0190-030-K58 | 578798 | 0190-COF-PRO-E45-EXTCEL02-V13 | PM03 | 305 | 16W E45 C2 Check valve replacement V13 | E45 C2 StmToCellVlve (SaftyTreeToCell) | A | 0190E001 | 2021-11-17 | 2021-09-21 | PHDAVODAMA
0190-030-K57 | 578788 | 0190-COF-PRO-E45-EXTCEL02-V13 | PM03 | 305 | 104W E45 CELL2 Valve Replacement 13 | E45 C2 StmToCellVlve (SaftyTreeToCell) | A | 0190E001 | 2021-10-06 | 2021-09-21 | PHDAVODAMA
0190-030-K56 | 543219 | 0190-COF-PRO-E45-EXTCEL02-V13 | PM03 | 305 | 52W E45 CELL2 Limit Switch replacement V | E45 C2 StmToCellVlve (SaftyTreeToCell) | A | 0190E002 |  | 2021-09-21
0190-030-K55 | 578736 | 0190-COF-PRO-E45-EXTCEL02-V13 | PM03 | 305 | 78W E45 CELL2 Pneum. solenoid replacemen | E45 C2 StmToCellVlve (SaftyTreeToCell) | A | 0190E002 | 2021-10-05 | 2021-09-21 | PHDAVODAMA
0190-030-K54 | 578791 | 0190-COF-PRO-E45-EXTCEL02-V12 | PM03 | 305 | 64W E45 CELL2 Actuator replacement V13 | E45 C2 StmDrnageValve (V6 LineToCell) | A | 0190E002 | 2021-10-06 | 2021-09-21 | PHDAVODAMA
0190-030-K52 | 578298 | 0190-COF-PRO-E45-EXTCEL02-V12 | PM03 | 305 | 40W E45 CELL2 Valve Replacement V12 | E45 C2 StmDrnageValve (V6 LineToCell) | A | 0190E002 | 2021-11-27 | 2021-09-21 | PHDAVODAMA
0190-030-K51 | 578736 | 0190-COF-PRO-E45-EXTCEL02-V12 | PM03 | 305 | 78W E45 CELL2 Pneum. solenoid replacemen | E45 C2 StmDrnageValve (V6 LineToCell) | A | 0190E002 | 2021-10-05 | 2021-09-21 | PHDAVODAMA
0190-030-K50 | 578791 | 0190-COF-PRO-E45-EXTCEL02-V12 | PM03 | 305 | 64W E45 CELL2 Actuator replacement V12 | E45 C2 StmDrnageValve (V6 LineToCell) | A | 0190E002 | 2021-10-06 | 2021-09-21 | PHDAVODAMA
0190-030-K48 | 578724 | 0190-COF-PRO-E45-EXTCEL02-V10 | PM03 | 305 | 104W E45 CELL2 Valve Replacement 10 | E45 C2 CIPDrainValve frm cll (V4 Line) | A | 0190E001 |  | 2021-10-06
0190-030-K47 | 578736 | 0190-COF-PRO-E45-EXTCEL02-V10 | PM03 | 305 | 78W E45 CELL2 Pneum. solenoid replacemen | E45 C2 CIPDrainValve frm cll (V4 Line) | A | 0190E002 |  | 2021-10-06
0190-030-K46 | 578791 | 0190-COF-PRO-E45-EXTCEL02-V10 | PM03 | 305 | 64W E45 CELL2 Actuator replacement V10 | E45 C2 CIPDrainValve frm cll (V4 Line) | A | 0190E002 |  | 2021-10-06
0190-030-K44 | 578298 | 0190-COF-PRO-E45-EXTCEL02-V1 | PM03 | 305 | 40W E45 CELL2 Valve Replacement V1 | E45 C2 Communication valve linking 2 cel | A | 0190E001 | 2021-11-27 | 2021-09-20 | PHDAVODAMA
0190-030-K43 | 578736 | 0190-COF-PRO-E45-EXTCEL02-V1 | PM03 | 305 | 78W E45 CELL2 Pneum. solenoid replacemen | E45 C2 Communication valve linking 2 cel | A | 0190E002 | 2021-10-06 | 2021-09-20 | PHDAVODAMA
0190-030-K42 | 578791 | 0190-COF-PRO-E45-EXTCEL02-V1 | PM03 | 305 | 64W E45 CELL2 Actuator replacement V1 | E45 C2 Communication valve linking 2 cel | A | 0190E002 | 2021-10-06 | 2021-09-20 | PHDAVODAMA
0190-030-K40 | 578767 | 0190-COF-PRO-E45-EXTCEL02-TPLDCVR | PM03 | 305 | 78W E45 CELL2 P/H Valve Replacement Topl | E45 C2 Top Lid Cover | A | 0190E002 | 2021-10-05 | 2021-09-20 | PHDAVODAMA
0190-030-K39 | 543219 | 0190-COF-PRO-E45-EXTCEL02-TPLDCVR | PM03 | 305 | 52WE45 CELL2 Limit Switch replacement To | E45 C2 Top Lid Cover | A | 0190E002 | 2021-10-05 | 2021-09-20 | PHDAVODAMA
0190-030-K38 | 578790 | 0190-COF-PRO-E45-EXTCEL02-TPLDCVR | PM03 | 305 | 104W E45 CELL2 Pressure switch Replaceme | E45 C2 Top Lid Cover | A | 0190E002 |  | 2021-09-20
0190-030-K37 | 578755 | 0190-COF-PRO-E45-EXTCEL02-TPLDCVR | PM03 | 305 | 78W E45 CELL2 Pneum. solenoid replacemen | E45 C2 Top Lid Cover | A | 0190E002 | 2021-10-05 | 2021-09-19 | PHDAVODAMA
0190-030-K36 | 578754 | 0190-COF-PRO-E45-EXTCEL02-PEPNEL02 | PM03 | 305 | 78W E45 CELL2 Pneum. solenoid replacemen | E45 P.E. Panel Cell 02 | A | 0190E002 | 2021-11-15 | 2021-09-19 | PHSONUGAHA1
0190-030-K35 | 578753 | 0190-COF-PRO-E45-EXTCEL02-PEPNEL02 | PM03 | 305 | 104WE45 CELL2 Pneum. Exhaust valve repla | E45 P.E. Panel Cell 02 | A | 0190E002 | 2021-11-15 | 2021-09-19 | PHSONUGAHA1
0190-030-K34 | 578746 | 0190-COF-PRO-E45-EXTCEL02-PEPNEL02 | PM03 | 305 | 104WE45 CELL2 Pneum. Or Valve replacemen | E45 P.E. Panel Cell 02 | A | 0190E002 | 2021-11-15 | 2021-09-19 | PHSONUGAHA1
0190-030-K33 | 578752 | 0190-COF-PRO-E45-EXTCEL02-LCKRNGLCK | PM03 | 305 | 78W E45 CELL2 Pneum. valve replacement L | E45 C2 Lock Ring Lock | A | 0190E002 | 2021-10-05 | 2021-09-19 | PHDAVODAMA
0190-030-K32 | 578790 | 0190-COF-PRO-E45-EXTCEL02-LCKRNGLCK | PM03 | 305 | 104W E45 CELL2 Pressure switch Replaceme | E45 C2 Lock Ring Lock | A | 0190E002 |  | 2021-09-19
0190-030-K31 | 578757 | 0190-COF-PRO-E45-EXTCEL02-LCKRNGLCK | PM03 | 305 | 52W E45 CELL2 Relief Valve Pressure Repl | E45 C2 Lock Ring Lock | A | 0190E002 |  | 2021-09-19
0190-030-K30 | 578766 | 0190-COF-PRO-E45-EXTCEL02-LCKRNGLCK | PM03 | 305 | 78W E45 CELL2 P/H Valve Replacement lock | E45 C2 Lock Ring Lock | A | 0190E002 | 2021-10-05 | 2021-09-19 | PHDAVODAMA
0190-030-K29 | 578314 | 0190-COF-PRO-E45-EXTCEL02-LCKRNGLCK | PM03 | 305 | 52W E45 CELL2 Lock Ring Pin Lock Replace | E45 C2 Lock Ring Lock | A | 0190E002 | 2021-10-05 | 2021-09-19 | PHDAVODAMA
0190-030-K28 | 543219 | 0190-COF-PRO-E45-EXTCEL02-LCKRNGLCK | PM03 | 305 | 52WE45 CELL2 Limit Switch replacement lo | E45 C2 Lock Ring Lock | A | 0190E002 | 2021-10-05 | 2021-09-19 | PHDAVODAMA
0190-030-K27 | 578754 | 0190-COF-PRO-E45-EXTCEL02-CLLBDY | PM03 | 305 | 104WE45 CELL2 Pneum. solenoid replacemen | E45 C2 Cell Body | A | 0190E002 | 2021-10-05 | 2021-09-19 | PHDAVODAMA
0190-030-K26 | 578790 | 0190-COF-PRO-E45-EXTCEL02-CLLBDY | PM03 | 305 | 104W E45 CELL2 Pressure switch Replaceme | E45 C2 Cell Body | A | 0190E002 |  | 2021-09-19
0190-030-K25 | 543219 | 0190-COF-PRO-E45-EXTCEL02-CLLBDY | PM03 | 305 | 52WE45 CELL2 Limit Switch replacement BF | E45 C2 Cell Body | A | 0190E002 | 2021-10-05 | 2021-09-19 | PHDAVODAMA
0190-030-K24 | 23919 | 0190-COF-PRO-E45-EXTCEL02-CLLBDY | PM03 | 305 | 104W E45 CELL2 Bursting Disc Replacement | E45 C2 Cell Body | A | 0190E001 | 2021-10-05 | 2021-09-19 | PHDAVODAMA
0190-030-K23 | 578985 | 0190-COF-PRO-E45-EXTCEL02-CLLBDY | PM03 | 305 | 78W E45CELL2 BFL Actuator Replacement | E45 C2 Cell Body | A | 0190E002 | 2021-10-05 | 2021-09-18 | PHDAVODAMA
0190-030-K22 | 48871 | 0190-COF-PRO-E45-EXTCEL02-CLLBDY | PM03 | 305 | 20W E45 CELL2 Bottom Filter Lock Replace | E45 C2 Cell Body | A | 0190E002 | 2021-10-05 | 2021-09-18 | PHDAVODAMA
0190-030-K21 | 67512 | 0190-COF-PRO-E45-EXTCEL02-CLLBDY | PM03 | 307 | 52W E45 CELL2 Bursting Disc Inspection | E45 C2 Cell Body | A | 0190E001 | 2021-11-23 | 2021-09-18 | PHDAVODAMA
0190-030-K20 | 578798 | 0190-COF-PRO-E45-EXTCEL02-BDV | PM03 | 305 | 16W E45 C2 Check valve replacement BDV | E45 C2 blowdown Valve | A | 0190E001 | 2021-10-05 | 2021-09-18 | PHDAVODAMA
0190-030-K19 | 578736 | 0190-COF-PRO-E45-EXTCEL02-BDV | PM03 | 305 | 78W E45 CELL2 Pneum. solenoid replacemen | E45 C2 blowdown Valve | A | 0190E002 | 2021-10-05 | 2021-09-18 | PHDAVODAMA
0190-030-K18 | 578790 | 0190-COF-PRO-E45-EXTCEL02-BDV | PM03 | 305 | 156W E45 CELL2 Pressure switch Replaceme | E45 C2 blowdown Valve | A | 0190E002 | 2021-10-05 | 2021-09-18 | PHDAVODAMA
0190-030-K17 | 543219 | 0190-COF-PRO-E45-EXTCEL02-BDV | PM03 | 305 | 52WE45 CELL2 Limit Switch replacement B | E45 C2 blowdown Valve | A | 0190E002 | 2021-10-05 | 2021-09-18 | PHDAVODAMA
0190-030-K16 | 578768 | 0190-COF-PRO-E45-EXTCEL02-BDV | PM03 | 305 | 104W E45 CELL2 P/H Valve Replacement BDV | E45 C2 blowdown Valve | A | 0190E002 | 2021-10-05 | 2021-09-18 | PHDAVODAMA
0190-030-K15 | 578736 | 0190-COF-PRO-E45-EXTCEL01-VM2 | PM03 | 305 | 52W E45 cell1 Pneum. solenoid replacemen | E45 C1 Control valve inlet IPT A (MUCH) | A | 0190E001 | 2021-10-06 | 2021-09-22 | PHDAVODAMA
0190-030-K14 | 578157 | 0190-COF-PRO-E45-EXTCEL01-VM2 | PM03 | 305 | 40W E45 C1 Valve Replacement VM2 | E45 C1 Control valve inlet IPT A (MUCH) | A | 0190E001 | 2021-11-27 | 2021-09-22 | PHDAVODAMA
0190-030-K13 | 578791 | 0190-COF-PRO-E45-EXTCEL01-VM2 | PM03 | 305 | 64W E45 cell1 Actuator replacement VM2 | E45 C1 Control valve inlet IPT A (MUCH) | A | 0190E001 | 2021-10-06 | 2021-09-22 | PHDAVODAMA
0190-030-K11 | 578791 | 0190-COF-PRO-E45-EXTCEL01-VBDV | PM03 | 305 | 64W E45 cell1 Actuator replacement VBDV | E45 C1 Steam to blowdown valve | A | 0190E001 | 2021-10-06 | 2021-09-22 | PHDAVODAMA
0190-030-K09 | 578736 | 0190-COF-PRO-E45-EXTCEL01-V9 | PM03 | 305 | 64W E45 cell1 Actuator replacement V9 | E45 C1 Vent valve of Cell (Safety Tree) | A | 0190E001 | 2021-10-06 | 2021-09-22 | PHDAVODAMA
0190-030-K07 | 543219 | 0190-COF-PRO-E45-EXTCEL01-V9 | PM03 | 305 | 12W E45 C1 Limit Switch replacement V9 | E45 C1 Vent valve of Cell (Safety Tree) | A | 0190E001 | 2021-11-17 | 2021-09-22 | PHDAVODAMA
0190-030-K06 | 578298 | 0190-COF-PRO-E45-EXTCEL01-V8 | PM03 | 305 | 56W E45 cell1 Valve Replacement 8 | E45 C1 Draw off – to weigh tank | A | 0190E001 | 2021-10-13 | 2021-09-22 | PHDAVODAMA
0190-030-K05 | 578736 | 0190-COF-PRO-E45-EXTCEL01-V8 | PM03 | 305 | 52W E45 cell1 Pneum. solenoid replacemen | E45 C1 Draw off – to weigh tank | A | 0190E001 | 2021-10-06 | 2021-09-22 | PHDAVODAMA
0190-030-K04 | 578791 | 0190-COF-PRO-E45-EXTCEL01-V8 | PM03 | 305 | 64W E45 cell1 Actuator replacement V8 | E45 C1 Draw off – to weigh tank | A | 0190E001 | 2021-10-06 | 2021-09-22 | PHDAVODAMA
0190-030-K02 | 578298 | 0190-COF-PRO-E45-EXTCEL01-V7 | PM03 | 305 | 56W E45 cell1 Valve Replacement 7 | E45 C1 Inlet to IPT A | A | 0190E001 | 2021-10-13 | 2021-09-22 | PHDAVODAMA
0190-030-K01 | 578736 | 0190-COF-PRO-E45-EXTCEL01-V7 | PM03 | 305 | 52W E45 cell1 Pneum. solenoid replacemen | E45 C1 Inlet to IPT A | A | 0190E001 | 2021-10-06 | 2021-09-22 | PHDAVODAMA
0190-030-J99 | 578157 | 0190-COF-PRO-E54-EXTCEL07-V12 | PM03 | 305 | 40W E54 CELL7 Valve Replacement V12 | E54 C7 StmDrnageValve (V6 LineToCell) | A | 0190E001 | 2021-11-27 | 2021-08-30 | PHDAVODAMA
0190-030-J98 | 578737 | 0190-COF-PRO-E54-EXTCEL07-V12 | PM03 | 305 | 78W E54 CELL7 Pneum. solenoid replacemen | E54 C7 StmDrnageValve (V6 LineToCell) | A | 0190E002 | 2021-09-30 | 2021-08-30 | PHDAVODAMA
0190-030-J97 | 578793 | 0190-COF-PRO-E54-EXTCEL07-V12 | PM03 | 305 | 64W E54 CELL7 Actuator replacement V12 | E54 C7 StmDrnageValve (V6 LineToCell) | A | 0190E002 | 2021-09-28 | 2021-08-30 | PHDAVODAMA
0190-030-J96 | 578795 | 0190-COF-PRO-E54-EXTCEL07-V12 | PM03 | 302 | 52W E54 CELL7 sensor servicing and inspe | E54 C7 StmDrnageValve (V6 LineToCell) | A | 0190E002 | 2021-09-09 | 2021-08-30 | PHDAVODAMA
0190-030-J95 | 578157 | 0190-COF-PRO-E54-EXTCEL07-V10 | PM03 | 305 | 52W E54 CELL7 Valve Replacement 10 | E54 C7 CIPDrainValve frm cll (V4 Line) | A | 0190E001 |  | 2021-08-30
0190-030-J94 | 578737 | 0190-COF-PRO-E54-EXTCEL07-V10 | PM03 | 305 | 78W E54 CELL7 Pneum. solenoid replacemen | E54 C7 CIPDrainValve frm cll (V4 Line) | A | 0190E002 | 2021-09-30 | 2021-08-30 | PHDAVODAMA
0190-030-J93 | 578793 | 0190-COF-PRO-E54-EXTCEL07-V10 | PM03 | 305 | 64W E54 CELL7 Actuator replacement V10 | E54 C7 CIPDrainValve frm cll (V4 Line) | A | 0190E002 | 2021-09-28 | 2021-08-30 | PHDAVODAMA
0190-030-J92 | 578795 | 0190-COF-PRO-E54-EXTCEL07-V10 | PM03 | 302 | 52W E54 CELL7 sensor servicing and inspe | E54 C7 CIPDrainValve frm cll (V4 Line) | A | 0190E002 | 2021-09-09 | 2021-08-30 | PHDAVODAMA
0190-030-J91 | 578157 | 0190-COF-PRO-E54-EXTCEL07-V1 | PM03 | 305 | 40W E54 CELL7 Valve Replacement V1 | E54 C7 Communication valve linking 2 cel | A | 0190E001 | 2021-11-27 | 2021-08-30 | PHDAVODAMA
0190-030-J90 | 578737 | 0190-COF-PRO-E54-EXTCEL07-V1 | PM03 | 305 | 78W E54 CELL7 Pneum. solenoid replacemen | E54 C7 Communication valve linking 2 cel | A | 0190E002 | 2021-09-30 | 2021-08-30 | PHDAVODAMA
0190-030-J89 | 578793 | 0190-COF-PRO-E54-EXTCEL07-V1 | PM03 | 305 | 64W E54 CELL7 Actuator replacement V1 | E54 C7 Communication valve linking 2 cel | A | 0190E002 | 2021-09-29 | 2021-08-30 | PHDAVODAMA
0190-030-J88 | 578795 | 0190-COF-PRO-E54-EXTCEL07-V1 | PM03 | 302 | 52W E54 CELL7 sensor servicing and inspe | E54 C7 Communication valve linking 2 cel | A | 0190E002 | 2021-09-09 | 2021-08-30 | PHDAVODAMA
0190-030-J87 | 578762 | 0190-COF-PRO-E54-EXTCEL07-TPLDCVR | PM03 | 305 | 78W E54 Cell7 Block Hyd Replacement Topl | E54 C7 Top Lid Cover | A | 0190E002 | 2021-10-01 | 2021-08-30 | PHDAVODAMA
0190-030-J86 | 578767 | 0190-COF-PRO-E54-EXTCEL07-TPLDCVR | PM03 | 305 | 78WE54 CELL7 P/H Valve Replacement Top | E54 C7 Top Lid Cover | A | 0190E002 | 2021-10-01 | 2021-08-30 | PHDAVODAMA
0190-030-J85 | 543219 | 0190-COF-PRO-E54-EXTCEL07-TPLDCVR | PM03 | 305 | 52WE54 CELL7 Limit Switch replacement To | E54 C7 Top Lid Cover | A | 0190E002 | 2021-10-01 | 2021-08-30 | PHDAVODAMA
0190-030-J84 | 578790 | 0190-COF-PRO-E54-EXTCEL07-TPLDCVR | PM03 | 305 | 104W E54 CELL7 Pressure switch Replaceme | E54 C7 Top Lid Cover | A | 0190E002 |  | 2021-08-30
0190-030-J83 | 578755 | 0190-COF-PRO-E54-EXTCEL07-TPLDCVR | PM03 | 305 | 78WE54 CELL7 Pneum. solenoid replacement | E54 C7 Top Lid Cover | A | 0190E002 | 2021-10-01 | 2021-08-30 | PHDAVODAMA
0190-030-J81 | 578753 | 0190-COF-PRO-E54-EXTCEL07-PEPNEL07 | PM03 | 305 | 78W E54 cell7 Limit switch replacement | E54 P.E. Panel Cell 07 | A | 0190E002 | 2021-11-15 | 2021-08-30 | PHSONUGAHA1
0190-030-J80 | 578746 | 0190-COF-PRO-E54-EXTCEL07-PEPNEL07 | PM03 | 305 | 104WE54 CELL7 Pneum. Relay valve replace | E54 P.E. Panel Cell 07 | A | 0190E002 | 2021-11-15 | 2021-08-30 | PHSONUGAHA1
0190-030-J79 | 578746 | 0190-COF-PRO-E54-EXTCEL07-PEPNEL07 | PM03 | 305 | 104W E54 CELL7 Pneum. OR GATE replacemen | E54 P.E. Panel Cell 07 | A | 0190E002 | 2021-11-15 | 2021-08-30 | PHSONUGAHA1
0190-030-J78 | 578752 | 0190-COF-PRO-E54-EXTCEL07-LCKRNGLCK | PM03 | 305 | 52W E54 CELL7 Pneum. valve replacement L | E54 C7 Lock Ring Lock | A | 0190E002 |  | 2021-08-30
0190-030-J77 | 578790 | 0190-COF-PRO-E54-EXTCEL07-LCKRNGLCK | PM03 | 305 | 104W E54 CELL7 Pressure switch Replaceme | E54 C7 Lock Ring Lock | A | 0190E002 |  | 2021-08-30
0190-030-J76 | 578757 | 0190-COF-PRO-E54-EXTCEL07-LCKRNGLCK | PM03 | 305 | 52W E54 CELL7 Relief Valve Pressure Repl | E54 C7 Lock Ring Lock | A | 0190E002 |  | 2021-08-30
0190-030-J75 | 578766 | 0190-COF-PRO-E54-EXTCEL07-LCKRNGLCK | PM03 | 305 | 104WE54 CELL7 P/H Valve Replacement lock | E54 C7 Lock Ring Lock | A | 0190E002 | 2021-09-30 | 2021-08-30 | PHDAVODAMA
0190-030-J74 | 578314 | 0190-COF-PRO-E54-EXTCEL07-LCKRNGLCK | PM03 |  | 52W E54 CELL7 Lock Ring Pin Lock Replace | E54 C7 Lock Ring Lock | A | 0190E002 | 2021-09-30 | 2021-08-28 | PHDAVODAMA
0190-030-J73 | 543219 | 0190-COF-PRO-E54-EXTCEL07-LCKRNGLCK | PM03 | 305 | 52W E54 CELL7 LimitSwitch replacement lo | E54 C7 Lock Ring Lock | A | 0190E002 | 2021-09-30 | 2021-08-28 | PHDAVODAMA
0190-030-J72 | 578754 | 0190-COF-PRO-E54-EXTCEL07-CLLBDY | PM03 | 305 | 52W E54 CELL7 Pneum. solenoid replacemen | E54 C7 Cell Body | A | 0190E002 |  | 2021-08-28
0190-030-J71 | 578790 | 0190-COF-PRO-E54-EXTCEL07-CLLBDY | PM03 | 305 | 104W E54 CELL7 Pressure switch Replaceme | E54 C7 Cell Body | A | 0190E002 |  | 2021-08-28
0190-030-J70 | 543219 | 0190-COF-PRO-E54-EXTCEL07-CLLBDY | PM03 | 305 | 52W E54 CELL7 LimitSwitch replacement BF | E54 C7 Cell Body | A | 0190E002 | 2021-09-30 | 2021-08-28 | PHDAVODAMA
0190-030-J68 | 578801 | 0190-COF-PRO-E54-EXTCEL07-CLLBDY | PM03 | 305 | 104W E54 CELL7 Bursting Disc Replacement | E54 C7 Cell Body | A | 0190E001 |  | 2021-08-28
0190-030-J67 | 48871 | 0190-COF-PRO-E54-EXTCEL07-CLLBDY | PM03 | 305 | 20W E54 CELL7 Bottom Filter Lock Replace | E54 C7 Cell Body | A | 0190E002 | 2021-09-29 | 2021-08-28 | PHDAVODAMA
0190-030-J66 | 578799 | 0190-COF-PRO-E54-EXTCEL07-CLLBDY | PM03 | 307 | 52W E54 CELL7 Bursting Disc Inspection | E54 C7 Cell Body | A | 0190E001 | 2021-11-23 | 2021-08-28 | PHDAVODAMA
0190-030-J65 | 578798 | 0190-COF-PRO-E54-EXTCEL07-BDV | PM03 | 305 | 16W E54 C7 Check valve replacement BDV | E54 C7 blowdown Valve | A | 0190E001 |  | 2021-08-28
0190-030-J64 | 578754 | 0190-COF-PRO-E54-EXTCEL07-BDV | PM03 | 305 | 78W E54 CELL7 Pneum.solenoid replacement | E54 C7 blowdown Valve | A | 0190E002 | 2021-09-29 | 2021-08-28 | PHDAVODAMA
0190-030-J63 | 578790 | 0190-COF-PRO-E54-EXTCEL07-BDV | PM03 | 305 | 104W E54 CELL7 Pressure switch Replaceme | E54 C7 blowdown Valve | A | 0190E002 |  | 2021-08-28
0190-030-J62 | 543219 | 0190-COF-PRO-E54-EXTCEL07-BDV | PM03 | 305 | 52W E54 CELL7 Limit Switch replacement | E54 C7 blowdown Valve | A | 0190E002 | 2021-09-29 | 2021-08-28 | PHDAVODAMA
0190-030-J61 | 578768 | 0190-COF-PRO-E54-EXTCEL07-BDV | PM03 | 305 | 104W E54 CELL7 P/H Valve Replacement BDV | E54 C7 blowdown Valve | A | 0190E002 | 2021-09-29 | 2021-08-28 | PHDAVODAMA
0190-030-J59 | 578737 | 0190-COF-PRO-E54-EXTCEL06-VM2 | PM03 | 305 | 78W E54 CELL6 Pneum. solenoid replacemen | E54 C6 Control valve inlet IPT A (MUCH) | A | 0190E002 | 2021-10-04 | 2021-09-07 | PHDAVODAMA
0190-030-J58 | 578793 | 0190-COF-PRO-E54-EXTCEL06-VM2 | PM03 | 305 | 64W E54 CELL6 Actuator replacement VM2 | E54 C6 Control valve inlet IPT A (MUCH) | A | 0190E002 | 2021-09-28 | 2021-09-07 | PHDAVODAMA
0190-030-J57 | 578795 | 0190-COF-PRO-E54-EXTCEL06-VM2 | PM03 | 302 | 52W E54 CELL6 sensor servicing and inspe | E54 C6 Control valve inlet IPT A (MUCH) | A | 0190E002 | 2021-09-09 | 2021-09-07 | PHDAVODAMA
0190-030-J56 | 578793 | 0190-COF-PRO-E54-EXTCEL06-VBDV | PM03 | 305 | 64W E54 CELL6 Actuator replacement VBDV | E54 C6 Steam to blowdown valve | A | 0190E002 | 2021-09-28 | 2021-09-07 | PHDAVODAMA
0190-030-J55 | 578795 | 0190-COF-PRO-E54-EXTCEL06-VBDV | PM03 | 302 | 52W E54 CELL6 sensor servicing and inspe | E54 C6 Steam to blowdown valve | A | 0190E002 | 2021-09-09 | 2021-09-07 | PHDAVODAMA
0190-030-J54 | 578793 | 0190-COF-PRO-E54-EXTCEL06-V9 | PM03 | 305 | 64W E54 C6 Actuator replacement V9 | E54 C6 Vent valve of Cell (Safety Tree) | A | 0190E002 | 2021-11-17 | 2021-09-07 | PHDAVODAMA
0190-030-J53 | 578795 | 0190-COF-PRO-E54-EXTCEL06-V9 | PM03 | 302 | 52W E54 CELL6 sensor servicing and inspe | E54 C6 Vent valve of Cell (Safety Tree) | A | 0190E002 | 2021-09-09 | 2021-09-07 | PHDAVODAMA
0190-030-J52 | 543219 | 0190-COF-PRO-E54-EXTCEL06-V9 | PM03 | 305 | 12W E54 C6 Limit Switch replacement V9 | E54 C6 Vent valve of Cell (Safety Tree) | A | 0190E001 | 2021-11-17 | 2021-09-05 | PHDAVODAMA
0190-030-J51 | 578737 | 0190-COF-PRO-E54-EXTCEL06-V8 | PM03 | 305 | 78W E54 CELL6 Pneum. solenoid replacemen | E54 C6 Draw off – to weigh tank | A | 0190E002 | 2021-10-04 | 2021-09-07 | PHDAVODAMA
0190-030-J50 | 578793 | 0190-COF-PRO-E54-EXTCEL06-V8 | PM03 | 305 | 64W E54 CELL6 Actuator replacement V8 | E54 C6 Draw off – to weigh tank | A | 0190E002 | 2021-09-28 | 2021-09-07 | PHDAVODAMA
0190-030-J49 | 578795 | 0190-COF-PRO-E54-EXTCEL06-V8 | PM03 | 302 | 52W E54 CELL6 sensor servicing and inspe | E54 C6 Draw off – to weigh tank | A | 0190E002 | 2021-09-09 | 2021-09-07 | PHDAVODAMA
0190-030-J48 | 578737 | 0190-COF-PRO-E54-EXTCEL06-V7 | PM03 | 305 | 78W E54 CELL6 Pneum. solenoid replacemen | E54 C6 Inlet to IPT A | A | 0190E002 | 2021-10-04 | 2021-09-07 | PHDAVODAMA
0190-030-J47 | 578793 | 0190-COF-PRO-E54-EXTCEL06-V7 | PM03 | 305 | 64W E54 CELL6 Actuator replacement V7 | E54 C6 Inlet to IPT A | A | 0190E002 | 2021-09-28 | 2021-09-07 | PHDAVODAMA
0190-030-J46 | 578795 | 0190-COF-PRO-E54-EXTCEL06-V7 | PM03 | 302 | 52W E54 CELL6 sensor servicing and inspe | E54 C6 Inlet to IPT A | A | 0190E002 | 2021-09-09 | 2021-09-07 | PHDAVODAMA
0190-030-J45 | 578790 | 0190-COF-PRO-E54-EXTCEL06-V6 1 | PM03 |  | 104W E54 CELL6 Pressure switch Replaceme | E54 C6 Cell outlet | A | 0190E002 |  | 2021-09-07
0190-030-J44 | 578793 | 0190-COF-PRO-E54-EXTCEL06-V6 1 | PM03 | 305 | 64W E54 CELL6 Actuator replacement V6.1 | E54 C6 Cell outlet | A | 0190E002 | 2021-09-28 | 2021-09-07 | PHDAVODAMA
0190-030-J43 | 578795 | 0190-COF-PRO-E54-EXTCEL06-V6 1 | PM03 | 302 | 52W E54 CELL6 sensor servicing and inspe | E54 C6 Cell outlet | A | 0190E002 | 2021-09-09 | 2021-09-07 | PHDAVODAMA
0190-030-J42 | 543219 | 0190-COF-PRO-E54-EXTCEL06-V6 1 | PM03 | 305 | 12WE54 CELL6 Limit Switch replacement V6 | E54 C6 Cell outlet | A | 0190E001 | 2021-10-04 | 2021-09-05 | PHDAVODAMA
0190-030-J41 | 578737 | 0190-COF-PRO-E54-EXTCEL06-V6 | PM03 | 305 | 78W E54 CELL6 Pneum. solenoid replacemen | E54 C6 Cell outlet ( Manifold ) | A | 0190E002 | 2021-10-04 | 2021-09-07 | PHDAVODAMA
0190-030-J40 | 578793 | 0190-COF-PRO-E54-EXTCEL06-V6 | PM03 | 305 | 64W E54 CELL6 Actuator replacement V6 | E54 C6 Cell outlet ( Manifold ) | A | 0190E002 | 2021-09-28 | 2021-09-07 | PHDAVODAMA
0190-030-J39 | 578795 | 0190-COF-PRO-E54-EXTCEL06-V6 | PM03 | 302 | 52W E54 CELL6 sensor servicing and inspe | E54 C6 Cell outlet ( Manifold ) | A | 0190E002 | 2021-09-09 | 2021-09-07 | PHDAVODAMA
0190-030-J38 | 578737 | 0190-COF-PRO-E54-EXTCEL06-V5 | PM03 | 305 | 78W E54 CELL6 Pneum. solenoid replacemen | E54 C6Bypassvalve(mnpltd whn cell s blck | A | 0190E002 | 2021-10-04 | 2021-09-07 | PHDAVODAMA
0190-030-J37 | 578793 | 0190-COF-PRO-E54-EXTCEL06-V5 | PM03 | 305 | 64W E54 CELL6 Actuator replacement V5 | E54 C6Bypassvalve(mnpltd whn cell s blck | A | 0190E002 | 2021-09-28 | 2021-09-07 | PHDAVODAMA
0190-030-J36 | 578795 | 0190-COF-PRO-E54-EXTCEL06-V5 | PM03 | 302 | 52W E54 CELL6 sensor servicing and inspe | E54 C6Bypassvalve(mnpltd whn cell s blck | A | 0190E002 | 2021-09-09 | 2021-09-07 | PHDAVODAMA
0190-030-J35 | 578737 | 0190-COF-PRO-E54-EXTCEL06-V4 1 | PM03 | 305 | 78W E54 CELL6 Pneum. solenoid replacemen | E54 C6 Cell Inlet | A | 0190E002 | 2021-10-04 | 2021-09-07 | PHDAVODAMA
0190-030-J34 | 578793 | 0190-COF-PRO-E54-EXTCEL06-V4 1 | PM03 | 305 | 64W E54 CELL6 Actuator replacement V4.1 | E54 C6 Cell Inlet | A | 0190E002 | 2021-09-28 | 2021-09-07 | PHDAVODAMA
0190-030-J33 | 578795 | 0190-COF-PRO-E54-EXTCEL06-V4 1 | PM03 | 302 | 52W E54 CELL6 sensor servicing and inspe | E54 C6 Cell Inlet | A | 0190E002 | 2021-09-09 | 2021-09-07 | PHDAVODAMA
0190-030-J32 | 578737 | 0190-COF-PRO-E54-EXTCEL06-V4 | PM03 | 305 | 78W E54 CELL6 Pneum. solenoid replacemen | E54 C6 Cell inlet ( Manifold ) | A | 0190E002 | 2021-10-04 | 2021-09-07 | PHDAVODAMA
0190-030-J31 | 578793 | 0190-COF-PRO-E54-EXTCEL06-V4 | PM03 | 305 | 64W E54 CELL6 Actuator replacement V4 | E54 C6 Cell inlet ( Manifold ) | A | 0190E002 | 2021-09-28 | 2021-09-07 | PHDAVODAMA
0190-030-J30 | 578795 | 0190-COF-PRO-E54-EXTCEL06-V4 | PM03 | 302 | 52W E54 CELL6 sensor servicing and inspe | E54 C6 Cell inlet ( Manifold ) | A | 0190E002 | 2021-09-09 | 2021-09-07 | PHDAVODAMA
0190-030-J29 | 578737 | 0190-COF-PRO-E54-EXTCEL06-V3 | PM03 | 305 | 78W E54 CELL6 Pneum. solenoid replacemen | E54 C6Receiving valve from IPT A | A | 0190E002 | 2021-10-04 | 2021-09-07 | PHDAVODAMA
0190-030-J28 | 578793 | 0190-COF-PRO-E54-EXTCEL06-V3 | PM03 | 305 | 64W E54 CELL6 Actuator replacement V3 | E54 C6Receiving valve from IPT A | A | 0190E002 | 2021-09-28 | 2021-09-07 | PHDAVODAMA
0190-030-J27 | 578795 | 0190-COF-PRO-E54-EXTCEL06-V3 | PM03 | 302 | 52W E54 CELL6 sensor servicing and inspe | E54 C6Receiving valve from IPT A | A | 0190E002 | 2021-09-09 | 2021-09-07 | PHDAVODAMA
0190-030-J26 | 578737 | 0190-COF-PRO-E54-EXTCEL06-V24 | PM03 | 305 | 78W E54 CELL6 Pneum. solenoid replacemen | E54 C6 Drainage inlet | A | 0190E002 | 2021-09-30 | 2021-09-07 | PHDAVODAMA
0190-030-J25 | 578793 | 0190-COF-PRO-E54-EXTCEL06-V24 | PM03 | 305 | 64W E54 CELL6 Actuator replacement V24 | E54 C6 Drainage inlet | A | 0190E002 | 2021-09-28 | 2021-09-07 | PHDAVODAMA
0190-030-J24 | 578795 | 0190-COF-PRO-E54-EXTCEL06-V24 | PM03 | 302 | 52W E54 CELL6 sensor servicing and inspe | E54 C6 Drainage inlet | A | 0190E002 | 2021-09-09 | 2021-09-07 | PHDAVODAMA
0190-030-J23 | 578737 | 0190-COF-PRO-E54-EXTCEL06-V23 | PM03 | 305 | 78W E54 CELL6 Pneum. solenoid replacemen | E54 C6 Drainage outlet | A | 0190E002 | 2021-10-01 | 2021-09-07 | PHDAVODAMA
0190-030-J22 | 578793 | 0190-COF-PRO-E54-EXTCEL06-V23 | PM03 | 305 | 64W E54 CELL6 Actuator replacement V23 | E54 C6 Drainage outlet | A | 0190E002 | 2021-09-28 | 2021-09-07 | PHDAVODAMA
0190-030-J21 | 578795 | 0190-COF-PRO-E54-EXTCEL06-V23 | PM03 | 302 | 52W E54 CELL6 sensor servicing and inspe | E54 C6 Drainage outlet | A | 0190E002 | 2021-09-09 | 2021-09-07 | PHDAVODAMA
0190-030-J20 | 578737 | 0190-COF-PRO-E54-EXTCEL06-V22 | PM03 | 305 | 78W E54 CELL6 Pneum. solenoid replacemen | E54 C6PrssreRleseInltToIPTA(MUCH Header) | A | 0190E002 | 2021-10-01 | 2021-09-07 | PHDAVODAMA
0190-030-J19 | 578793 | 0190-COF-PRO-E54-EXTCEL06-V22 | PM03 | 305 | 64W E54 CELL6 Actuator replacement V22 | E54 C6PrssreRleseInltToIPTA(MUCH Header) | A | 0190E002 | 2021-09-28 | 2021-09-07 | PHDAVODAMA
0190-030-J18 | 578795 | 0190-COF-PRO-E54-EXTCEL06-V22 | PM03 | 302 | 52W E54 CELL6 sensor servicing and inspe | E54 C6PrssreRleseInltToIPTA(MUCH Header) | A | 0190E002 | 2021-09-09 | 2021-09-07 | PHDAVODAMA
0190-030-J17 | 578737 | 0190-COF-PRO-E54-EXTCEL06-V21 | PM03 | 305 | 78W E54 CELL6 Pneum. solenoid replacemen | E54 C6StmInltToCell(top)ForDrnageV6Line | A | 0190E002 | 2021-10-01 | 2021-09-07 | PHDAVODAMA
0190-030-J16 | 578793 | 0190-COF-PRO-E54-EXTCEL06-V21 | PM03 | 305 | 64W E54 CELL6 Actuator replacement V21 | E54 C6StmInltToCell(top)ForDrnageV6Line | A | 0190E002 | 2021-09-28 | 2021-09-07 | PHDAVODAMA
0190-030-J15 | 578795 | 0190-COF-PRO-E54-EXTCEL06-V21 | PM03 | 302 | 52W E54 CELL6 sensor servicing and inspe | E54 C6StmInltToCell(top)ForDrnageV6Line | A | 0190E002 | 2021-09-09 | 2021-09-07 | PHDAVODAMA
0190-030-J14 | 578727 | 0190-COF-PRO-E54-EXTCEL06-V21 | PM03 | 305 | 16W E54 C6 Check valve replacement V21 | E54 C6StmInltToCell(top)ForDrnageV6Line | A | 0190E001 | 2021-10-04 | 2021-09-07 | PHDAVODAMA
0190-030-J13 | 578725 | 0190-COF-PRO-E54-EXTCEL06-V20 21 | PM03 | 305 | 78W E54 CELL6 Pneum. solenoid replacemen | E54 C6 Steam for Hydrolysis/Drainage | A | 0190E002 | 2021-09-30 | 2021-09-07 | PHDAVODAMA
0190-030-J12 | 578793 | 0190-COF-PRO-E54-EXTCEL06-V20 21 | PM03 | 305 | 64W E54 C6 Actuator replacement V20/21 | E54 C6 Steam for Hydrolysis/Drainage | A | 0190E002 | 2021-11-27 | 2021-09-07 | PHDAVODAMA
0190-030-J11 | 578793 | 0190-COF-PRO-E54-EXTCEL06-V20 21 | PM03 | 302 | 52W E54 CELL6 sensor servicing and inspe | E54 C6 Steam for Hydrolysis/Drainage | A | 0190E002 | 2021-09-09 | 2021-09-07 | PHDAVODAMA
0190-030-J10 | 578725 | 0190-COF-PRO-E54-EXTCEL06-V20 21 | PM03 | 305 | 56W E54 CELL6 Valve Replacement V20/21 | E54 C6 Steam for Hydrolysis/Drainage | A | 0190E001 | 2021-10-01 | 2021-09-07 | PHDAVODAMA
0190-030-J09 | 578728 | 0190-COF-PRO-E54-EXTCEL06-V20 | PM03 | 305 | 16W E54 C6 Check valve replacement V20 | E54 C6 Steam inlet to cell (bottom) for | A | 0190E001 | 2021-10-04 | 2021-09-07 | PHDAVODAMA
0190-030-J08 | 578737 | 0190-COF-PRO-E54-EXTCEL06-V20 | PM03 | 305 | 78W E54 CELL6 Pneum. solenoid replacemen | E54 C6 Steam inlet to cell (bottom) for | A | 0190E002 | 2021-10-01 | 2021-09-07 | PHDAVODAMA
0190-030-J07 | 578793 | 0190-COF-PRO-E54-EXTCEL06-V20 | PM03 | 305 | 64W E54 CELL6 Actuator replacement V20 | E54 C6 Steam inlet to cell (bottom) for | A | 0190E002 | 2021-09-28 | 2021-09-07 | PHDAVODAMA
0190-030-J06 | 578795 | 0190-COF-PRO-E54-EXTCEL06-V20 | PM03 | 302 | 52W E54 CELL6 sensor servicing and inspe | E54 C6 Steam inlet to cell (bottom) for | A | 0190E002 | 2021-09-09 | 2021-09-07 | PHDAVODAMA
0190-030-J05 | 578737 | 0190-COF-PRO-E54-EXTCEL06-V2 | PM03 | 305 | 78W E54 CELL6 Pneum. solenoid replacemen | E54 C6 Ext water inlet valve (ex WTH) | A | 0190E002 | 2021-10-01 | 2021-09-07 | PHDAVODAMA
0190-030-J04 | 578793 | 0190-COF-PRO-E54-EXTCEL06-V2 | PM03 | 305 | 64W E54 CELL6 Actuator replacement V2 | E54 C6 Ext water inlet valve (ex WTH) | A | 0190E002 | 2021-09-28 | 2021-09-07 | PHDAVODAMA
0190-030-J03 | 578795 | 0190-COF-PRO-E54-EXTCEL06-V2 | PM03 | 302 | 52W E54 CELL6 sensor servicing and inspe | E54 C6 Ext water inlet valve (ex WTH) | A | 0190E002 | 2021-09-09 | 2021-09-07 | PHDAVODAMA
0190-030-J02 | 578798 | 0190-COF-PRO-E54-EXTCEL06-V13 | PM03 | 305 | 16W E54 C6 Check valve replacement V13 | E54 C6 StmToCellVlve (SaftyTreeToCell) | A | 0190E001 | 2021-10-01 | 2021-09-07 | PHDAVODAMA
0190-030-J01 | 543219 | 0190-COF-PRO-E54-EXTCEL06-V13 | PM03 | 305 | 52W E54 CELL6 Limit Switch replacement V | E54 C6 StmToCellVlve (SaftyTreeToCell) | A | 0190E002 |  | 2021-09-07
0190-030-I99 | 543219 | 0190-COF-PRO-E45-EXTCEL01-BDV | PM03 | 305 | 52W 45 cell1 Limit Switch replacement B | E45 C1 blowdown Valve | A | 0190E002 | 2021-10-05 | 2021-09-10 | PHDAVODAMA
0190-030-I98 | 578768 | 0190-COF-PRO-E45-EXTCEL01-BDV | PM03 | 305 | 104W E45 Cell1 P/H Valve Replacement BDV | E45 C1 blowdown Valve | A | 0190E002 | 2021-10-05 | 2021-09-10 | PHDAVODAMA
0190-030-I97 | 578727 | 0190-COF-PRO-E54-EXTCEL01-V21 | PM03 | 305 | 16W E54 C1 Check valve replacement V21 | E54 C1StmInltToCell(top)ForDrnageV6Line | A | 0190E001 | 2021-08-30 | 2021-08-28 | PHMEDIANJI
0190-030-I96 | 578728 | 0190-COF-PRO-E54-EXTCEL01-V20 | PM03 | 305 | 16W E54 C1 Check valve replacement V20 | E54 C1StmInltToCell(bttm)ForHydrlyssV4Ln | A | 0190E001 | 2021-08-30 | 2021-08-28 | PHMEDIANJI
0190-030-I95 | 578798 | 0190-COF-PRO-E54-EXTCEL01-V13 | PM03 | 305 | 16W E54 C1 Check valve replacement V13 | E54 C1 StmToCellVlve (SaftyTreeToCell) | A | 0190E001 | 2021-10-01 | 2021-08-28 | PHDAVODAMA
0190-030-I94 | 578798 | 0190-COF-PRO-E54-EXTCEL01-BDV | PM03 | 305 | 16W E54 C1 Check valve replacement BDV | E54 C1 blowdown Valve | A | 0190E001 | 2021-08-30 | 2021-08-27 | PHMEDIANJI
0190-030-I93 | 578737 | 0190-COF-PRO-E54-EXTCEL08-VM2 | PM03 | 305 | 78W E54 CELL8 Pneum. solenoid replacemen | E54 C8 Control valve inlet IPT A (MUCH) | A | 0190E002 | 2021-10-04 | 2021-08-31 | PHDAVODAMA
0190-030-I92 | 578725 | 0190-COF-PRO-E54-EXTCEL08-VM2 | PM03 | 305 | 40W E54 CELL8 Valve Replacement VM2 | E54 C8 Control valve inlet IPT A (MUCH) | A | 0190E001 | 2021-11-27 | 2021-08-31 | PHDAVODAMA
0190-030-I91 | 578793 | 0190-COF-PRO-E54-EXTCEL08-VM2 | PM03 | 305 | 64W E54 CELL8 Actuator replacement VM2 | E54 C8 Control valve inlet IPT A (MUCH) | A | 0190E002 | 2021-09-28 | 2021-08-31 | PHDAVODAMA
0190-030-I90 | 578795 | 0190-COF-PRO-E54-EXTCEL08-VM2 | PM03 | 302 | 52W E54 CELL8 sensor servicing and inspe | E54 C8 Control valve inlet IPT A (MUCH) | A | 0190E002 | 2021-09-09 | 2021-08-31 | PHDAVODAMA
0190-030-I89 | 578793 | 0190-COF-PRO-E54-EXTCEL08-VBDV | PM03 | 305 | 64W E54 CELL8 Actuator replacement VBDV | E54 C8 Steam to blowdown valve | A | 0190E002 | 2021-09-28 | 2021-08-31 | PHDAVODAMA
0190-030-I88 | 578795 | 0190-COF-PRO-E54-EXTCEL08-VBDV | PM03 | 302 | 52W E54 CELL8 sensor servicing and inspe | E54 C8 Steam to blowdown valve | A | 0190E002 | 2021-09-09 | 2021-08-31 | PHDAVODAMA
0190-030-I87 | 578793 | 0190-COF-PRO-E54-EXTCEL08-V9 | PM03 | 305 | 64W E54 CELL8 Actuator replacement V9 | E54 C8 Vent valve of Cell (Safety Tree) | A | 0190E002 | 2021-09-28 | 2021-08-31 | PHDAVODAMA
0190-030-I86 | 578795 | 0190-COF-PRO-E54-EXTCEL08-V9 | PM03 | 302 | 52W E54 CELL8 sensor servicing and inspe | E54 C8 Vent valve of Cell (Safety Tree) | A | 0190E002 | 2021-09-09 | 2021-08-31 | PHDAVODAMA
0190-030-I85 | 543219 | 0190-COF-PRO-E54-EXTCEL08-V9 | PM03 | 305 | 12W E54 C8 Limit Switch replacement V9 | E54 C8 Vent valve of Cell (Safety Tree) | A | 0190E002 | 2021-11-17 | 2021-08-31 | PHDAVODAMA
0190-030-I84 | 578157 | 0190-COF-PRO-E54-EXTCEL08-V8 | PM03 | 305 | 56W E54 CELL8 Valve Replacement 8 | E54 C8 Draw off – to weigh tank | A | 0190E001 | 2021-10-04 | 2021-08-31 | PHDAVODAMA
0190-030-I83 | 578737 | 0190-COF-PRO-E54-EXTCEL08-V8 | PM03 | 305 | 78W E54 CELL8 Pneum. solenoid replacemen | E54 C8 Draw off – to weigh tank | A | 0190E002 | 2021-10-04 | 2021-08-31 | PHDAVODAMA
0190-030-I82 | 578793 | 0190-COF-PRO-E54-EXTCEL08-V8 | PM03 | 305 | 64W E54 CELL8 Actuator replacement V8 | E54 C8 Draw off – to weigh tank | A | 0190E002 | 2021-09-28 | 2021-08-31 | PHDAVODAMA
0190-030-I81 | 578795 | 0190-COF-PRO-E54-EXTCEL08-V8 | PM03 | 302 | 52W E54 CELL8 sensor servicing and inspe | E54 C8 Draw off – to weigh tank | A | 0190E002 | 2021-09-09 | 2021-08-31 | PHDAVODAMA
0190-030-I80 | 578157 | 0190-COF-PRO-E54-EXTCEL08-V7 | PM03 | 305 | 56W E54 CELL8 Valve Replacement 7 | E54 C8 Inlet to IPT A | A | 0190E001 | 2021-10-04 | 2021-08-31 | PHDAVODAMA
0190-030-I79 | 578737 | 0190-COF-PRO-E54-EXTCEL08-V7 | PM03 | 305 | 78W E54 CELL8 Pneum. solenoid replacemen | E54 C8 Inlet to IPT A | A | 0190E002 | 2021-10-04 | 2021-08-31 | PHDAVODAMA
0190-030-I78 | 578793 | 0190-COF-PRO-E54-EXTCEL08-V7 | PM03 | 305 | 64W E54 CELL8 Actuator replacement V7 | E54 C8 Inlet to IPT A | A | 0190E002 | 2021-09-28 | 2021-08-31 | PHDAVODAMA
0190-030-I77 | 578795 | 0190-COF-PRO-E54-EXTCEL08-V7 | PM03 | 302 | 52W E54 CELL8 sensor servicing and inspe | E54 C8 Inlet to IPT A | A | 0190E002 | 2021-09-09 | 2021-08-31 | PHDAVODAMA
0190-030-I76 | 578790 | 0190-COF-PRO-E54-EXTCEL08-V6 1 | PM03 | 305 | 104W E54 CELL8 Pressure switch Replaceme | E54 C8 Cell outlet | A | 0190E002 |  | 2021-08-31
0190-030-I75 | 578157 | 0190-COF-PRO-E54-EXTCEL08-V6 1 | PM03 | 305 | 52W E54 CELL8 Valve Replacement 6.1 | E54 C8 Cell outlet | A | 0190E001 | 2021-10-04 | 2021-08-31 | PHDAVODAMA
0190-030-I74 | 578793 | 0190-COF-PRO-E54-EXTCEL08-V6 1 | PM03 | 305 | 64W E54 CELL8 Actuator replacement V6.1 | E54 C8 Cell outlet | A | 0190E002 | 2021-09-28 | 2021-08-31 | PHDAVODAMA
0190-030-I73 | 578795 | 0190-COF-PRO-E54-EXTCEL08-V6 1 | PM03 | 302 | 52W E54 CELL8 sensor servicing and inspe | E54 C8 Cell outlet | A | 0190E002 | 2021-09-09 | 2021-08-31 | PHDAVODAMA
0190-030-I72 | 543219 | 0190-COF-PRO-E54-EXTCEL08-V6 1 | PM03 | 305 | 12WE54 CELL8 Limit Switch replacement V6 | E54 C8 Cell outlet | A | 0190E002 | 2021-10-04 | 2021-08-31 | PHDAVODAMA
0190-030-I71 | 578157 | 0190-COF-PRO-E54-EXTCEL08-V6 | PM03 | 305 | 40W E54 CELL8 Valve Replacement V6 | E54 C8 Cell outlet ( Manifold ) | A | 0190E001 | 2021-11-27 | 2021-08-31 | PHDAVODAMA
0190-030-I70 | 578737 | 0190-COF-PRO-E54-EXTCEL08-V6 | PM03 | 305 | 78W E54 CELL8 Pneum. solenoid replacemen | E54 C8 Cell outlet ( Manifold ) | A | 0190E002 | 2021-10-04 | 2021-08-31 | PHDAVODAMA
0190-030-I69 | 578793 | 0190-COF-PRO-E54-EXTCEL08-V6 | PM03 | 305 | 64W E54 CELL8 Actuator replacement V6 | E54 C8 Cell outlet ( Manifold ) | A | 0190E002 | 2021-09-28 | 2021-08-31 | PHDAVODAMA
0190-030-I68 | 578795 | 0190-COF-PRO-E54-EXTCEL08-V6 | PM03 | 302 | 52W E54 CELL8 sensor servicing and inspe | E54 C8 Cell outlet ( Manifold ) | A | 0190E002 | 2021-09-09 | 2021-08-31 | PHDAVODAMA
0190-030-I67 | 578157 | 0190-COF-PRO-E54-EXTCEL08-V5 | PM03 | 305 | 40W E54 CELL8 Valve Replacement V5 | E54 C8Bypassvalve(mnpltd whn cell s blck | A | 0190E001 | 2021-11-27 | 2021-08-31 | PHDAVODAMA
0190-030-I66 | 578737 | 0190-COF-PRO-E54-EXTCEL08-V5 | PM03 | 305 | 78W E54 CELL8 Pneum. solenoid replacemen | E54 C8Bypassvalve(mnpltd whn cell s blck | A | 0190E002 | 2021-10-04 | 2021-08-31 | PHDAVODAMA
0190-030-I65 | 578793 | 0190-COF-PRO-E54-EXTCEL08-V5 | PM03 | 305 | 64W E54 CELL8 Actuator replacement V5 | E54 C8Bypassvalve(mnpltd whn cell s blck | A | 0190E002 | 2021-09-28 | 2021-08-31 | PHDAVODAMA
0190-030-I64 | 578795 | 0190-COF-PRO-E54-EXTCEL08-V5 | PM03 | 302 | 52W E54 CELL8 sensor servicing and inspe | E54 C8Bypassvalve(mnpltd whn cell s blck | A | 0190E002 | 2021-09-09 | 2021-08-31 | PHDAVODAMA
0190-030-I63 | 578725 | 0190-COF-PRO-E54-EXTCEL08-V4 1 | PM03 | 305 | 56W E54 C8 Valve Replacement V4.1 | E54 C8 Cell Inlet | A | 0190E001 | 2021-11-17 | 2021-08-31 | PHDAVODAMA
0190-030-I62 | 578737 | 0190-COF-PRO-E54-EXTCEL08-V4 1 | PM03 | 305 | 78W E54 CELL8 Pneum. solenoid replacemen | E54 C8 Cell Inlet | A | 0190E002 | 2021-10-04 | 2021-08-31 | PHDAVODAMA
0190-030-I61 | 578793 | 0190-COF-PRO-E54-EXTCEL08-V4 1 | PM03 | 305 | 64W E54 CELL8 Actuator replacement V4.1 | E54 C8 Cell Inlet | A | 0190E002 | 2021-09-28 | 2021-08-31 | PHDAVODAMA
0190-030-I60 | 578795 | 0190-COF-PRO-E54-EXTCEL08-V4 1 | PM03 | 302 | 52W E54 CELL8 sensor servicing and inspe | E54 C8 Cell Inlet | A | 0190E002 | 2021-09-09 | 2021-08-31 | PHDAVODAMA
0190-030-I59 | 578157 | 0190-COF-PRO-E54-EXTCEL08-V4 | PM03 | 305 | 56W E54 CELL8 Valve Replacement 4 | E54 C8 Cell inlet ( Manifold ) | A | 0190E001 | 2021-10-04 | 2021-08-31 | PHDAVODAMA
0190-030-I57 | 578793 | 0190-COF-PRO-E54-EXTCEL08-V4 | PM03 | 305 | 64W E54 CELL8 Actuator replacement V4 | E54 C8 Cell inlet ( Manifold ) | A | 0190E002 | 2021-09-28 | 2021-08-31 | PHDAVODAMA
0190-030-I56 | 578795 | 0190-COF-PRO-E54-EXTCEL08-V4 | PM03 | 302 | 52W E54 CELL8 sensor servicing and inspe | E54 C8 Cell inlet ( Manifold ) | A | 0190E002 | 2021-09-09 | 2021-08-31 | PHDAVODAMA
0190-030-I55 | 578157 | 0190-COF-PRO-E54-EXTCEL08-V3 | PM03 | 305 | 56W E54 CELL8 Valve Replacement 3 | E54 C8Receiving valve from IPT A | A | 0190E001 | 2021-10-04 | 2021-08-31 | PHDAVODAMA
0190-030-I53 | 578737 | 0190-COF-PRO-E54-EXTCEL08-V3 | PM03 | 305 | 64W E54 CELL8 Actuator replacement V3 | E54 C8Receiving valve from IPT A | A | 0190E002 | 2021-09-28 | 2021-08-31 | PHDAVODAMA
0190-030-I52 | 578795 | 0190-COF-PRO-E54-EXTCEL08-V3 | PM03 | 302 | 52W E54 CELL8 sensor servicing and inspe | E54 C8Receiving valve from IPT A | A | 0190E002 | 2021-09-09 | 2021-08-31 | PHDAVODAMA
0190-030-I51 | 578725 | 0190-COF-PRO-E54-EXTCEL08-V24 | PM03 | 305 | 56W E54 CELL8 Valve Replacement 24 | E54 C8 Drainage inlet | B | 0190E001 | 2021-10-01 | 2021-08-31 | PHDAVODAMA
0190-030-I50 | 578737 | 0190-COF-PRO-E54-EXTCEL08-V24 | PM03 | 305 | 78W E54 CELL8 Pneum. solenoid replacemen | E54 C8 Drainage inlet | B | 0190E002 | 2021-09-30 | 2021-08-31 | PHDAVODAMA
0190-030-I5 | 578737 | 0190-COF-PRO-E54-EXTCEL08-V4 | PM03 | 305 | 52W E54 CELL8 Pneum. solenoid replacemen | E54 C8 Cell inlet ( Manifold ) | A | 0190E002 |  | 2021-08-31
0190-030-I49 | 578793 | 0190-COF-PRO-E54-EXTCEL08-V24 | PM03 | 305 | 64W E54 CELL8 Actuator replacement V24 | E54 C8 Drainage inlet | B | 0190E002 | 2021-09-28 | 2021-08-31 | PHDAVODAMA
0190-030-I48 | 578795 | 0190-COF-PRO-E54-EXTCEL08-V24 | PM03 | 302 | 52W E54 CELL8 sensor servicing and inspe | E54 C8 Drainage inlet | B | 0190E002 | 2021-09-09 | 2021-08-31 | PHDAVODAMA
0190-030-I47 | 578725 | 0190-COF-PRO-E54-EXTCEL08-V23 | PM03 | 305 | 56W E54 CELL8 Valve Replacement 23 | E54 C8 Drainage outlet | B | 0190E001 | 2021-10-01 | 2021-08-31 | PHDAVODAMA
0190-030-I46 | 578737 | 0190-COF-PRO-E54-EXTCEL08-V23 | PM03 | 305 | 78W E54 CELL8 Pneum. solenoid replacemen | E54 C8 Drainage outlet | B | 0190E002 | 2021-10-01 | 2021-08-31 | PHDAVODAMA
0190-030-I45 | 578793 | 0190-COF-PRO-E54-EXTCEL08-V23 | PM03 | 305 | 64W E54 CELL8 Actuator replacement V23 | E54 C8 Drainage outlet | B | 0190E002 | 2021-09-28 | 2021-08-31 | PHDAVODAMA
0190-030-I44 | 578795 | 0190-COF-PRO-E54-EXTCEL08-V23 | PM03 | 302 | 52W E54 CELL8 sensor servicing and inspe | E54 C8 Drainage outlet | B | 0190E002 | 2021-09-09 | 2021-08-31 | PHDAVODAMA
0190-030-I43 | 578737 | 0190-COF-PRO-E54-EXTCEL08-V22 | PM03 | 305 | 78W E54 CELL8 Pneum. solenoid replacemen | E54 C8PrssreRleseInltToIPTA(MUCH Header) | A | 0190E002 | 2021-10-01 | 2021-08-31 | PHDAVODAMA
0190-030-I42 | 578793 | 0190-COF-PRO-E54-EXTCEL08-V22 | PM03 | 305 | 64W E54 CELL8 Actuator replacement V22 | E54 C8PrssreRleseInltToIPTA(MUCH Header) | A | 0190E002 | 2021-09-28 | 2021-08-31 | PHDAVODAMA
0190-030-I41 | 578795 | 0190-COF-PRO-E54-EXTCEL08-V22 | PM03 | 302 | 52W E54 CELL8 sensor servicing and inspe | E54 C8PrssreRleseInltToIPTA(MUCH Header) | A | 0190E002 | 2021-09-09 | 2021-08-31 | PHDAVODAMA
0190-030-I40 | 578737 | 0190-COF-PRO-E54-EXTCEL08-V21 | PM03 | 305 | 78W E54 CELL8 Pneum. solenoid replacemen | E54 C8StmInltToCell(top)ForDrnageV6Line | A | 0190E002 | 2021-10-01 | 2021-08-31 | PHDAVODAMA
0190-030-I39 | 578793 | 0190-COF-PRO-E54-EXTCEL08-V21 | PM03 | 305 | 64W E54 CELL8 Actuator replacement V21 | E54 C8StmInltToCell(top)ForDrnageV6Line | A | 0190E002 | 2021-09-28 | 2021-08-31 | PHDAVODAMA
0190-030-I38 | 578795 | 0190-COF-PRO-E54-EXTCEL08-V21 | PM03 | 302 | 52W E54 CELL8 sensor servicing and inspe | E54 C8StmInltToCell(top)ForDrnageV6Line | A | 0190E002 | 2021-09-09 | 2021-08-31 | PHDAVODAMA
0190-030-I37 | 578727 | 0190-COF-PRO-E54-EXTCEL08-V21 | PM03 | 305 | 16W E54 C8 Check valve replacement V21 | E54 C8StmInltToCell(top)ForDrnageV6Line | A | 0190E001 |  | 2021-08-31
0190-030-I36 | 578725 | 0190-COF-PRO-E54-EXTCEL08-V20 21 | PM03 | 305 | 78W E54 CELL8 Pneum. solenoid replacemen | E54 C8 Steam for Hydrolysis/Drainage | B | 0190E002 | 2021-09-30 | 2021-08-31 | PHDAVODAMA
0190-030-I35 | 578737 | 0190-COF-PRO-E54-EXTCEL08-V20 21 | PM03 | 305 | 64W E54 C8 Actuator replacement V20/21 | E54 C8 Steam for Hydrolysis/Drainage | B | 0190E002 | 2021-11-27 | 2021-08-31 | PHDAVODAMA
0190-030-I34 | 578793 | 0190-COF-PRO-E54-EXTCEL08-V20 21 | PM03 | 302 | 52W E54 CELL8 sensor servicing and inspe | E54 C8 Steam for Hydrolysis/Drainage | B | 0190E002 | 2021-09-09 | 2021-08-31 | PHDAVODAMA
0190-030-I33 | 578795 | 0190-COF-PRO-E54-EXTCEL08-V20 21 | PM03 | 305 | 56W E54 CELL8 Valve Replacement V20/21 | E54 C8 Steam for Hydrolysis/Drainage | B | 0190E001 | 2021-10-01 | 2021-08-31 | PHDAVODAMA
0190-030-I32 | 578728 | 0190-COF-PRO-E54-EXTCEL08-V20 | PM03 | 305 | 16W E54 C8 Check valve replacement V20 | E54 C8 Steam inlet to cell (bottom) for | B | 0190E001 | 2021-10-04 | 2021-08-31 | PHDAVODAMA
0190-030-I30 | 578737 | 0190-COF-PRO-E54-EXTCEL08-V20 | PM03 | 305 | 78W E54 CELL8 Pneum. solenoid replacemen | E54 C8 Steam inlet to cell (bottom) for | B | 0190E002 | 2021-10-01 | 2021-08-31 | PHDAVODAMA
0190-030-I29 | 578793 | 0190-COF-PRO-E54-EXTCEL08-V20 | PM03 | 305 | 64W E54 CELL8 Actuator replacement V20 | E54 C8 Steam inlet to cell (bottom) for | B | 0190E002 | 2021-09-28 | 2021-08-31 | PHDAVODAMA
0190-030-I28 | 578795 | 0190-COF-PRO-E54-EXTCEL08-V20 | PM03 | 302 | 52W E54 CELL8 sensor servicing and inspe | E54 C8 Steam inlet to cell (bottom) for | B | 0190E002 | 2021-09-09 | 2021-08-31 | PHDAVODAMA
0190-030-I27 | 578157 | 0190-COF-PRO-E54-EXTCEL08-V2 | PM03 | 305 | 40W E54 CELL8 Valve Replacement V2 | E54 C8 Ext water inlet valve (ex WTH) | A | 0190E001 | 2021-11-27 | 2021-08-31 | PHDAVODAMA
0190-030-I26 | 578737 | 0190-COF-PRO-E54-EXTCEL08-V2 | PM03 | 305 | 78W E54 CELL8 Pneum. solenoid replacemen | E54 C8 Ext water inlet valve (ex WTH) | A | 0190E001 | 2021-10-01 | 2021-08-31 | PHDAVODAMA
0190-030-I25 | 578793 | 0190-COF-PRO-E54-EXTCEL08-V2 | PM03 | 305 | 64W E54 CELL8 Actuator replacement V2 | E54 C8 Ext water inlet valve (ex WTH) | A | 0190E002 | 2021-09-28 | 2021-08-31 | PHDAVODAMA
0190-030-I24 | 578795 | 0190-COF-PRO-E54-EXTCEL08-V2 | PM03 | 302 | 52W E54 CELL8 sensor servicing and inspe | E54 C8 Ext water inlet valve (ex WTH) | A | 0190E002 | 2021-09-09 | 2021-08-31 | PHDAVODAMA
0190-030-I23 | 578798 | 0190-COF-PRO-E54-EXTCEL08-V13 | PM03 | 305 | 16W E54 C8 Check valve replacement V13 | E54 C8 StmToCellVlve (SaftyTreeToCell) | A | 0190E001 | 2021-10-01 | 2021-08-31 | PHDAVODAMA
0190-030-I22 | 578788 | 0190-COF-PRO-E54-EXTCEL08-V13 | PM03 | 305 | 104W E54 CELL8 Valve Replacement 13 | E54 C8 StmToCellVlve (SaftyTreeToCell) | A | 0190E001 | 2021-09-30 | 2021-08-31 | PHDAVODAMA
0190-030-I21 | 543219 | 0190-COF-PRO-E54-EXTCEL08-V13 | PM03 | 305 | 52W E54 CELL8 Limit Switch replacement V | E54 C8 StmToCellVlve (SaftyTreeToCell) | A | 0190E002 |  | 2021-08-31
0190-030-I20 | 578737 | 0190-COF-PRO-E54-EXTCEL08-V13 | PM03 | 305 | 78W E54 CELL8 Pneum. solenoid replacemen | E54 C8 StmToCellVlve (SaftyTreeToCell) | A | 0190E002 | 2021-09-30 | 2021-08-31 | PHDAVODAMA
0190-030-I19 | 578793 | 0190-COF-PRO-E54-EXTCEL08-V13 | PM03 | 305 | 64W E54 CELL8 Actuator replacement V13 | E54 C8 StmToCellVlve (SaftyTreeToCell) | A | 0190E002 | 2021-09-28 | 2021-08-31 | PHDAVODAMA
0190-030-I18 | 578795 | 0190-COF-PRO-E54-EXTCEL08-V13 | PM03 | 302 | 52W E54 CELL8 sensor servicing and inspe | E54 C8 StmToCellVlve (SaftyTreeToCell) | A | 0190E002 | 2021-09-09 | 2021-08-31 | PHDAVODAMA
0190-030-I17 | 578157 | 0190-COF-PRO-E54-EXTCEL08-V12 | PM03 | 305 | 40W E54 CELL8 Valve Replacement V12 | E54 C8 StmDrnageValve (V6 LineToCell) | A | 0190E001 | 2021-11-27 | 2021-08-31 | PHDAVODAMA
0190-030-I16 | 578737 | 0190-COF-PRO-E54-EXTCEL08-V12 | PM03 | 305 | 78W E54 CELL8 Pneum. solenoid replacemen | E54 C8 StmDrnageValve (V6 LineToCell) | A | 0190E002 | 2021-09-30 | 2021-08-31 | PHDAVODAMA
0190-030-I15 | 578793 | 0190-COF-PRO-E54-EXTCEL08-V12 | PM03 | 305 | 64W E54 CELL8 Actuator replacement V12 | E54 C8 StmDrnageValve (V6 LineToCell) | A | 0190E002 | 2021-09-28 | 2021-08-31 | PHDAVODAMA
0190-030-I14 | 578795 | 0190-COF-PRO-E54-EXTCEL08-V12 | PM03 | 302 | 52W E54 CELL8 sensor servicing and inspe | E54 C8 StmDrnageValve (V6 LineToCell) | A | 0190E002 | 2021-09-09 | 2021-08-31 | PHDAVODAMA
0190-030-I13 | 578157 | 0190-COF-PRO-E54-EXTCEL08-V10 | PM03 | 305 | 52W E54 CELL8 Valve Replacement 10 | E54 C8 CIPDrainValve frm cll (V4 Line) | B | 0190E001 |  | 2021-08-31
0190-030-I12 | 578737 | 0190-COF-PRO-E54-EXTCEL08-V10 | PM03 | 305 | 78W E54 CELL8 Pneum. solenoid replacemen | E54 C8 CIPDrainValve frm cll (V4 Line) | B | 0190E002 | 2021-09-30 | 2021-08-31 | PHDAVODAMA
0190-030-I11 | 578793 | 0190-COF-PRO-E54-EXTCEL08-V10 | PM03 | 305 | 64W E54 CELL8 Actuator replacement V10 | E54 C8 CIPDrainValve frm cll (V4 Line) | B | 0190E002 | 2021-09-28 | 2021-08-31 | PHDAVODAMA
0190-030-I10 | 578795 | 0190-COF-PRO-E54-EXTCEL08-V10 | PM03 | 302 | 52W E54 CELL8 sensor servicing and inspe | E54 C8 CIPDrainValve frm cll (V4 Line) | B | 0190E002 | 2021-09-09 | 2021-08-31 | PHDAVODAMA
0190-030-I09 | 578157 | 0190-COF-PRO-E54-EXTCEL08-V1 | PM03 | 305 | 40W E54 CELL5 Valve Replacement V1 | E54 C8 Communication valve linking 2 cel | A | 0190E001 | 2021-11-27 | 2021-08-31 | PHDAVODAMA
0190-030-I08 | 578737 | 0190-COF-PRO-E54-EXTCEL08-V1 | PM03 | 305 | 78W E54 CELL8 Pneum. solenoid replacemen | E54 C8 Communication valve linking 2 cel | A | 0190E001 | 2021-09-30 | 2021-08-31 | PHDAVODAMA
0190-030-I07 | 578793 | 0190-COF-PRO-E54-EXTCEL08-V1 | PM03 | 305 | 64W E54 CELL8 Actuator replacement V1 | E54 C8 Communication valve linking 2 cel | A | 0190E001 | 2021-09-28 | 2021-08-31 | PHDAVODAMA
0190-030-I06 | 578795 | 0190-COF-PRO-E54-EXTCEL08-V1 | PM03 | 302 | 52W E54 CELL8 sensor servicing and inspe | E54 C8 Communication valve linking 2 cel | A | 0190E001 | 2021-09-09 | 2021-08-31 | PHDAVODAMA
0190-030-I05 | 578762 | 0190-COF-PRO-E54-EXTCEL08-TPLDCVR | PM03 | 305 | 78W E54 Cell8 Block Hyd Replacement Topl | E54 C8 Top Lid Cover | A | 0190E001 | 2021-10-01 | 2021-08-31 | PHDAVODAMA
0190-030-I04 | 578767 | 0190-COF-PRO-E54-EXTCEL08-TPLDCVR | PM03 | 305 | 78WE54 CELL8 P/H Valve Replacement Top | E54 C8 Top Lid Cover | A | 0190E001 | 2021-10-01 | 2021-08-31 | PHDAVODAMA
0190-030-I03 | 543219 | 0190-COF-PRO-E54-EXTCEL08-TPLDCVR | PM03 | 305 | 52WE54 CELL8 Limit Switch replacement To | E54 C8 Top Lid Cover | A | 0190E001 | 2021-10-01 | 2021-08-31 | PHDAVODAMA
0190-030-I02 | 578790 | 0190-COF-PRO-E54-EXTCEL08-TPLDCVR | PM03 | 305 | 104W E54 CELL8 Pressure switch Replaceme | E54 C8 Top Lid Cover | A | 0190E001 |  | 2021-08-31
0190-030-I01 | 578755 | 0190-COF-PRO-E54-EXTCEL08-TPLDCVR | PM03 | 305 | 78WE54 CELL8 Pneum. solenoid replacement | E54 C8 Top Lid Cover | A | 0190E001 | 2021-10-01 | 2021-08-31 | PHDAVODAMA
0190-030-H98 | 578753 | 0190-COF-PRO-E54-EXTCEL08-PEPNEL08 | PM03 | 305 | 78W E54 cell8 Limit switch replacement | E54 P.E. Panel Cell 08 | A | 0190E002 | 2021-11-15 | 2021-08-31 | PHSONUGAHA1
0190-030-H97 | 578746 | 0190-COF-PRO-E54-EXTCEL08-PEPNEL08 | PM03 | 305 | 104WE54 CELL8 Pneum. Relay valve replace | E54 P.E. Panel Cell 08 | A | 0190E002 | 2021-11-15 | 2021-08-31 | PHSONUGAHA1
0190-030-H96 | 578746 | 0190-COF-PRO-E54-EXTCEL08-PEPNEL08 | PM03 | 305 | 104W E54 CELL5 Pneum. OR GATE replacemen | E54 P.E. Panel Cell 08 | A | 0190E002 | 2021-11-15 | 2021-08-31 | PHSONUGAHA1
0190-030-H95 | 578752 | 0190-COF-PRO-E54-EXTCEL08-LCKRNGLCK | PM03 | 305 | 52W E54 CELL8 Pneum. valve replacement L | E54 C8 Lock Ring Lock | A | 0190E001 |  | 2021-08-31
0190-030-H94 | 578790 | 0190-COF-PRO-E54-EXTCEL08-LCKRNGLCK | PM03 | 305 | 104W E54 CELL8 Pressure switch Replaceme | E54 C8 Lock Ring Lock | A | 0190E001 |  | 2021-08-31
0190-030-H93 | 578757 | 0190-COF-PRO-E54-EXTCEL08-LCKRNGLCK | PM03 | 305 | 52W E54 CELL8 Relief Valve Pressure Repl | E54 C8 Lock Ring Lock | A | 0190E001 |  | 2021-08-31
0190-030-H92 | 578766 | 0190-COF-PRO-E54-EXTCEL08-LCKRNGLCK | PM03 | 305 | 104WE54 CELL8 P/H Valve Replacement lock | E54 C8 Lock Ring Lock | A | 0190E001 | 2021-09-30 | 2021-08-31 | PHDAVODAMA
0190-030-H91 | 578314 | 0190-COF-PRO-E54-EXTCEL08-LCKRNGLCK | PM03 | 305 | 52W E54 CELL8 Lock Ring Pin Lock Replace | E54 C8 Lock Ring Lock | A | 0190E001 | 2021-09-30 | 2021-08-31 | PHDAVODAMA
0190-030-H90 | 543219 | 0190-COF-PRO-E54-EXTCEL08-LCKRNGLCK | PM03 | 305 | 52W E54 CELL8 LimitSwitch replacement lo | E54 C8 Lock Ring Lock | A | 0190E001 | 2021-09-30 | 2021-08-31 | PHDAVODAMA
0190-030-H89 | 578754 | 0190-COF-PRO-E54-EXTCEL08-CLLBDY | PM03 | 305 | 52W E54 CELL8 Pneum. solenoid replacemen | E54 C8 Cell Body | A | 0190E001 |  | 2021-08-31
0190-030-H88 | 578790 | 0190-COF-PRO-E54-EXTCEL08-CLLBDY | PM03 | 305 | 104W104W E54 CELL8 Pressure switch Repl | E54 C8 Cell Body | A | 0190E001 |  | 2021-08-31
0190-030-H87 | 543219 | 0190-COF-PRO-E54-EXTCEL08-CLLBDY | PM03 | 305 | 52W E54 CELL8 LimitSwitch replacement BF | E54 C8 Cell Body | A | 0190E002 | 2021-09-30 | 2021-08-31 | PHDAVODAMA
0190-030-H85 | 578801 | 0190-COF-PRO-E54-EXTCEL08-CLLBDY | PM03 | 305 | 104W E54 CELL8 Bursting Disc Replacement | E54 C8 Cell Body | A | 0190E001 |  | 2021-08-31
0190-030-H84 | 48871 | 0190-COF-PRO-E54-EXTCEL08-CLLBDY | PM03 | 305 | 20W E54 CELL8 Bottom Filter Lock Replace | E54 C8 Cell Body | A | 0190E002 | 2021-09-29 | 2021-08-31 | PHDAVODAMA
0190-030-H83 | 578799 | 0190-COF-PRO-E54-EXTCEL08-CLLBDY | PM03 | 307 | 52W E54 CELL8 Bursting Disc Inspection | E54 C8 Cell Body | A | 0190E001 | 2021-11-23 | 2021-08-31 | PHDAVODAMA
0190-030-H82 | 578798 | 0190-COF-PRO-E54-EXTCEL08-BDV | PM03 | 305 | 16W E54 C8 Check valve replacement BDV | E54 C8 blowdown Valve | A | 0190E001 |  | 2021-08-31
0190-030-H81 | 578754 | 0190-COF-PRO-E54-EXTCEL08-BDV | PM03 | 305 | 78W E54 CELL8 Pneum.solenoid replacement | E54 C8 blowdown Valve | A | 0190E002 | 2021-09-29 | 2021-08-31 | PHDAVODAMA
0190-030-H80 | 578790 | 0190-COF-PRO-E54-EXTCEL08-BDV | PM03 | 305 | 104W E54 CELL8 Pressure switch Replaceme | E54 C8 blowdown Valve | A | 0190E002 |  | 2021-08-31
0190-030-H79 | 543219 | 0190-COF-PRO-E54-EXTCEL08-BDV | PM03 | 305 | 52W E54 CELL8 Limit Switch replacement | E54 C8 blowdown Valve | A | 0190E002 | 2021-09-29 | 2021-08-31 | PHDAVODAMA
0190-030-H78 | 578768 | 0190-COF-PRO-E54-EXTCEL08-BDV | PM03 | 305 | 104W E54 CELL8 P/H Valve Replacement BDV | E54 C8 blowdown Valve | A | 0190E002 | 2021-09-29 | 2021-08-31 | PHDAVODAMA
0190-030-H76 | 578737 | 0190-COF-PRO-E54-EXTCEL07-VM2 | PM03 | 305 | 78W E54 CELL7 Pneum. solenoid replacemen | E54 C7 Control valve inlet IPT A (MUCH) | A | 0190E002 | 2021-10-04 | 2021-08-31 | PHDAVODAMA
0190-030-H75 | 578725 | 0190-COF-PRO-E54-EXTCEL07-VM2 | PM03 | 305 | 40W E54 C7 Valve Replacement VM2 | E54 C7 Control valve inlet IPT A (MUCH) | A | 0190E001 | 2021-11-27 | 2021-08-31 | PHDAVODAMA
0190-030-H74 | 578793 | 0190-COF-PRO-E54-EXTCEL07-VM2 | PM03 | 305 | 64W E54 CELL7 Actuator replacement VM2 | E54 C7 Control valve inlet IPT A (MUCH) | A | 0190E002 | 2021-09-28 | 2021-08-31 | PHDAVODAMA
0190-030-H73 | 578795 | 0190-COF-PRO-E54-EXTCEL07-VM2 | PM03 | 302 | 52W E54 CELL7 sensor servicing and inspe | E54 C7 Control valve inlet IPT A (MUCH) | A | 0190E002 | 2021-09-09 | 2021-08-31 | PHDAVODAMA
0190-030-H72 | 578793 | 0190-COF-PRO-E54-EXTCEL07-VBDV | PM03 | 305 | 64W E54 CELL7 Actuator replacement VBDV | E54 C7 Steam to blowdown valve | A | 0190E002 | 2021-09-28 | 2021-08-31 | PHDAVODAMA
0190-030-H71 | 578795 | 0190-COF-PRO-E54-EXTCEL07-VBDV | PM03 | 302 | 52W E54 CELL7 sensor servicing and inspe | E54 C7 Steam to blowdown valve | A | 0190E002 | 2021-09-09 | 2021-08-31 | PHDAVODAMA
0190-030-H70 | 578793 | 0190-COF-PRO-E54-EXTCEL07-V9 | PM03 | 305 | 64W E54 CELL7 Actuator replacement V9 | E54 C7 Vent valve of Cell (Safety Tree) | A | 0190E002 | 2021-09-28 | 2021-08-31 | PHDAVODAMA
0190-030-H69 | 578795 | 0190-COF-PRO-E54-EXTCEL07-V9 | PM03 | 302 | 52W E54 CELL7 sensor servicing and inspe | E54 C7 Vent valve of Cell (Safety Tree) | A | 0190E002 | 2021-09-09 | 2021-08-31 | PHDAVODAMA
0190-030-H68 | 543219 | 0190-COF-PRO-E54-EXTCEL07-V9 | PM03 | 305 | 12W E54 C7 Limit Switch replacement V9 | E54 C7 Vent valve of Cell (Safety Tree) | A | 0190E002 | 2021-11-17 | 2021-08-31 | PHDAVODAMA
0190-030-H67 | 578157 | 0190-COF-PRO-E54-EXTCEL07-V8 | PM03 | 305 | 56W E54 CELL7 Valve Replacement 8 | E54 C7 Draw off – to weigh tank | A | 0190E001 | 2021-10-04 | 2021-08-31 | PHDAVODAMA
0190-030-H66 | 578737 | 0190-COF-PRO-E54-EXTCEL07-V8 | PM03 | 305 | 78W E54 CELL7 Pneum. solenoid replacemen | E54 C7 Draw off – to weigh tank | A | 0190E002 | 2021-10-04 | 2021-08-31 | PHDAVODAMA
0190-030-H65 | 578793 | 0190-COF-PRO-E54-EXTCEL07-V8 | PM03 | 305 | 64W E54 CELL7 Actuator replacement V8 | E54 C7 Draw off – to weigh tank | A | 0190E002 | 2021-09-28 | 2021-08-31 | PHDAVODAMA
0190-030-H64 | 578795 | 0190-COF-PRO-E54-EXTCEL07-V8 | PM03 | 302 | 52W E54 CELL7 sensor servicing and inspe | E54 C7 Draw off – to weigh tank | A | 0190E002 | 2021-09-09 | 2021-08-31 | PHDAVODAMA
0190-030-H63 | 578157 | 0190-COF-PRO-E54-EXTCEL07-V7 | PM03 | 305 | 56W E54 C7 Valve Replacement V7 | E54 C7 Inlet to IPT A | A | 0190E001 | 2021-11-17 | 2021-08-30 | PHDAVODAMA
0190-030-H62 | 578737 | 0190-COF-PRO-E54-EXTCEL07-V7 | PM03 | 305 | 78W E54 CELL7 Pneum. solenoid replacemen | E54 C7 Inlet to IPT A | A | 0190E002 | 2021-10-04 | 2021-08-30 | PHDAVODAMA
0190-030-H61 | 578793 | 0190-COF-PRO-E54-EXTCEL07-V7 | PM03 | 305 | 64W E54 CELL7 Actuator replacement V7 | E54 C7 Inlet to IPT A | A | 0190E002 | 2021-09-28 | 2021-08-30 | PHDAVODAMA
0190-030-H60 | 578795 | 0190-COF-PRO-E54-EXTCEL07-V7 | PM03 | 302 | 52W E54 CELL7 sensor servicing and inspe | E54 C7 Inlet to IPT A | A | 0190E002 | 2021-09-09 | 2021-08-30 | PHDAVODAMA
0190-030-H59 | 578790 | 0190-COF-PRO-E54-EXTCEL07-V6 1 | PM03 | 305 | 104W E54 CELL7 Pressure switch Replaceme | E54 C7 Cell outlet | A | 0190E002 |  | 2021-08-30
0190-030-H58 | 578157 | 0190-COF-PRO-E54-EXTCEL07-V6 1 | PM03 | 305 | 52W E54 CELL7 Valve Replacement 6.1 | E54 C7 Cell outlet | A | 0190E001 | 2021-10-04 | 2021-08-30 | PHDAVODAMA
0190-030-H57 | 578793 | 0190-COF-PRO-E54-EXTCEL07-V6 1 | PM03 | 305 | 64W E54 CELL7 Actuator replacement V6.1 | E54 C7 Cell outlet | A | 0190E002 | 2021-09-28 | 2021-08-30 | PHDAVODAMA
0190-030-H56 | 578795 | 0190-COF-PRO-E54-EXTCEL07-V6 1 | PM03 | 302 | 52W E54 CELL7 sensor servicing and inspe | E54 C7 Cell outlet | A | 0190E002 | 2021-09-09 | 2021-08-30 | PHDAVODAMA
0190-030-H55 | 543219 | 0190-COF-PRO-E54-EXTCEL07-V6 1 | PM03 | 305 | 12WE54 CELL7 Limit Switch replacement V6 | E54 C7 Cell outlet | A | 0190E002 | 2021-10-04 | 2021-08-30 | PHDAVODAMA
0190-030-H54 | 578157 | 0190-COF-PRO-E54-EXTCEL07-V6 | PM03 | 305 | 40W E54 C7 Valve Replacement V6 | E54 C7 Cell outlet ( Manifold ) | A | 0190E001 | 2021-11-27 | 2021-08-30 | PHDAVODAMA
0190-030-H53 | 578737 | 0190-COF-PRO-E54-EXTCEL07-V6 | PM03 | 305 | 78W E54 CELL7 Pneum. solenoid replacemen | E54 C7 Cell outlet ( Manifold ) | A | 0190E002 | 2021-10-04 | 2021-08-30 | PHDAVODAMA
0190-030-H52 | 578793 | 0190-COF-PRO-E54-EXTCEL07-V6 | PM03 | 305 | 64W E54 CELL7 Actuator replacement V6 | E54 C7 Cell outlet ( Manifold ) | A | 0190E002 | 2021-09-28 | 2021-08-30 | PHDAVODAMA
0190-030-H51 | 578795 | 0190-COF-PRO-E54-EXTCEL07-V6 | PM03 | 302 | 52W E54 CELL7 sensor servicing and inspe | E54 C7 Cell outlet ( Manifold ) | A | 0190E002 | 2021-09-09 | 2021-08-30 | PHDAVODAMA
0190-030-H50 | 578157 | 0190-COF-PRO-E54-EXTCEL07-V5 | PM03 | 305 | 40W E54 C7 Valve Replacement V5 | E54 C7Bypassvalve(mnpltd whn cell s blck | A | 0190E001 | 2021-11-27 | 2021-08-30 | PHDAVODAMA
0190-030-H49 | 578737 | 0190-COF-PRO-E54-EXTCEL07-V5 | PM03 | 305 | 78W E54 CELL7 Pneum. solenoid replacemen | E54 C7Bypassvalve(mnpltd whn cell s blck | A | 0190E002 | 2021-10-04 | 2021-08-30 | PHDAVODAMA
0190-030-H48 | 578793 | 0190-COF-PRO-E54-EXTCEL07-V5 | PM03 | 305 | 64W E54 CELL7 Actuator replacement V5 | E54 C7Bypassvalve(mnpltd whn cell s blck | A | 0190E002 | 2021-09-28 | 2021-08-30 | PHDAVODAMA
0190-030-H47 | 578795 | 0190-COF-PRO-E54-EXTCEL07-V5 | PM03 | 302 | 52W E54 CELL7 sensor servicing and inspe | E54 C7Bypassvalve(mnpltd whn cell s blck | A | 0190E002 | 2021-09-09 | 2021-08-30 | PHDAVODAMA
0190-030-H46 | 578725 | 0190-COF-PRO-E54-EXTCEL07-V4 1 | PM03 | 305 | 56W E54 C7 Valve Replacement V4.1 | E54 C7 Cell Inlet | A | 0190E001 | 2021-11-17 | 2021-08-30 | PHDAVODAMA
0190-030-H45 | 578737 | 0190-COF-PRO-E54-EXTCEL07-V4 1 | PM03 | 305 | 78W E54 CELL7 Pneum. solenoid replacemen | E54 C7 Cell Inlet | A | 0190E002 | 2021-10-04 | 2021-08-30 | PHDAVODAMA
0190-030-H44 | 578793 | 0190-COF-PRO-E54-EXTCEL07-V4 1 | PM03 | 305 | 64W E54 CELL7 Actuator replacement V4.1 | E54 C7 Cell Inlet | A | 0190E002 | 2021-09-28 | 2021-08-30 | PHDAVODAMA
0190-030-H43 | 578795 | 0190-COF-PRO-E54-EXTCEL07-V4 1 | PM03 | 302 | 52W E54 CELL7 sensor servicing and inspe | E54 C7 Cell Inlet | A | 0190E002 | 2021-09-09 | 2021-08-30 | PHDAVODAMA
0190-030-H42 | 578725 | 0190-COF-PRO-E54-EXTCEL07-V4 | PM03 | 305 | 56W E54 CELL7 Valve Replacement 4 | E54 C7 Cell inlet ( Manifold ) | A | 0190E001 | 2021-10-04 | 2021-08-30 | PHDAVODAMA
0190-030-H41 | 578737 | 0190-COF-PRO-E54-EXTCEL07-V4 | PM03 | 305 | 78W E54 CELL7 Pneum. solenoid replacemen | E54 C7 Cell inlet ( Manifold ) | A | 0190E002 | 2021-10-04 | 2021-08-30 | PHDAVODAMA
0190-030-H40 | 578793 | 0190-COF-PRO-E54-EXTCEL07-V4 | PM03 | 305 | 64W E54 CELL7 Actuator replacement V4 | E54 C7 Cell inlet ( Manifold ) | A | 0190E002 | 2021-09-28 | 2021-08-30 | PHDAVODAMA
0190-030-H39 | 578795 | 0190-COF-PRO-E54-EXTCEL07-V4 | PM03 | 302 | 52W E54 CELL7 sensor servicing and inspe | E54 C7 Cell inlet ( Manifold ) | A | 0190E002 | 2021-09-09 | 2021-08-30 | PHDAVODAMA
0190-030-H38 | 578157 | 0190-COF-PRO-E54-EXTCEL07-V3 | PM03 | 305 | 56W E54 C7 Valve Replacement V3 | E54 C7Receiving valve from IPT A | A | 0190E001 | 2021-11-17 | 2021-08-30 | PHDAVODAMA
0190-030-H37 | 578737 | 0190-COF-PRO-E54-EXTCEL07-V3 | PM03 | 305 | 78W E54 CELL7 Pneum. solenoid replacemen | E54 C7Receiving valve from IPT A | A | 0190E002 | 2021-10-04 | 2021-08-30 | PHDAVODAMA
0190-030-H36 | 578793 | 0190-COF-PRO-E54-EXTCEL07-V3 | PM03 | 305 | 64W E54 CELL7 Actuator replacement V3 | E54 C7Receiving valve from IPT A | A | 0190E002 | 2021-09-28 | 2021-08-30 | PHDAVODAMA
0190-030-H35 | 578795 | 0190-COF-PRO-E54-EXTCEL07-V3 | PM03 | 302 | 52W E54 CELL7 sensor servicing and inspe | E54 C7Receiving valve from IPT A | A | 0190E002 | 2021-09-09 | 2021-08-30 | PHDAVODAMA
0190-030-H34 | 578725 | 0190-COF-PRO-E54-EXTCEL07-V24 | PM03 | 305 | 56W E54 CELL7 Valve Replacement 24 | E54 C7 Drainage inlet | B | 0190E001 | 2021-10-01 | 2021-08-30 | PHDAVODAMA
0190-030-H33 | 578737 | 0190-COF-PRO-E54-EXTCEL07-V24 | PM03 | 305 | 78W E54 CELL7 Pneum. solenoid replacemen | E54 C7 Drainage inlet | B | 0190E002 | 2021-09-30 | 2021-08-30 | PHDAVODAMA
0190-030-H32 | 578793 | 0190-COF-PRO-E54-EXTCEL07-V24 | PM03 | 305 | 64W E54 CELL7 Actuator replacement V24 | E54 C7 Drainage inlet | B | 0190E002 | 2021-09-28 | 2021-08-30 | PHDAVODAMA
0190-030-H31 | 578795 | 0190-COF-PRO-E54-EXTCEL07-V24 | PM03 | 302 | 52W E54 CELL7 sensor servicing and inspe | E54 C7 Drainage inlet | B | 0190E002 | 2021-09-09 | 2021-08-30 | PHDAVODAMA
0190-030-H30 | 578725 | 0190-COF-PRO-E54-EXTCEL07-V23 | PM03 | 305 | 56W E54 CELL7 Valve Replacement 23 | E54 C7 Drainage outlet | B | 0190E001 | 2021-10-01 | 2021-08-30 | PHDAVODAMA
0190-030-H29 | 578737 | 0190-COF-PRO-E54-EXTCEL07-V23 | PM03 | 305 | 78W E54 CELL7 Pneum. solenoid replacemen | E54 C7 Drainage outlet | B | 0190E002 | 2021-10-01 | 2021-08-30 | PHDAVODAMA
0190-030-H28 | 578793 | 0190-COF-PRO-E54-EXTCEL07-V23 | PM03 | 305 | 64W E54 CELL7 Actuator replacement V23 | E54 C7 Drainage outlet | B | 0190E002 | 2021-09-28 | 2021-08-30 | PHDAVODAMA
0190-030-H27 | 578795 | 0190-COF-PRO-E54-EXTCEL07-V23 | PM03 | 302 | 52W E54 CELL7 sensor servicing and inspe | E54 C7 Drainage outlet | B | 0190E002 | 2021-09-09 | 2021-08-30 | PHDAVODAMA
0190-030-H26 | 578737 | 0190-COF-PRO-E54-EXTCEL07-V22 | PM03 | 305 | 78W E54 CELL7 Pneum. solenoid replacemen | E54 C7PrssreRleseInltToIPTA(MUCH Header) | A | 0190E002 | 2021-10-01 | 2021-08-30 | PHDAVODAMA
0190-030-H25 | 578793 | 0190-COF-PRO-E54-EXTCEL07-V22 | PM03 | 305 | 64W E54 CELL7 Actuator replacement V22 | E54 C7PrssreRleseInltToIPTA(MUCH Header) | A | 0190E002 | 2021-09-28 | 2021-08-30 | PHDAVODAMA
0190-030-H24 | 578795 | 0190-COF-PRO-E54-EXTCEL07-V22 | PM03 | 302 | 52W E54 CELL7 sensor servicing and inspe | E54 C7PrssreRleseInltToIPTA(MUCH Header) | A | 0190E002 | 2021-09-09 | 2021-08-30 | PHDAVODAMA
0190-030-H23 | 578737 | 0190-COF-PRO-E54-EXTCEL07-V21 | PM03 | 305 | 78W E54 CELL7 Pneum. solenoid replacemen | E54 C7StmInltToCell(top)ForDrnageV6Line | A | 0190E002 | 2021-10-01 | 2021-08-30 | PHDAVODAMA
0190-030-H22 | 578793 | 0190-COF-PRO-E54-EXTCEL07-V21 | PM03 | 305 | 64W E54 CELL7 Actuator replacement V21 | E54 C7StmInltToCell(top)ForDrnageV6Line | A | 0190E002 | 2021-09-28 | 2021-08-30 | PHDAVODAMA
0190-030-H21 | 578795 | 0190-COF-PRO-E54-EXTCEL07-V21 | PM03 | 302 | 52W E54 CELL7 sensor servicing and inspe | E54 C7StmInltToCell(top)ForDrnageV6Line | A | 0190E002 | 2021-09-09 | 2021-08-30 | PHDAVODAMA
0190-030-H20 | 578727 | 0190-COF-PRO-E54-EXTCEL07-V21 | PM03 | 305 | 16W E54 C7 Check valve replacement V21 | E54 C7StmInltToCell(top)ForDrnageV6Line | A | 0190E001 |  | 2021-08-30
0190-030-H19 | 578725 | 0190-COF-PRO-E54-EXTCEL07-V20 21 | PM03 | 305 | 78W E54 CELL7 Pneum. solenoid replacemen | E54 C7 Steam for Hydrolysis/Drainage | B | 0190E002 | 2021-09-30 | 2021-08-30 | PHDAVODAMA
0190-030-H18 | 578793 | 0190-COF-PRO-E54-EXTCEL07-V20 21 | PM03 | 305 | 64W E54 C7 Actuator replacement V20/21 | E54 C7 Steam for Hydrolysis/Drainage | B | 0190E001 | 2021-11-27 | 2021-08-30 | PHDAVODAMA
0190-030-H17 | 578793 | 0190-COF-PRO-E54-EXTCEL07-V20 21 | PM03 | 302 | 52W E54 CELL7 sensor servicing and inspe | E54 C7 Steam for Hydrolysis/Drainage | B | 0190E002 | 2021-09-09 | 2021-08-30 | PHDAVODAMA
0190-030-H16 | 578795 | 0190-COF-PRO-E54-EXTCEL07-V20 21 | PM03 | 305 | 56W E54 CELL7 Valve Replacement V20/21 | E54 C7 Steam for Hydrolysis/Drainage | B | 0190E001 | 2021-10-01 | 2021-08-30 | PHDAVODAMA
0190-030-H15 | 578728 | 0190-COF-PRO-E54-EXTCEL07-V20 | PM03 | 305 | 16W E54 C7 Check valve replacement V20 | E54 C7 Steam inlet to cell (bottom) for | B | 0190E001 | 2021-10-04 | 2021-08-30 | PHDAVODAMA
0190-030-H14 | 578725 | 0190-COF-PRO-E54-EXTCEL07-V20 | PM03 | 305 | 16W E54 CELL7 Valve Replacement 20 | E54 C7 Steam inlet to cell (bottom) for | B | 0190E001 |  | 2021-08-30
0190-030-H13 | 578737 | 0190-COF-PRO-E54-EXTCEL07-V20 | PM03 | 305 | 78W E54 CELL7 Pneum. solenoid replacemen | E54 C7 Steam inlet to cell (bottom) for | B | 0190E002 | 2021-10-01 | 2021-08-30 | PHDAVODAMA
0190-030-H12 | 578793 | 0190-COF-PRO-E54-EXTCEL07-V20 | PM03 | 305 | 64W E54 CELL7 Actuator replacement V20 | E54 C7 Steam inlet to cell (bottom) for | B | 0190E002 | 2021-09-28 | 2021-08-30 | PHDAVODAMA
0190-030-H11 | 578795 | 0190-COF-PRO-E54-EXTCEL07-V20 | PM03 | 302 | 52W E54 CELL7 sensor servicing and inspe | E54 C7 Steam inlet to cell (bottom) for | B | 0190E002 | 2021-09-09 | 2021-08-30 | PHDAVODAMA
0190-030-H10 | 578157 | 0190-COF-PRO-E54-EXTCEL07-V2 | PM03 | 305 | 40W E54 C7 Valve Replacement V2 | E54 C7 Ext water inlet valve (ex WTH) | A | 0190E001 | 2021-11-27 | 2021-08-30 | PHDAVODAMA
0190-030-H09 | 578737 | 0190-COF-PRO-E54-EXTCEL07-V2 | PM03 | 305 | 78W E54 CELL7 Pneum. solenoid replacemen | E54 C7 Ext water inlet valve (ex WTH) | A | 0190E002 | 2021-10-01 | 2021-08-30 | PHDAVODAMA
0190-030-H08 | 578793 | 0190-COF-PRO-E54-EXTCEL07-V2 | PM03 | 305 | 64W E54 CELL7 Actuator replacement V2 | E54 C7 Ext water inlet valve (ex WTH) | A | 0190E002 | 2021-09-28 | 2021-08-30 | PHDAVODAMA
0190-030-H07 | 578795 | 0190-COF-PRO-E54-EXTCEL07-V2 | PM03 | 302 | 52W E54 CELL7 sensor servicing and inspe | E54 C7 Ext water inlet valve (ex WTH) | A | 0190E002 | 2021-09-09 | 2021-08-30 | PHDAVODAMA
0190-030-H06 | 578798 | 0190-COF-PRO-E54-EXTCEL07-V13 | PM03 | 305 | 16W E54 C7 Check valve replacement V13 | E54 C7 StmToCellVlve (SaftyTreeToCell) | A | 0190E001 | 2021-10-01 | 2021-08-30 | PHDAVODAMA
0190-030-H05 | 578788 | 0190-COF-PRO-E54-EXTCEL07-V13 | PM03 | 305 | 104W E54 CELL7 Valve Replacement 13 | E54 C7 StmToCellVlve (SaftyTreeToCell) | A | 0190E001 | 2021-09-30 | 2021-08-30 | PHDAVODAMA
0190-030-H04 | 543219 | 0190-COF-PRO-E54-EXTCEL07-V13 | PM03 | 305 | 52W E54 CELL7 Limit Switch replacement V | E54 C7 StmToCellVlve (SaftyTreeToCell) | A | 0190E002 |  | 2021-08-30
0190-030-H03 | 578737 | 0190-COF-PRO-E54-EXTCEL07-V13 | PM03 | 305 | 78W E54 CELL7 Pneum. solenoid replacemen | E54 C7 StmToCellVlve (SaftyTreeToCell) | A | 0190E002 | 2021-09-30 | 2021-08-30 | PHDAVODAMA
0190-030-H02 | 578791 | 0190-COF-PRO-E54-EXTCEL07-V13 | PM03 | 305 | 64W E54 CELL7 Actuator replacement V13 | E54 C7 StmToCellVlve (SaftyTreeToCell) | A | 0190E002 | 2021-11-20 | 2021-08-30 | PHDAVODAMA
0190-030-H01 | 578795 | 0190-COF-PRO-E54-EXTCEL07-V13 | PM03 | 302 | 52W E54 CELL7 sensor servicing and inspe | E54 C7 StmToCellVlve (SaftyTreeToCell) | A | 0190E002 | 2021-09-09 | 2021-08-30 | PHDAVODAMA
0190-030-G99 | 578791 | 0190-COF-PRO-E45-EXTCEL01-V7 | PM03 | 305 | 64W E45 cell1 Actuator replacement V7 | E45 C1 Inlet to IPT A | A | 0190E001 | 2021-10-06 | 2021-09-22 | PHDAVODAMA
0190-030-G97 | 578298 | 0190-COF-PRO-E45-EXTCEL01-V6 1 | PM03 | 305 | 40W E45 C1 Valve Replacement 6.1 | E45 C1 Cell outlet | A | 0190E001 | 2021-11-27 | 2021-09-22 | PHDAVODAMA
0190-030-G96 | 578791 | 0190-COF-PRO-E45-EXTCEL01-V6 1 | PM03 | 305 | 64W E45 cell1 Actuator replacement V6.1 | E45 C1 Cell outlet | A | 0190E001 | 2021-10-06 | 2021-09-22 | PHDAVODAMA
0190-030-G94 | 543219 | 0190-COF-PRO-E45-EXTCEL01-V6 1 | PM03 | 305 | 8W E45 cell1 Limit Switch replacement V6 | E45 C1 Cell outlet | A | 0190E001 |  | 2021-09-22
0190-030-G93 | 578298 | 0190-COF-PRO-E45-EXTCEL01-V6 | PM03 | 305 | 40W E45 C1 Valve Replacement V6 | E45 C1 Cell outlet ( Manifold ) | A | 0190E001 | 2021-11-27 | 2021-09-22 | PHDAVODAMA
0190-030-G92 | 578736 | 0190-COF-PRO-E45-EXTCEL01-V6 | PM03 | 305 | 52W E45 cell1 Pneum. solenoid replacemen | E45 C1 Cell outlet ( Manifold ) | A | 0190E001 | 2021-10-06 | 2021-09-22 | PHDAVODAMA
0190-030-G91 | 578791 | 0190-COF-PRO-E45-EXTCEL01-V6 | PM03 | 305 | 64W E45 cell1 Actuator replacement V6 | E45 C1 Cell outlet ( Manifold ) | A | 0190E001 | 2021-10-06 | 2021-09-22 | PHDAVODAMA
0190-030-G89 | 578298 | 0190-COF-PRO-E45-EXTCEL01-V5 | PM03 | 305 | 40W E45 C1 Valve Replacement V5 | E45 C1Bypassvalve(mnpltd whn cell s blck | A | 0190E001 | 2021-11-27 | 2021-09-22 | PHDAVODAMA
0190-030-G88 | 578736 | 0190-COF-PRO-E45-EXTCEL01-V5 | PM03 | 305 | 52W E45 cell1 Pneum. solenoid replacemen | E45 C1Bypassvalve(mnpltd whn cell s blck | A | 0190E001 | 2021-10-06 | 2021-09-22 | PHDAVODAMA
0190-030-G87 | 578791 | 0190-COF-PRO-E45-EXTCEL01-V5 | PM03 | 305 | 64W E45 cell1 Actuator replacement V5 | E45 C1Bypassvalve(mnpltd whn cell s blck | A | 0190E001 | 2021-10-06 | 2021-09-22 | PHDAVODAMA
0190-030-G85 | 578724 | 0190-COF-PRO-E45-EXTCEL01-V4 1 | PM03 | 305 | 56W E45 cell1 Valve Replacement 4.1 | E45 C1 Cell Inlet | A | 0190E001 | 2021-10-13 | 2021-09-22 | PHDAVODAMA
0190-030-G84 | 578736 | 0190-COF-PRO-E45-EXTCEL01-V4 1 | PM03 | 305 | 52W E45 cell1 Pneum. solenoid replacemen | E45 C1 Cell Inlet | A | 0190E001 | 2021-10-06 | 2021-09-22 | PHDAVODAMA
0190-030-G83 | 578791 | 0190-COF-PRO-E45-EXTCEL01-V4 1 | PM03 | 305 | 64W E45 cell1 Actuator replacement V4.1 | E45 C1 Cell Inlet | A | 0190E001 | 2021-10-06 | 2021-09-22 | PHDAVODAMA
0190-030-G81 | 578298 | 0190-COF-PRO-E45-EXTCEL01-V4 | PM03 | 305 | 52W E45 cell1 Valve Replacement 4 | E45 C1 Cell inlet ( Manifold ) | A | 0190E001 |  | 2021-09-22
0190-030-G80 | 578736 | 0190-COF-PRO-E45-EXTCEL01-V4 | PM03 | 305 | 52W E45 cell1 Pneum. solenoid replacemen | E45 C1 Cell inlet ( Manifold ) | A | 0190E001 | 2021-10-06 | 2021-09-22 | PHDAVODAMA
0190-030-G79 | 578791 | 0190-COF-PRO-E45-EXTCEL01-V4 | PM03 | 305 | 64W E45 cell1 Actuator replacement V4 | E45 C1 Cell inlet ( Manifold ) | A | 0190E001 | 2021-10-06 | 2021-09-22 | PHDAVODAMA
0190-030-G77 | 578298 | 0190-COF-PRO-E45-EXTCEL01-V3 | PM03 | 305 | 56W E45 cell1 Valve Replacement 3 | E45 C1Receiving valve from IPT A | A | 0190E001 | 2021-10-13 | 2021-09-22 | PHDAVODAMA
0190-030-G76 | 578736 | 0190-COF-PRO-E45-EXTCEL01-V3 | PM03 | 305 | 52W E45 cell1 Pneum. solenoid replacemen | E45 C1Receiving valve from IPT A | A | 0190E001 | 2021-10-06 | 2021-09-22 | PHDAVODAMA
0190-030-G75 | 578791 | 0190-COF-PRO-E45-EXTCEL01-V3 | PM03 | 305 | 64W E45 cell1 Actuator replacement V3 | E45 C1Receiving valve from IPT A | A | 0190E001 | 2021-10-06 | 2021-09-22 | PHDAVODAMA
0190-030-G72 | 578298 | 0190-COF-PRO-E45-EXTCEL01-V24 | PM03 | 305 | 56W E45 cell1 Valve Replacement 24 | E45C1DrngeInltV24IntrcnctnToCurntMUCHCel | A | 0190E001 | 2021-10-13 | 2021-09-22 | PHDAVODAMA
0190-030-G71 | 578736 | 0190-COF-PRO-E45-EXTCEL01-V24 | PM03 | 305 | 52W E45 cell1 Pneum. solenoid replacemen | E45C1DrngeInltV24IntrcnctnToCurntMUCHCel | A | 0190E001 | 2021-10-06 | 2021-09-22 | PHDAVODAMA
0190-030-G70 | 578791 | 0190-COF-PRO-E45-EXTCEL01-V24 | PM03 | 305 | 64W E45 cell1 Actuator replacement V24 | E45C1DrngeInltV24IntrcnctnToCurntMUCHCel | A | 0190E001 | 2021-10-06 | 2021-09-22 | PHDAVODAMA
0190-030-G68 | 578298 | 0190-COF-PRO-E45-EXTCEL01-V23 | PM03 | 305 | 56W E45 cell1 Valve Replacement 23 | E45 C1DrnageOutlet(InletFromNxtMUCHCell) | A | 0190E001 | 2021-10-13 | 2021-09-22 | PHDAVODAMA
0190-030-G67 | 578736 | 0190-COF-PRO-E45-EXTCEL01-V23 | PM03 | 305 | 52W E45 cell1 Pneum. solenoid replacemen | E45 C1DrnageOutlet(InletFromNxtMUCHCell) | A | 0190E001 | 2021-10-06 | 2021-09-22 | PHDAVODAMA
0190-030-G66 | 578791 | 0190-COF-PRO-E45-EXTCEL01-V22 | PM03 | 305 | 64W E45 cell1 Actuator replacement V23 | E45 C1PrssreRleseInltToIPTA(MUCH Header) | A | 0190E001 | 2021-10-06 | 2021-09-22 | PHDAVODAMA
0190-030-G64 | 578298 | 0190-COF-PRO-E45-EXTCEL01-V22 | PM03 | 305 | 56W E45 cell1 Valve Replacement 22 | E45 C1PrssreRleseInltToIPTA(MUCH Header) | A | 0190E001 | 2021-10-13 | 2021-09-22 | PHDAVODAMA
0190-030-G63 | 578736 | 0190-COF-PRO-E45-EXTCEL01-V22 | PM03 | 305 | 52W E45 cell1 Pneum. solenoid replacemen | E45 C1PrssreRleseInltToIPTA(MUCH Header) | A | 0190E001 | 2021-10-06 | 2021-09-22 | PHDAVODAMA
0190-030-G62 | 578791 | 0190-COF-PRO-E45-EXTCEL01-V22 | PM03 | 305 | 64W E45 cell1 Actuator replacement V22 | E45 C1PrssreRleseInltToIPTA(MUCH Header) | A | 0190E001 | 2021-10-06 | 2021-09-22 | PHDAVODAMA
0190-030-G60 | 578727 | 0190-COF-PRO-E45-EXTCEL01-V21 | PM03 | 305 | 16W E45 C1 Check valve replacement V21 | E45 C1StmInltToCell(top)ForDrnageV6Line | A | 0190E001 | 2021-11-17 | 2021-09-22 | PHDAVODAMA
0190-030-G59 | 578298 | 0190-COF-PRO-E45-EXTCEL01-V21 | PM03 | 305 | 40W E45 C1 Valve Replacement V21 | E45 C1StmInltToCell(top)ForDrnageV6Line | A | 0190E001 | 2021-11-27 | 2021-09-22 | PHDAVODAMA
0190-030-G58 | 578736 | 0190-COF-PRO-E45-EXTCEL01-V21 | PM03 | 305 | 52W E45 cell1 Pneum. solenoid replacemen | E45 C1StmInltToCell(top)ForDrnageV6Line | A | 0190E001 | 2021-10-06 | 2021-09-22 | PHDAVODAMA
0190-030-G57 | 578791 | 0190-COF-PRO-E45-EXTCEL01-V21 | PM03 | 305 | 64W E45 cell1 Actuator replacement V21 | E45 C1StmInltToCell(top)ForDrnageV6Line | A | 0190E001 | 2021-10-06 | 2021-09-22 | PHDAVODAMA
0190-030-G55 | 578736 | 0190-COF-PRO-E45-EXTCEL01-V20 21 | PM03 | 305 | 52W E45 cell1 Pneum. solenoid replacemen | E45 C1 SteamForHydrlyss/Drainage(MUCH) | A | 0190E001 | 2021-10-06 | 2021-09-22 | PHDAVODAMA
0190-030-G54 | 578791 | 0190-COF-PRO-E45-EXTCEL01-V20 21 | PM03 | 305 | 64W E45 C1 Actuator replacement V20/21 | E45 C1 SteamForHydrlyss/Drainage(MUCH) | A | 0190E001 | 2021-11-27 | 2021-09-22 | PHDAVODAMA
0190-030-G52 | 578298 | 0190-COF-PRO-E45-EXTCEL01-V20 21 | PM03 | 305 | 56W E45 cell1 Valve Replacement V20/21 | E45 C1 SteamForHydrlyss/Drainage(MUCH) | A | 0190E001 | 2021-10-13 | 2021-09-22 | PHDAVODAMA
0190-030-G51 | 578728 | 0190-COF-PRO-E45-EXTCEL01-V20 | PM03 | 305 | 16W E45 C1 Check valve replacement V20 | E45 C1StmInltToCell(bttm)ForHydrlyssV4Ln | A | 0190E001 | 2021-11-17 | 2021-09-21 | PHDAVODAMA
0190-030-G49 | 578736 | 0190-COF-PRO-E45-EXTCEL01-V20 | PM03 | 305 | 78W E45 cell1 Pneum. solenoid replacemen | E45 C1StmInltToCell(bttm)ForHydrlyssV4Ln | A | 0190E002 | 2021-10-06 | 2021-09-21 | PHDAVODAMA
0190-030-G48 | 578791 | 0190-COF-PRO-E45-EXTCEL01-V20 | PM03 | 305 | 64W E45 cell1 Actuator replacement V20 | E45 C1StmInltToCell(bttm)ForHydrlyssV4Ln | A | 0190E002 | 2021-10-06 | 2021-09-21 | PHDAVODAMA
0190-030-G46 | 578298 | 0190-COF-PRO-E45-EXTCEL01-V2 | PM03 | 305 | 40W E45 C1 Valve Replacement V2 | E45 C1 Ext water inlet valve (ex WTH) | A | 0190E001 | 2021-11-27 | 2021-09-21 | PHDAVODAMA
0190-030-G45 | 578736 | 0190-COF-PRO-E45-EXTCEL01-V2 | PM03 | 305 | 104WE45 cell1 Pneum. solenoid replacemen | E45 C1 Ext water inlet valve (ex WTH) | A | 0190E002 | 2021-10-06 | 2021-09-21 | PHDAVODAMA
0190-030-G44 | 578791 | 0190-COF-PRO-E45-EXTCEL01-V2 | PM03 | 305 | 64W E45 cell1 Actuator replacement V2 | E45 C1 Ext water inlet valve (ex WTH) | A | 0190E002 | 2021-10-06 | 2021-09-21 | PHDAVODAMA
0190-030-G42 | 578798 | 0190-COF-PRO-E45-EXTCEL01-V13 | PM03 | 305 | 16W E45 C1 Check valve replacement V13 | E45 C1 StmToCellVlve (SaftyTreeToCell) | A | 0190E001 | 2021-11-17 | 2021-09-21 | PHDAVODAMA
0190-030-G41 | 578788 | 0190-COF-PRO-E45-EXTCEL01-V13 | PM03 | 305 | 104W E45 cell1 Valve Replacement 13 | E45 C1 StmToCellVlve (SaftyTreeToCell) | A | 0190E001 | 2021-10-06 | 2021-09-21 | PHDAVODAMA
0190-030-G40 | 543219 | 0190-COF-PRO-E45-EXTCEL01-V13 | PM03 | 305 | 8W E45 cell1 Limit Switch replacement V | E45 C1 StmToCellVlve (SaftyTreeToCell) | A | 0190E002 |  | 2021-09-21
0190-030-G39 | 578736 | 0190-COF-PRO-E45-EXTCEL01-V13 | PM03 | 305 | 78W E45 cell1 Pneum. solenoid replacemen | E45 C1 StmToCellVlve (SaftyTreeToCell) | A | 0190E002 | 2021-10-05 | 2021-09-21 | PHDAVODAMA
0190-030-G38 | 578791 | 0190-COF-PRO-E45-EXTCEL01-V13 | PM03 | 305 | 64W E45 cell1 Actuator replacement V13 | E45 C1 StmToCellVlve (SaftyTreeToCell) | A | 0190E002 | 2021-10-06 | 2021-09-21 | PHDAVODAMA
0190-030-G36 | 578298 | 0190-COF-PRO-E45-EXTCEL01-V12 | PM03 | 305 | 40W E45 C1 Valve Replacement V12 | E45 C1 StmDrnageValve (V6 LineToCell) | A | 0190E001 | 2021-11-27 | 2021-09-21 | PHDAVODAMA
0190-030-G35 | 578736 | 0190-COF-PRO-E45-EXTCEL01-V12 | PM03 | 305 | 78W E45 cell1 Pneum. solenoid replacemen | E45 C1 StmDrnageValve (V6 LineToCell) | A | 0190E002 | 2021-10-05 | 2021-09-21 | PHDAVODAMA
0190-030-G34 | 578791 | 0190-COF-PRO-E45-EXTCEL01-V12 | PM03 | 305 | 64W E45 cell1 Actuator replacement V12 | E45 C1 StmDrnageValve (V6 LineToCell) | A | 0190E002 | 2021-10-06 | 2021-09-21 | PHDAVODAMA
0190-030-G32 | 578736 | 0190-COF-PRO-E45-EXTCEL01-V6 1 | PM03 | 305 | 104WE45 cell1 Pneum. solenoid replacemen | E45 C1 Cell outlet | A | 0190E001 | 2021-10-06 | 2021-09-22 | PHDAVODAMA
0190-030-G31 | 578724 | 0190-COF-PRO-E45-EXTCEL01-V10 | PM03 | 305 | 104W E45 cell1 Valve Replacement 10 | E45 C1CIPDrainVlveFrmCellV4LineToCIPRtr | A | 0190E001 | 2021-10-05 | 2021-09-15 | PHDAVODAMA
0190-030-G30 | 578736 | 0190-COF-PRO-E45-EXTCEL01-V10 | PM03 | 305 | 78W E45 cell1 Pneum. solenoid replacemen | E45 C1CIPDrainVlveFrmCellV4LineToCIPRtr | A | 0190E002 | 2021-10-05 | 2021-09-15 | PHDAVODAMA
0190-030-G29 | 578791 | 0190-COF-PRO-E45-EXTCEL01-V10 | PM03 | 305 | 64W E45 cell1 Actuator replacement V10 | E45 C1CIPDrainVlveFrmCellV4LineToCIPRtr | A | 0190E002 | 2021-10-06 | 2021-09-15 | PHDAVODAMA
0190-030-G27 | 578298 | 0190-COF-PRO-E45-EXTCEL01-V1 | PM03 | 305 | 40W E45 C1 Valve Replacement V1 | E45 C1 Communication valve linking 2 cel | A | 0190E001 | 2021-11-27 | 2021-09-10 | PHDAVODAMA
0190-030-G26 | 578736 | 0190-COF-PRO-E45-EXTCEL01-V1 | PM03 | 305 | 78W E45 cell1 Pneum. solenoid replacemen | E45 C1 Communication valve linking 2 cel | A | 0190E002 | 2021-10-05 | 2021-09-10 | PHDAVODAMA
0190-030-G25 | 578791 | 0190-COF-PRO-E45-EXTCEL01-V1 | PM03 | 305 | 64W E45 cell1 Actuator replacement V1 | E45 C1 Communication valve linking 2 cel | A | 0190E002 | 2021-10-06 | 2021-09-10 | PHDAVODAMA
0190-030-G24 | 578795 | 0190-COF-PRO-E45-EXTCEL01-V1 | PM03 | 305 | 52W E45 cell1 sensor servicing and inspe | E45 C1 Communication valve linking 2 cel | A | 0190E002 |  | 2021-09-10
0190-030-G23 | 578767 | 0190-COF-PRO-E45-EXTCEL01-TPLDCVR | PM03 | 305 | 78W E45 Cell1 P/H Valve Replacement Topl | E45 C1 Top Lid Cover | A | 0190E002 | 2021-10-05 | 2021-09-10 | PHDAVODAMA
0190-030-G22 | 543219 | 0190-COF-PRO-E45-EXTCEL01-TPLDCVR | PM03 | 305 | 52WE45 cell1 Limit Switch replacement To | E45 C1 Top Lid Cover | A | 0190E002 | 2021-10-05 | 2021-09-10 | PHDAVODAMA
0190-030-G21 | 578790 | 0190-COF-PRO-E45-EXTCEL01-TPLDCVR | PM03 | 305 | 104W E45 Cell 1 Pressure switch Replacem | E45 C1 Top Lid Cover | A | 0190E002 |  | 2021-09-10
0190-030-G20 | 578755 | 0190-COF-PRO-E45-EXTCEL01-TPLDCVR | PM03 | 305 | 78W E45 cell1 Pneum. solenoid replacemen | E45 C1 Top Lid Cover | A | 0190E002 | 2021-10-05 | 2021-09-10 | PHDAVODAMA
0190-030-G19 | 578754 | 0190-COF-PRO-E45-EXTCEL01-PEPNEL01 | PM03 | 305 | 78W E45 cell1 Pneum. solenoid replacemen | E45 P.E. Panel Cell 01 | A | 0190E002 | 2021-11-15 | 2021-09-10 | PHSONUGAHA1
0190-030-G18 | 578753 | 0190-COF-PRO-E45-EXTCEL01-PEPNEL01 | PM03 | 305 | 104WE45 cell1 Pneum. Exhaust valve repla | E45 P.E. Panel Cell 01 | A | 0190E002 | 2021-11-15 | 2021-09-10 | PHSONUGAHA1
0190-030-G17 | 578746 | 0190-COF-PRO-E45-EXTCEL01-PEPNEL01 | PM03 | 305 | 104WE45 cell1 Pneum. Or Valve replacemen | E45 P.E. Panel Cell 01 | A | 0190E002 | 2021-11-15 | 2021-09-10 | PHSONUGAHA1
0190-030-G16 | 578752 | 0190-COF-PRO-E45-EXTCEL01-LCKRNGLCK | PM03 | 305 | 78W E45 cell1 Pneum. valve replacement L | E45 C1 Lock Ring Lock | A | 0190E002 | 2021-10-05 | 2021-09-10 | PHDAVODAMA
0190-030-G15 | 578790 | 0190-COF-PRO-E45-EXTCEL01-LCKRNGLCK | PM03 | 305 | 104W E45 Cell 1 Pressure switch Replacem | E45 C1 Lock Ring Lock | A | 0190E002 |  | 2021-09-10
0190-030-G14 | 578757 | 0190-COF-PRO-E45-EXTCEL01-LCKRNGLCK | PM03 | 305 | 52W E45 Cell 1 Relief Valve Pressure Rep | E45 C1 Lock Ring Lock | A | 0190E002 |  | 2021-09-10
0190-030-G13 | 578766 | 0190-COF-PRO-E45-EXTCEL01-LCKRNGLCK | PM03 | 305 | 78W E45 Cell 1 P/H Valve Replacement loc | E45 C1 Lock Ring Lock | A | 0190E002 | 2021-10-05 | 2021-09-10 | PHDAVODAMA
0190-030-G12 | 578314 | 0190-COF-PRO-E45-EXTCEL01-LCKRNGLCK | PM03 | 305 | 52W E45 Cell1 Lock Ring Pin Lock Replace | E45 C1 Lock Ring Lock | A | 0190E002 | 2021-10-05 | 2021-09-10 | PHDAVODAMA
0190-030-G11 | 543219 | 0190-COF-PRO-E45-EXTCEL01-LCKRNGLCK | PM03 | 305 | 52WE45 cell1 Limit Switch replacement lo | E45 C1 Lock Ring Lock | A | 0190E002 | 2021-10-05 | 2021-09-10 | PHDAVODAMA
0190-030-G10 | 578754 | 0190-COF-PRO-E45-EXTCEL01-CLLBDY | PM03 | 305 | 104WE45 cell1 Pneum. solenoid replacemen | E45 C1 Cell Body | A | 0190E002 | 2021-10-05 | 2021-09-10 | PHDAVODAMA
0190-030-G09 | 578790 | 0190-COF-PRO-E45-EXTCEL01-CLLBDY | PM03 | 305 | 104W E45 Cell 1 Pressure switch Replacem | E45 C1 Cell Body | A | 0190E002 |  | 2021-09-10
0190-030-G08 | 543219 | 0190-COF-PRO-E45-EXTCEL01-CLLBDY | PM03 | 305 | 52WE45 cell1 Limit Switch replacement BF | E45 C1 Cell Body | A | 0190E002 | 2021-10-05 | 2021-09-10 | PHDAVODAMA
0190-030-G07 | 578985 | 0190-COF-PRO-E45-EXTCEL01-CLLBDY | PM03 | 305 | 78W E45Cell 1 BFL Actuator Replacement | E45 C1 Cell Body | A | 0190E002 | 2021-11-26 | 2021-09-15 | PHDAVODAMA
0190-030-G06 | 578985 | 0190-COF-PRO-E45-EXTCEL01-CLLBDY | PM03 | 305 | 78W E45Cell 1 BFL Actuator Replacement | E45 C1 Cell Body | A | 0190E002 | 2021-10-05 | 2021-09-10 | PHDAVODAMA
0190-030-G05 | 48871 | 0190-COF-PRO-E45-EXTCEL01-CLLBDY | PM03 | 305 | 20W E45 Cell 1 Bottom Filter Lock Replac | E45 C1 Cell Body | A | 0190E002 | 2021-10-05 | 2021-09-15 | PHDAVODAMA
0190-030-G04 | 67512 | 0190-COF-PRO-E45-EXTCEL01-CLLBDY | PM03 | 307 | 52W E45 CELL1 Bursting Disc Inspection | E45 C1 Cell Body | A | 0190E001 | 2021-11-23 | 2021-09-21 | PHDAVODAMA
0190-030-G03 | 578798 | 0190-COF-PRO-E45-EXTCEL01-BDV | PM03 | 305 | 16W E45 C1 Check valve replacement BDV | E45 C1 blowdown Valve | A | 0190E001 | 2021-10-05 | 2021-09-10 | PHDAVODAMA
0190-030-G02 | 578736 | 0190-COF-PRO-E45-EXTCEL01-BDV | PM03 | 305 | 78W E45 cell1 Pneum. solenoid replacemen | E45 C1 blowdown Valve | A | 0190E002 | 2021-10-05 | 2021-09-10 | PHDAVODAMA
0190-030-G01 | 578790 | 0190-COF-PRO-E45-EXTCEL01-BDV | PM03 | 305 | 156W E45 Cell 1 Pressure switch Replacem | E45 C1 blowdown Valve | A | 0190E002 | 2021-10-05 | 2021-09-10 | PHDAVODAMA
0190-030-F99 | 578737 | 0190-COF-PRO-E54-EXTCEL06-V13 | PM03 | 305 | 78W E54 CELL6 Pneum. solenoid replacemen | E54 C6 StmToCellVlve (SaftyTreeToCell) | A | 0190E002 | 2021-09-30 | 2021-09-07 | PHDAVODAMA
0190-030-F98 | 578793 | 0190-COF-PRO-E54-EXTCEL06-V13 | PM03 | 305 | 64W E54 CELL6 Actuator replacement V13 | E54 C6 StmToCellVlve (SaftyTreeToCell) | A | 0190E002 | 2021-09-28 | 2021-09-07 | PHDAVODAMA
0190-030-F97 | 578795 | 0190-COF-PRO-E54-EXTCEL06-V13 | PM03 | 302 | 52W E54 CELL6 sensor servicing and inspe | E54 C6 StmToCellVlve (SaftyTreeToCell) | A | 0190E002 | 2021-09-09 | 2021-09-07 | PHDAVODAMA
0190-030-F96 | 578737 | 0190-COF-PRO-E54-EXTCEL06-V12 | PM03 | 305 | 78W E54 CELL6 Pneum. solenoid replacemen | E54 C6 StmDrnageValve (V6 LineToCell) | A | 0190E002 | 2021-09-30 | 2021-09-07 | PHDAVODAMA
0190-030-F95 | 578793 | 0190-COF-PRO-E54-EXTCEL06-V12 | PM03 | 305 | 64W E54 CELL6 Actuator replacement V12 | E54 C6 StmDrnageValve (V6 LineToCell) | A | 0190E002 | 2021-09-28 | 2021-09-07 | PHDAVODAMA
0190-030-F94 | 578795 | 0190-COF-PRO-E54-EXTCEL06-V12 | PM03 | 302 | 52W E54 CELL6 sensor servicing and inspe | E54 C6 StmDrnageValve (V6 LineToCell) | A | 0190E002 | 2021-09-09 | 2021-09-07 | PHDAVODAMA
0190-030-F93 | 578737 | 0190-COF-PRO-E54-EXTCEL06-V1 | PM03 | 305 | 78W E54 CELL6 Pneum. solenoid replacemen | E54 C6 Communication valve linking 2 cel | A | 0190E002 | 2021-09-30 | 2021-09-07 | PHDAVODAMA
0190-030-F92 | 578793 | 0190-COF-PRO-E54-EXTCEL06-V10 | PM03 | 305 | 64W E54 CELL6 Actuator replacement V10 | E54 C6 CIPDrainValve frm cll (V4 Line) | A | 0190E002 | 2021-09-28 | 2021-09-07 | PHDAVODAMA
0190-030-F91 | 578795 | 0190-COF-PRO-E54-EXTCEL06-V10 | PM03 | 302 | 52W E54 CELL6 sensor servicing and inspe | E54 C6 CIPDrainValve frm cll (V4 Line) | A | 0190E002 | 2021-09-09 | 2021-09-07 | PHDAVODAMA
0190-030-F90 | 578737 | 0190-COF-PRO-E54-EXTCEL06-V1 | PM03 | 305 | 78W E54 CELL5 Pneum. solenoid replacemen | E54 C6 Communication valve linking 2 cel | A | 0190E002 | 2021-09-30 | 2021-09-07 | PHDAVODAMA
0190-030-F89 | 578793 | 0190-COF-PRO-E54-EXTCEL06-V1 | PM03 | 305 | 64W E54 CELL6 Actuator replacement V1 | E54 C6 Communication valve linking 2 cel | A | 0190E002 | 2021-09-28 | 2021-09-07 | PHDAVODAMA
0190-030-F88 | 578795 | 0190-COF-PRO-E54-EXTCEL06-V1 | PM03 | 302 | 52W E54 CELL6 sensor servicing and inspe | E54 C6 Communication valve linking 2 cel | A | 0190E002 | 2021-09-09 | 2021-09-07 | PHDAVODAMA
0190-030-F87 | 578762 | 0190-COF-PRO-E54-EXTCEL06-TOPLDCVR | PM03 | 305 | 78WE54 CELL6 Block Hyd Replacement Topl | E54 C6 Top Lid Cover | A | 0190E002 | 2021-10-04 | 2021-10-02 | PHDAVODAMA
0190-030-F86 | 578767 | 0190-COF-PRO-E54-EXTCEL06-TOPLDCVR | PM03 | 305 | 78WE54 CELL6 P/H Valve Replacement Topl | E54 C6 Top Lid Cover | A | 0190E002 | 2021-10-04 | 2021-10-02 | PHDAVODAMA
0190-030-F85 | 543219 | 0190-COF-PRO-E54-EXTCEL06-TOPLDCVR | PM03 | 305 | 52WE54 CELL6 Limit Switch replacement To | E54 C6 Top Lid Cover | A | 0190E002 | 2021-10-04 | 2021-10-02 | PHDAVODAMA
0190-030-F84 | 578790 | 0190-COF-PRO-E54-EXTCEL06-TOPLDCVR | PM03 | 305 | 104W E54 CELL6 Pressure switch Replaceme | E54 C6 Top Lid Cover | A | 0190E002 |  | 2021-10-02
0190-030-F83 | 578755 | 0190-COF-PRO-E54-EXTCEL06-TOPLDCVR | PM03 | 305 | 78W E54 CELL6 Pneum. solenoid replacemen | E54 C6 Top Lid Cover | A | 0190E002 | 2021-10-04 | 2021-10-02 | PHDAVODAMA
0190-030-F81 | 578753 | 0190-COF-PRO-E54-EXTCEL06-PEPNEL06 | PM03 | 305 | 78W E54 cell6 Limit switch replacement | E54 P.E. Panel Cell 06 | A | 0190E002 | 2021-11-12 | 2021-09-07 | PHSONUGAHA1
0190-030-F80 | 578746 | 0190-COF-PRO-E54-EXTCEL06-PEPNEL06 | PM03 | 305 | 104WE54 CELL6 Pneum. Relay valve replace | E54 P.E. Panel Cell 06 | A | 0190E002 | 2021-11-12 | 2021-09-07 | PHSONUGAHA1
0190-030-F79 | 578746 | 0190-COF-PRO-E54-EXTCEL06-PEPNEL06 | PM03 | 305 | 104W E54 CELL6 Pneum. OR GATE replacemen | E54 P.E. Panel Cell 06 | A | 0190E002 | 2021-11-12 | 2021-09-07 | PHSONUGAHA1
0190-030-F78 | 578752 | 0190-COF-PRO-E54-EXTCEL06-LCKRNGLCK | PM03 | 305 | 52W E54 CELL6 Pneum. valve replacement L | E54 C6 Lock Ring Lock | A | 0190E002 |  | 2021-09-07
0190-030-F77 | 578790 | 0190-COF-PRO-E54-EXTCEL06-LCKRNGLCK | PM03 | 305 | 104W E54 CELL6 Pressure switch Replaceme | E54 C6 Lock Ring Lock | A | 0190E002 |  | 2021-09-07
0190-030-F75 | 578757 | 0190-COF-PRO-E54-EXTCEL06-LCKRNGLCK | PM03 | 305 | 104WE54 CELL6 P/H Valve Replacement lock | E54 C6 Lock Ring Lock | A | 0190E002 | 2021-09-30 | 2021-09-07 | PHDAVODAMA
0190-030-F74 | 578314 | 0190-COF-PRO-E54-EXTCEL06-LCKRNGLCK | PM03 | 305 | 52W E54 CELL6 Lock Ring Pin Lock Replace | E54 C6 Lock Ring Lock | A | 0190E002 | 2021-09-30 | 2021-09-05 | PHDAVODAMA
0190-030-F73 | 543219 | 0190-COF-PRO-E54-EXTCEL06-LCKRNGLCK | PM03 | 305 | 52W E54 CELL6 LimitSwitch replacement lo | E54 C6 Lock Ring Lock | A | 0190E002 | 2021-09-30 | 2021-09-07 | PHDAVODAMA
0190-030-F72 | 578754 | 0190-COF-PRO-E54-EXTCEL06-CLLBDY | PM03 | 305 | 52W E54 CELL6 Pneum. solenoid replacemen | E54 C6 Cell Body | B | 0190E002 |  | 2021-09-07
0190-030-F71 | 578790 | 0190-COF-PRO-E54-EXTCEL06-CLLBDY | PM03 | 305 | 104W E54 CELL6 Pressure switch Replaceme | E54 C6 Cell Body | B | 0190E002 |  | 2021-09-07
0190-030-F70 | 543219 | 0190-COF-PRO-E54-EXTCEL06-CLLBDY | PM03 | 305 | 52W E54 CELL6 LimitSwitch replacement BF | E54 C6 Cell Body | B | 0190E001 | 2021-09-30 | 2021-09-02 | PHDAVODAMA
0190-030-F68 | 578801 | 0190-COF-PRO-E54-EXTCEL06-CLLBDY | PM03 | 305 | 104W E54 CELL6 Bursting Disc Replacement | E54 C6 Cell Body | B | 0190E001 |  | 2021-09-02
0190-030-F67 | 48871 | 0190-COF-PRO-E54-EXTCEL06-CLLBDY | PM03 | 307 | 20W E54 CELL6 Bottom Filter Lock Replace | E54 C6 Cell Body | B | 0190E001 | 2021-09-29 | 2021-09-02 | PHDAVODAMA
0190-030-F66 | 578799 | 0190-COF-PRO-E54-EXTCEL06-CLLBDY | PM03 | 307 | 52W E54 CELL6 Bursting Disc Inspection | E54 C6 Cell Body | B | 0190E001 | 2021-11-23 | 2021-09-02 | PHDAVODAMA
0190-030-F65 | 578798 | 0190-COF-PRO-E54-EXTCEL06-BDV | PM03 | 305 | 16W E54 C6 Check valve replacement BDV | E54 C6 blowdown Valve | A | 0190E001 |  | 2021-09-02
0190-030-F64 | 578754 | 0190-COF-PRO-E54-EXTCEL06-BDV | PM03 | 305 | 78W E54 CELL6 Pneum.solenoid replacement | E54 C6 blowdown Valve | A | 0190E001 | 2021-09-29 | 2021-09-02 | PHDAVODAMA
0190-030-F63 | 578790 | 0190-COF-PRO-E54-EXTCEL06-BDV | PM03 | 305 | 104W E54 CELL6 Pressure switch Replaceme | E54 C6 blowdown Valve | A | 0190E001 |  | 2021-09-02
0190-030-F62 | 578768 | 0190-COF-PRO-E54-EXTCEL06-BDV | PM03 | 305 | 52W E54 CELL6 Limit Switch replacement | E54 C6 blowdown Valve | A | 0190E001 | 2021-09-29 | 2021-09-02 | PHDAVODAMA
0190-030-F61 | 578768 | 0190-COF-PRO-E54-EXTCEL06-BDV | PM03 | 305 | 104W E54 CELL6 P/H Valve Replacement BDV | E54 C6 blowdown Valve | A | 0190E001 | 2021-09-29 | 2021-09-02 | PHDAVODAMA
0190-030-F59 | 578737 | 0190-COF-PRO-E54-EXTCEL05-VM2 | PM03 | 305 | 78W E54 CELL5 Pneum. solenoid replacemen | E54 C5 Control valve inlet IPT A (MUCH) | A | 0190E001 | 2021-10-04 | 2021-09-01 | PHDAVODAMA
0190-030-F58 | 578725 | 0190-COF-PRO-E54-EXTCEL05-VM2 | PM03 | 305 | 40W E54 C5 Valve Replacement VM2 | E54 C5 Control valve inlet IPT A (MUCH) | A | 0190E001 | 2021-11-27 | 2021-09-01 | PHDAVODAMA
0190-030-F57 | 578793 | 0190-COF-PRO-E54-EXTCEL05-VM2 | PM03 | 305 | 64W E54 CELL5 Actuator replacement VM2 | E54 C5 Control valve inlet IPT A (MUCH) | A | 0190E001 | 2021-09-28 | 2021-09-01 | PHDAVODAMA
0190-030-F56 | 578795 | 0190-COF-PRO-E54-EXTCEL05-VM2 | PM03 | 302 | 52W E54 CELL5 sensor servicing and inspe | E54 C5 Control valve inlet IPT A (MUCH) | A | 0190E001 | 2021-09-09 | 2021-09-01 | PHDAVODAMA
0190-030-F55 | 578793 | 0190-COF-PRO-E54-EXTCEL05-VBDV | PM03 | 305 | 64W E54 CELL5 Actuator replacement VBDV | E54 C5 Steam to blowdown valve | A | 0190E001 | 2021-09-28 | 2021-09-01 | PHDAVODAMA
0190-030-F54 | 578795 | 0190-COF-PRO-E54-EXTCEL05-VBDV | PM03 | 302 | 52W E54 CELL5 sensor servicing and inspe | E54 C5 Steam to blowdown valve | A | 0190E001 | 2021-09-09 | 2021-09-01 | PHDAVODAMA
0190-030-F53 | 578793 | 0190-COF-PRO-E54-EXTCEL05-V9 | PM03 | 305 | 64W E54 CELL5 Actuator replacement V9 | E54 C5 Vent valve of Cell (Safety Tree) | A | 0190E001 | 2021-09-28 | 2021-09-01 | PHDAVODAMA
0190-030-F52 | 578795 | 0190-COF-PRO-E54-EXTCEL05-V9 | PM03 | 302 | 52W E54 CELL5 sensor servicing and inspe | E54 C5 Vent valve of Cell (Safety Tree) | A | 0190E001 | 2021-09-09 | 2021-09-01 | PHDAVODAMA
0190-030-F51 | 543219 | 0190-COF-PRO-E54-EXTCEL05-V9 | PM03 | 305 | 12W E54 C5 Limit Switch replacement V9 | E54 C5 Vent valve of Cell (Safety Tree) | A | 0190E001 | 2021-11-17 | 2021-09-01 | PHDAVODAMA
0190-030-F50 | 578737 | 0190-COF-PRO-E54-EXTCEL05-V8 | PM03 | 305 | 78W E54 CELL5 Pneum. solenoid replacemen | E54 C5 Draw off – to weigh tank | A | 0190E001 | 2021-10-04 | 2021-09-01 | PHDAVODAMA
0190-030-F49 | 578793 | 0190-COF-PRO-E54-EXTCEL05-V8 | PM03 | 305 | 64W E54 CELL5 Actuator replacement V8 | E54 C5 Draw off – to weigh tank | A | 0190E001 | 2021-09-28 | 2021-09-01 | PHDAVODAMA
0190-030-F48 | 578795 | 0190-COF-PRO-E54-EXTCEL05-V8 | PM03 | 302 | 52W E54 CELL5 sensor servicing and inspe | E54 C5 Draw off – to weigh tank | A | 0190E001 | 2021-09-09 | 2021-09-01 | PHDAVODAMA
0190-030-F47 | 578157 | 0190-COF-PRO-E54-EXTCEL05-V7 | PM03 | 305 | 56W E54 CELL5 Valve Replacement 7 | E54 C5 Inlet to IPT A | A | 0190E001 | 2021-10-04 | 2021-09-01 | PHDAVODAMA
0190-030-F46 | 578737 | 0190-COF-PRO-E54-EXTCEL05-V7 | PM03 | 305 | 78W E54 CELL5 Pneum. solenoid replacemen | E54 C5 Inlet to IPT A | A | 0190E001 | 2021-10-04 | 2021-09-01 | PHDAVODAMA
0190-030-F45 | 578793 | 0190-COF-PRO-E54-EXTCEL05-V7 | PM03 | 305 | 64W E54 CELL5 Actuator replacement V7 | E54 C5 Inlet to IPT A | A | 0190E001 | 2021-09-28 | 2021-09-01 | PHDAVODAMA
0190-030-F44 | 578795 | 0190-COF-PRO-E54-EXTCEL05-V7 | PM03 | 302 | 52W E54 CELL5 sensor servicing and inspe | E54 C5 Inlet to IPT A | A | 0190E001 | 2021-09-09 | 2021-09-01 | PHDAVODAMA
0190-030-F43 | 578790 | 0190-COF-PRO-E54-EXTCEL05-V6 1 | PM03 | 305 | 104W E54 CELL5 Pressure switch Replaceme | E54 C5 Cell outlet | A | 0190E001 |  | 2021-09-01
0190-030-F42 | 578157 | 0190-COF-PRO-E54-EXTCEL05-V6 1 | PM03 | 305 | 52W E54 C5 Valve Replacement V6.1 | E54 C5 Cell outlet | A | 0190E001 | 2021-11-17 | 2021-09-01 | PHDAVODAMA
0190-030-F41 | 578793 | 0190-COF-PRO-E54-EXTCEL05-V6 1 | PM03 | 305 | 64W E54 CELL5 Actuator replacement V6.1 | E54 C5 Cell outlet | A | 0190E001 | 2021-09-28 | 2021-09-01 | PHDAVODAMA
0190-030-F40 | 578795 | 0190-COF-PRO-E54-EXTCEL05-V6 1 | PM03 | 302 | 52W E54 CELL5 sensor servicing and inspe | E54 C5 Cell outlet | A | 0190E001 | 2021-09-09 | 2021-09-01 | PHDAVODAMA
0190-030-F39 | 543219 | 0190-COF-PRO-E54-EXTCEL05-V6 1 | PM03 | 305 | 12WE54 CELL5 Limit Switch replacement V6 | E54 C5 Cell outlet | A | 0190E001 | 2021-10-04 | 2021-09-01 | PHDAVODAMA
0190-030-F38 | 578157 | 0190-COF-PRO-E54-EXTCEL05-V6 | PM03 | 305 | 40W E54 C5 Valve Replacement V6 | E54 C5 Cell outlet ( Manifold ) | A | 0190E001 | 2021-11-27 | 2021-09-01 | PHDAVODAMA
0190-030-F37 | 578737 | 0190-COF-PRO-E54-EXTCEL05-V6 | PM03 | 305 | 78W E54 CELL5 Pneum. solenoid replacemen | E54 C5 Cell outlet ( Manifold ) | A | 0190E001 | 2021-10-04 | 2021-09-01 | PHDAVODAMA
0190-030-F36 | 578793 | 0190-COF-PRO-E54-EXTCEL05-V6 | PM03 | 305 | 64W E54 CELL5 Actuator replacement V6 | E54 C5 Cell outlet ( Manifold ) | A | 0190E001 | 2021-09-28 | 2021-09-01 | PHDAVODAMA
0190-030-F35 | 578795 | 0190-COF-PRO-E54-EXTCEL05-V6 | PM03 | 302 | 52W E54 CELL5 sensor servicing and inspe | E54 C5 Cell outlet ( Manifold ) | A | 0190E001 | 2021-09-09 | 2021-09-01 | PHDAVODAMA
0190-030-F34 | 578157 | 0190-COF-PRO-E54-EXTCEL05-V5 | PM03 | 305 | 40W E54 C5 Valve Replacement V5 | E54 C5Bypassvalve(mnpltd whn cell s blck | A | 0190E001 | 2021-11-27 | 2021-09-01 | PHDAVODAMA
0190-030-F33 | 578737 | 0190-COF-PRO-E54-EXTCEL05-V5 | PM03 | 305 | 78W E54 CELL5 Pneum. solenoid replacemen | E54 C5Bypassvalve(mnpltd whn cell s blck | A | 0190E001 | 2021-10-04 | 2021-09-01 | PHDAVODAMA
0190-030-F32 | 578793 | 0190-COF-PRO-E54-EXTCEL05-V5 | PM03 | 305 | 64W E54 CELL5 Actuator replacement V5 | E54 C5Bypassvalve(mnpltd whn cell s blck | A | 0190E001 | 2021-09-28 | 2021-09-01 | PHDAVODAMA
0190-030-F31 | 578795 | 0190-COF-PRO-E54-EXTCEL05-V5 | PM03 | 302 | 52W E54 CELL5 sensor servicing and inspe | E54 C5Bypassvalve(mnpltd whn cell s blck | A | 0190E001 | 2021-09-09 | 2021-09-01 | PHDAVODAMA
0190-030-F30 | 578725 | 0190-COF-PRO-E54-EXTCEL05-V4 1 | PM03 | 305 | 52W E54 C5 Valve Replacement V4.1 | E54 C5 Cell Inlet | A | 0190E001 | 2021-11-17 | 2021-09-01 | PHDAVODAMA
0190-030-F29 | 578737 | 0190-COF-PRO-E54-EXTCEL05-V4 1 | PM03 | 305 | 78W E54 CELL5 Pneum. solenoid replacemen | E54 C5 Cell Inlet | A | 0190E001 | 2021-10-04 | 2021-09-01 | PHDAVODAMA
0190-030-F28 | 578793 | 0190-COF-PRO-E54-EXTCEL05-V4 1 | PM03 | 305 | 64W E54 CELL5 Actuator replacement V4.1 | E54 C5 Cell Inlet | A | 0190E001 | 2021-09-28 | 2021-09-01 | PHDAVODAMA
0190-030-F27 | 578795 | 0190-COF-PRO-E54-EXTCEL05-V4 1 | PM03 | 302 | 52W E54 CELL5 sensor servicing and inspe | E54 C5 Cell Inlet | A | 0190E001 | 2021-09-09 | 2021-09-01 | PHDAVODAMA
0190-030-F26 | 578157 | 0190-COF-PRO-E54-EXTCEL05-V4 | PM03 | 305 | 56W E54 CELL5 Valve Replacement 4 | E54 C5 Cell inlet ( Manifold ) | A | 0190E001 | 2021-10-04 | 2021-09-01 | PHDAVODAMA
0190-030-F25 | 578737 | 0190-COF-PRO-E54-EXTCEL05-V4 | PM03 | 305 | 78W E54 CELL5 Pneum. solenoid replacemen | E54 C5 Cell inlet ( Manifold ) | A | 0190E001 | 2021-10-04 | 2021-08-31 | PHDAVODAMA
0190-030-F24 | 578793 | 0190-COF-PRO-E54-EXTCEL05-V4 | PM03 | 305 | 64W E54 CELL5 Actuator replacement V4 | E54 C5 Cell inlet ( Manifold ) | A | 0190E001 | 2021-09-28 | 2021-08-31 | PHDAVODAMA
0190-030-F23 | 578795 | 0190-COF-PRO-E54-EXTCEL05-V4 | PM03 | 302 | 52W E54 CELL5 sensor servicing and inspe | E54 C5 Cell inlet ( Manifold ) | A | 0190E001 | 2021-09-09 | 2021-08-31 | PHDAVODAMA
0190-030-F22 | 578157 | 0190-COF-PRO-E54-EXTCEL05-V3 | PM03 | 305 | 56W E54 CELL5 Valve Replacement 3 | E54 C5Receiving valve from IPT A | A | 0190E001 | 2021-10-04 | 2021-08-31 | PHDAVODAMA
0190-030-F21 | 578737 | 0190-COF-PRO-E54-EXTCEL05-V3 | PM03 | 305 | 78W E54 CELL5 Pneum. solenoid replacemen | E54 C5Receiving valve from IPT A | A | 0190E001 | 2021-10-04 | 2021-08-31 | PHDAVODAMA
0190-030-F20 | 578793 | 0190-COF-PRO-E54-EXTCEL05-V3 | PM03 | 305 | 64W E54 CELL5 Actuator replacement V3 | E54 C5Receiving valve from IPT A | A | 0190E001 | 2021-09-28 | 2021-08-31 | PHDAVODAMA
0190-030-F19 | 578795 | 0190-COF-PRO-E54-EXTCEL05-V3 | PM03 | 302 | 52W E54 CELL5 sensor servicing and inspe | E54 C5Receiving valve from IPT A | A | 0190E001 | 2021-09-09 | 2021-08-31 | PHDAVODAMA
0190-030-F18 | 578737 | 0190-COF-PRO-E54-EXTCEL05-V24 | PM03 | 305 | 78W E54 CELL5 Pneum. solenoid replacemen | E54C5DrngeInltV24IntrcnctnToCurntMUCHCel | A | 0190E001 | 2021-09-30 | 2021-08-31 | PHDAVODAMA
0190-030-F17 | 578793 | 0190-COF-PRO-E54-EXTCEL05-V24 | PM03 | 305 | 64W E54 CELL5 Actuator replacement V24 | E54C5DrngeInltV24IntrcnctnToCurntMUCHCel | A | 0190E001 | 2021-09-28 | 2021-08-31 | PHDAVODAMA
0190-030-F16 | 578795 | 0190-COF-PRO-E54-EXTCEL05-V24 | PM03 | 302 | 52W E54 CELL5 sensor servicing and inspe | E54C5DrngeInltV24IntrcnctnToCurntMUCHCel | A | 0190E001 | 2021-09-09 | 2021-08-31 | PHDAVODAMA
0190-030-F15 | 578737 | 0190-COF-PRO-E54-EXTCEL05-V23 | PM03 | 305 | 78W E54 CELL5 Pneum. solenoid replacemen | E54 C5DrnageOutlet(InletFromNxtMUCHCell) | A | 0190E001 | 2021-10-01 | 2021-08-31 | PHDAVODAMA
0190-030-F14 | 578793 | 0190-COF-PRO-E54-EXTCEL05-V23 | PM03 | 305 | 64W E54 CELL5 Actuator replacement V23 | E54 C5DrnageOutlet(InletFromNxtMUCHCell) | A | 0190E001 | 2021-09-28 | 2021-08-31 | PHDAVODAMA
0190-030-F13 | 578795 | 0190-COF-PRO-E54-EXTCEL05-V23 | PM03 | 302 | 52W E54 CELL5 sensor servicing and inspe | E54 C5DrnageOutlet(InletFromNxtMUCHCell) | A | 0190E001 | 2021-09-09 | 2021-08-31 | PHDAVODAMA
0190-030-F12 | 578737 | 0190-COF-PRO-E54-EXTCEL05-V22 | PM03 | 305 | 78W E54 CELL5 Pneum. solenoid replacemen | E54 C5PrssreRleseInltToIPTA(MUCH Header) | A | 0190E001 | 2021-10-01 | 2021-08-31 | PHDAVODAMA
0190-030-F11 | 578793 | 0190-COF-PRO-E54-EXTCEL05-V22 | PM03 | 305 | 64W E54 CELL5 Actuator replacement V22 | E54 C5PrssreRleseInltToIPTA(MUCH Header) | A | 0190E001 | 2021-09-28 | 2021-08-31 | PHDAVODAMA
0190-030-F10 | 578795 | 0190-COF-PRO-E54-EXTCEL05-V22 | PM03 | 302 | 52W E54 CELL5 sensor servicing and inspe | E54 C5PrssreRleseInltToIPTA(MUCH Header) | A | 0190E001 | 2021-09-09 | 2021-08-31 | PHDAVODAMA
0190-030-F09 | 578725 | 0190-COF-PRO-E54-EXTCEL05-V21 | PM03 | 305 | 20W E54 CELL5 Valve Replacement 21 | E54 C5StmInltToCell(top)ForDrnageV6Line | A | 0190E001 | 2021-10-01 | 2021-08-31 | PHDAVODAMA
0190-030-F08 | 578737 | 0190-COF-PRO-E54-EXTCEL05-V21 | PM03 | 305 | 78W E54 CELL5 Pneum. solenoid replacemen | E54 C5StmInltToCell(top)ForDrnageV6Line | A | 0190E001 | 2021-10-01 | 2021-08-31 | PHDAVODAMA
0190-030-F07 | 578793 | 0190-COF-PRO-E54-EXTCEL05-V21 | PM03 | 305 | 64W E54 CELL5 Actuator replacement V21 | E54 C5StmInltToCell(top)ForDrnageV6Line | A | 0190E001 | 2021-09-28 | 2021-08-31 | PHDAVODAMA
0190-030-F06 | 578795 | 0190-COF-PRO-E54-EXTCEL05-V21 | PM03 | 302 | 52W E54 CELL5 sensor servicing and inspe | E54 C5StmInltToCell(top)ForDrnageV6Line | A | 0190E001 | 2021-09-09 | 2021-08-31 | PHDAVODAMA
0190-030-F05 | 578727 | 0190-COF-PRO-E54-EXTCEL05-V21 | PM03 | 305 | 16W E54 C5 Check valve replacement V21 | E54 C5StmInltToCell(top)ForDrnageV6Line | A | 0190E001 | 2021-09-22 | 2021-08-31 | PHDAVODAMA
0190-030-F04 | 578725 | 0190-COF-PRO-E54-EXTCEL05-V20 21 | PM03 | 305 | 78W E54 CELL5 Pneum. solenoid replacemen | E54 C5 SteamForHydrlyss/Drainage(MUCH) | A | 0190E001 | 2021-09-30 | 2021-08-31 | PHDAVODAMA
0190-030-F03 | 578737 | 0190-COF-PRO-E54-EXTCEL05-V20 21 | PM03 | 305 | 64W E54 C5 Actuator replacement V20/21 | E54 C5 SteamForHydrlyss/Drainage(MUCH) | A | 0190E001 | 2021-11-27 | 2021-08-31 | PHDAVODAMA
0190-030-F02 | 578793 | 0190-COF-PRO-E54-EXTCEL05-V20 21 | PM03 | 302 | 52W E54 CELL5 sensor servicing and inspe | E54 C5 SteamForHydrlyss/Drainage(MUCH) | A | 0190E001 | 2021-09-09 | 2021-08-31 | PHDAVODAMA
0190-030-F01 | 578795 | 0190-COF-PRO-E54-EXTCEL05-V20 21 | PM03 | 305 | 56W E54 CELL5 Valve Replacement V20/21 | E54 C5 SteamForHydrlyss/Drainage(MUCH) | A | 0190E001 | 2021-10-01 | 2021-08-31 | PHDAVODAMA
0190-030-E99 | 578728 | 0190-COF-PRO-E54-EXTCEL05-V20 | PM03 | 305 | 16W E54 C5 Check valve replacement V20 | E54 C5StmInltToCell(bttm)ForHydrlyssV4Ln | A | 0190E001 | 2021-10-04 | 2021-08-31 | PHDAVODAMA
0190-030-E97 | 578737 | 0190-COF-PRO-E54-EXTCEL05-V20 | PM03 | 305 | 78W E54 CELL5 Pneum. solenoid replacemen | E54 C5StmInltToCell(bttm)ForHydrlyssV4Ln | A | 0190E001 | 2021-10-01 | 2021-08-31 | PHDAVODAMA
0190-030-E96 | 578793 | 0190-COF-PRO-E54-EXTCEL05-V20 | PM03 | 305 | 64W E54 CELL5 Actuator replacement V20 | E54 C5StmInltToCell(bttm)ForHydrlyssV4Ln | A | 0190E001 | 2021-09-28 | 2021-08-31 | PHDAVODAMA
0190-030-E95 | 578795 | 0190-COF-PRO-E54-EXTCEL05-V20 | PM03 | 302 | 52W E54 CELL5 sensor servicing and inspe | E54 C5StmInltToCell(bttm)ForHydrlyssV4Ln | A | 0190E001 | 2021-09-09 | 2021-08-31 | PHDAVODAMA
0190-030-E94 | 578157 | 0190-COF-PRO-E54-EXTCEL05-V2 | PM03 | 305 | 40W E54 C5 Valve Replacement V2 | E54 C5 Ext water inlet valve (ex WTH) | A | 0190E001 | 2021-11-27 | 2021-08-31 | PHDAVODAMA
0190-030-E93 | 578737 | 0190-COF-PRO-E54-EXTCEL05-V2 | PM03 | 305 | 78W E54 CELL5 Pneum. solenoid replacemen | E54 C5 Ext water inlet valve (ex WTH) | A | 0190E001 | 2021-10-01 | 2021-08-31 | PHDAVODAMA
0190-030-E92 | 578793 | 0190-COF-PRO-E54-EXTCEL05-V2 | PM03 | 305 | 64W E54 CELL5 Actuator replacement V2 | E54 C5 Ext water inlet valve (ex WTH) | A | 0190E001 | 2021-09-28 | 2021-08-31 | PHDAVODAMA
0190-030-E91 | 578795 | 0190-COF-PRO-E54-EXTCEL05-V2 | PM03 | 302 | 52W E54 CELL5 sensor servicing and inspe | E54 C5 Ext water inlet valve (ex WTH) | A | 0190E001 | 2021-09-09 | 2021-08-31 | PHDAVODAMA
0190-030-E90 | 578798 | 0190-COF-PRO-E54-EXTCEL05-V13 | PM03 | 305 | 16W E54 C5 Check valve replacement V13 | E54 C5 StmToCellVlve (SaftyTreeToCell) | A | 0190E001 | 2021-10-01 | 2021-08-31 | PHDAVODAMA
0190-030-E89 | 543219 | 0190-COF-PRO-E54-EXTCEL05-V13 | PM03 | 305 | 52W E54 CELL5 Limit Switch replacement V | E54 C5 StmToCellVlve (SaftyTreeToCell) | A | 0190E001 |  | 2021-08-31
0190-030-E88 | 578737 | 0190-COF-PRO-E54-EXTCEL05-V13 | PM03 | 305 | 78W E54 CELL5 Pneum. solenoid replacemen | E54 C5 StmToCellVlve (SaftyTreeToCell) | A | 0190E001 | 2021-09-30 | 2021-08-31 | PHDAVODAMA
0190-030-E87 | 578793 | 0190-COF-PRO-E54-EXTCEL05-V13 | PM03 | 305 | 64W E54 CELL5 Actuator replacement V13 | E54 C5 StmToCellVlve (SaftyTreeToCell) | A | 0190E001 | 2021-09-28 | 2021-08-31 | PHDAVODAMA
0190-030-E86 | 578795 | 0190-COF-PRO-E54-EXTCEL05-V13 | PM03 | 302 | 52W E54 CELL5 sensor servicing and inspe | E54 C5 StmToCellVlve (SaftyTreeToCell) | A | 0190E001 | 2021-09-09 | 2021-08-31 | PHDAVODAMA
0190-030-E85 | 578157 | 0190-COF-PRO-E54-EXTCEL05-V12 | PM03 | 305 | 40W E54 C5 Valve Replacement V12 | E54 C5 StmDrnageValve (V6 LineToCell) | A | 0190E001 | 2021-11-27 | 2021-08-31 | PHDAVODAMA
0190-030-E84 | 578737 | 0190-COF-PRO-E54-EXTCEL05-V12 | PM03 | 305 | 78W E54 CELL5 Pneum. solenoid replacemen | E54 C5 StmDrnageValve (V6 LineToCell) | A | 0190E001 | 2021-09-30 | 2021-08-31 | PHDAVODAMA
0190-030-E83 | 578793 | 0190-COF-PRO-E54-EXTCEL05-V12 | PM03 | 305 | 64W E54 CELL5 Actuator replacement V12 | E54 C5 StmDrnageValve (V6 LineToCell) | A | 0190E001 | 2021-09-28 | 2021-08-31 | PHDAVODAMA
0190-030-E82 | 578795 | 0190-COF-PRO-E54-EXTCEL05-V12 | PM03 | 302 | 52W E54 CELL5 sensor servicing and inspe | E54 C5 StmDrnageValve (V6 LineToCell) | A | 0190E001 | 2021-09-09 | 2021-08-31 | PHDAVODAMA
0190-030-E81 | 578157 | 0190-COF-PRO-E54-EXTCEL05-V10 | PM03 | 305 | 52W E54 CELL5 Valve Replacement 10 | E54 C5 CIPDrainValve frm cll (V4 Line) | A | 0190E001 |  | 2021-08-31
0190-030-E80 | 578737 | 0190-COF-PRO-E54-EXTCEL05-V10 | PM03 | 305 | 78W E54 CELL5 Pneum. solenoid replacemen | E54 C5 CIPDrainValve frm cll (V4 Line) | A | 0190E001 | 2021-09-30 | 2021-08-31 | PHDAVODAMA
0190-030-E79 | 578793 | 0190-COF-PRO-E54-EXTCEL05-V10 | PM03 | 305 | 64W E54 CELL5 Actuator replacement V10 | E54 C5 CIPDrainValve frm cll (V4 Line) | A | 0190E001 | 2021-09-28 | 2021-08-31 | PHDAVODAMA
0190-030-E78 | 578795 | 0190-COF-PRO-E54-EXTCEL05-V10 | PM03 | 302 | 52W E54 CELL5 sensor servicing and inspe | E54 C5 CIPDrainValve frm cll (V4 Line) | A | 0190E001 | 2021-09-09 | 2021-08-31 | PHDAVODAMA
0190-030-E77 | 578157 | 0190-COF-PRO-E54-EXTCEL05-V1 | PM03 | 305 | 40W E54 C5 Valve Replacement V1 | E54 C5 Communication valve linking 2 cel | A | 0190E001 | 2021-11-27 | 2021-08-31 | PHDAVODAMA
0190-030-E76 | 578737 | 0190-COF-PRO-E54-EXTCEL05-V1 | PM03 | 305 | 78W E54 CELL5 Pneum. solenoid replacemen | E54 C5 Communication valve linking 2 cel | A | 0190E001 | 2021-09-30 | 2021-08-31 | PHDAVODAMA
0190-030-E75 | 578793 | 0190-COF-PRO-E54-EXTCEL05-V1 | PM03 | 305 | 64W E54 CELL5 Actuator replacement V1 | E54 C5 Communication valve linking 2 cel | A | 0190E001 | 2021-09-28 | 2021-08-31 | PHDAVODAMA
0190-030-E74 | 578795 | 0190-COF-PRO-E54-EXTCEL05-V1 | PM03 | 302 | 52W E54 CELL5 sensor servicing and inspe | E54 C5 Communication valve linking 2 cel | A | 0190E001 | 2021-09-09 | 2021-08-31 | PHDAVODAMA
0190-030-E73 | 578762 | 0190-COF-PRO-E54-EXTCEL05-TPLDCVR | PM03 | 305 | 78W E54 Cell5 Block Hyd Replacement Topl | E54 C5 Top Lid Cover | A | 0190E001 | 2021-10-01 | 2021-08-31 | PHDAVODAMA
0190-030-E72 | 578767 | 0190-COF-PRO-E54-EXTCEL05-TPLDCVR | PM03 | 305 | 78WE54 CELL5 P/H Valve Replacement Top | E54 C5 Top Lid Cover | A | 0190E001 | 2021-10-01 | 2021-08-31 | PHDAVODAMA
0190-030-E71 | 543219 | 0190-COF-PRO-E54-EXTCEL05-TPLDCVR | PM03 | 305 | 52WE54 CELL5 Limit Switch replacement To | E54 C5 Top Lid Cover | A | 0190E001 | 2021-10-01 | 2021-08-31 | PHDAVODAMA
0190-030-E70 | 578790 | 0190-COF-PRO-E54-EXTCEL05-TPLDCVR | PM03 | 305 | 104W E54 CELL5 Pressure switch Replaceme | E54 C5 Top Lid Cover | A | 0190E001 |  | 2021-08-31
0190-030-E69 | 578755 | 0190-COF-PRO-E54-EXTCEL05-TPLDCVR | PM03 | 305 | 78WE54 CELL5 Pneum. solenoid replacement | E54 C5 Top Lid Cover | A | 0190E001 | 2021-10-01 | 2021-08-31 | PHDAVODAMA
0190-030-E67 | 578753 | 0190-COF-PRO-E54-EXTCEL05-PEPNEL05 | PM03 | 305 | 78W E54 cell5 Limit switch replacement | E54 P.E. Panel Cell 05 | A | 0190E002 | 2021-11-12 | 2021-08-31 | PHSONUGAHA1
0190-030-E66 | 578746 | 0190-COF-PRO-E54-EXTCEL05-PEPNEL05 | PM03 | 305 | 104WE54 CELL5 Pneum. Relay valve replace | E54 P.E. Panel Cell 05 | A | 0190E002 | 2021-11-12 | 2021-09-30 | PHSONUGAHA1
0190-030-E65 | 578746 | 0190-COF-PRO-E54-EXTCEL05-PEPNEL05 | PM03 | 305 | 104W E54 CELL5 Pneum. OR GATE replacemen | E54 P.E. Panel Cell 05 | A | 0190E002 | 2021-11-12 | 2021-08-31 | PHSONUGAHA1
0190-030-E64 | 578752 | 0190-COF-PRO-E54-EXTCEL05-LCKRNGLCK | PM03 | 305 | 52W E54 CELL5 Pneum. valve replacement L | s54 C5 Lock Ring Lock | A | 0190E001 |  | 2021-08-30
0190-030-E63 | 578790 | 0190-COF-PRO-E54-EXTCEL05-LCKRNGLCK | PM03 | 305 | 104W E54 CELL5 Pressure switch Replaceme | s54 C5 Lock Ring Lock | A | 0190E001 |  | 2021-08-30
0190-030-E62 | 578757 | 0190-COF-PRO-E54-EXTCEL05-LCKRNGLCK | PM03 | 305 | 52W E54 CELL5 Relief Valve Pressure Repl | s54 C5 Lock Ring Lock | A | 0190E001 |  | 2021-08-30
0190-030-E61 | 578766 | 0190-COF-PRO-E54-EXTCEL05-LCKRNGLCK | PM03 | 305 | 104WE54 CELL5 P/H Valve Replacement lock | s54 C5 Lock Ring Lock | A | 0190E001 | 2021-09-30 | 2021-08-30 | PHDAVODAMA
0190-030-E60 | 578314 | 0190-COF-PRO-E54-EXTCEL05-LCKRNGLCK | PM03 | 305 | 52W E54 CELL5 Lock Ring Pin Lock Replace | s54 C5 Lock Ring Lock | A | 0190E001 | 2021-09-30 | 2021-08-30 | PHDAVODAMA
0190-030-E59 | 543219 | 0190-COF-PRO-E54-EXTCEL05-LCKRNGLCK | PM03 | 305 | 52W E54 CELL5 LimitSwitch replacement lo | s54 C5 Lock Ring Lock | A | 0190E001 | 2021-09-30 | 2021-08-30 | PHDAVODAMA
0190-030-E58 | 578754 | 0190-COF-PRO-E54-EXTCEL05-CLLBDY | PM03 | 305 | 52W E54 CELL5 Pneum. solenoid replacemen | E54 C5 Cell Body | A | 0190E001 |  | 2021-08-30
0190-030-E57 | 578790 | 0190-COF-PRO-E54-EXTCEL05-CLLBDY | PM03 | 305 | 104W E54 CELL5 Pressure switch Replaceme | E54 C5 Cell Body | A | 0190E001 |  | 2021-08-30
0190-030-E56 | 543219 | 0190-COF-PRO-E54-EXTCEL05-CLLBDY | PM03 | 305 | 52W E54 CELL5 LimitSwitch replacement BF | E54 C5 Cell Body | A | 0190E001 | 2021-09-30 | 2021-08-30 | PHDAVODAMA
0190-030-E54 | 578801 | 0190-COF-PRO-E54-EXTCEL05-CLLBDY | PM03 | 305 | 104W E54 CELL5 Bursting Disc Replacement | E54 C5 Cell Body | A | 0190E001 |  | 2021-08-30
0190-030-E53 | 48871 | 0190-COF-PRO-E54-EXTCEL05-CLLBDY | PM03 | 305 | 20W E54 CELL5 Bottom Filter Lock Replace | E54 C5 Cell Body | A | 0190E001 | 2021-09-29 | 2021-08-30 | PHDAVODAMA
0190-030-E52 | 578799 | 0190-COF-PRO-E54-EXTCEL05-CLLBDY | PM03 | 307 | 52W E54 CELL5 Bursting Disc Inspection | E54 C5 Cell Body | A | 0190E001 | 2021-11-23 | 2021-08-30 | PHDAVODAMA
0190-030-E51 | 578798 | 0190-COF-PRO-E54-EXTCEL05-BDV | PM03 | 305 | 16W E54 C5 Check valve replacement BDV | E54 C5 blowdown Valve | A | 0190E001 |  | 2021-08-30
0190-030-E50 | 578754 | 0190-COF-PRO-E54-EXTCEL05-BDV | PM03 | 305 | 78W E54 CELL5 Pneum.solenoid replacement | E54 C5 blowdown Valve | A | 0190E001 | 2021-09-29 | 2021-08-30 | PHDAVODAMA
0190-030-E49 | 578790 | 0190-COF-PRO-E54-EXTCEL05-BDV | PM03 | 305 | 104W E54 CELL5 Pressure switch Replaceme | E54 C5 blowdown Valve | A | 0190E001 | 2021-08-30 | 2021-08-30 | PHBONAJA
0190-030-E48 | 543219 | 0190-COF-PRO-E54-EXTCEL05-BDV | PM03 | 305 | 52W E54 CELL5 Limit Switch replacement | E54 C5 blowdown Valve | A | 0190E001 | 2021-09-29 | 2021-08-30 | PHDAVODAMA
0190-030-E47 | 578768 | 0190-COF-PRO-E54-EXTCEL05-BDV | PM03 | 305 | 104W E54 CELL5 P/H Valve Replacement BDV | E54 C5 blowdown Valve | A | 0190E001 | 2021-09-29 | 2021-08-30 | PHDAVODAMA
0190-030-E45 | 578737 | 0190-COF-PRO-E54-EXTCEL04-VM2 | PM03 | 305 | 78W E54 CELL4 Pneum. solenoid replacemen | E54 C4 Control valve inlet IPT A (MUCH) | A | 0190E001 | 2021-10-04 | 2021-09-09 | PHDAVODAMA
0190-030-E44 | 578725 | 0190-COF-PRO-E54-EXTCEL04-VM2 | PM03 | 305 | 40W E54 CS4 Valve Replacement VM2 | E54 C4 Control valve inlet IPT A (MUCH) | A | 0190E001 | 2021-11-27 | 2021-09-09 | PHDAVODAMA
0190-030-E43 | 578793 | 0190-COF-PRO-E54-EXTCEL04-VM2 | PM03 | 305 | 64W E54 CELL4 Actuator replacement VM2 | E54 C4 Control valve inlet IPT A (MUCH) | A | 0190E001 | 2021-09-29 | 2021-09-09 | PHDAVODAMA
0190-030-E42 | 578795 | 0190-COF-PRO-E54-EXTCEL04-VM2 | PM03 | 305 | 52W E54 CELL4 sensor servicing and inspe | E54 C4 Control valve inlet IPT A (MUCH) | A | 0190E001 |  | 2021-09-09
0190-030-E41 | 578793 | 0190-COF-PRO-E54-EXTCEL04-VBDV | PM03 | 305 | 64W E54 CELL4 Actuator replacement VBDV | E54 C4 Steam to blowdown valve | A | 0190E001 | 2021-09-29 | 2021-09-09 | PHDAVODAMA
0190-030-E40 | 578795 | 0190-COF-PRO-E54-EXTCEL04-VBDV | PM03 | 305 | 52W E54 CELL4 sensor servicing and inspe | E54 C4 Steam to blowdown valve | A | 0190E001 |  | 2021-09-09
0190-030-E39 | 578793 | 0190-COF-PRO-E54-EXTCEL04-V9 | PM03 | 305 | 64W E54 CELL4 Actuator replacement V8 | E54 C4 Vent valve of Cell (Safety Tree) | A | 0190E001 | 2021-09-29 | 2021-09-09 | PHDAVODAMA
0190-030-E38 | 578795 | 0190-COF-PRO-E54-EXTCEL04-V9 | PM03 | 305 | 52W E54 CELL4 sensor servicing and inspe | E54 C4 Vent valve of Cell (Safety Tree) | A | 0190E001 |  | 2021-09-09
0190-030-E37 | 543219 | 0190-COF-PRO-E54-EXTCEL04-V9 | PM03 | 305 | 12W E54 C4 Limit Switch replacement V9 | E54 C4 Vent valve of Cell (Safety Tree) | A | 0190E002 | 2021-11-17 | 2021-09-09 | PHDAVODAMA
0190-030-E36 | 578157 | 0190-COF-PRO-E54-EXTCEL04-V8 | PM03 | 305 | 56W E54 CELL4 Valve Replacement 8 | E54 C4 Draw off – to weigh tank | A | 0190E001 | 2021-11-22 | 2021-09-09 | PHDAVODAMA
0190-030-E35 | 578737 | 0190-COF-PRO-E54-EXTCEL04-V8 | PM03 | 305 | 78W E54 CELL4 Pneum. solenoid replacemen | E54 C4 Draw off – to weigh tank | A | 0190E001 | 2021-10-04 | 2021-09-09 | PHDAVODAMA
0190-030-E34 | 578793 | 0190-COF-PRO-E54-EXTCEL04-V8 | PM03 | 305 | 64W E54 CELL4 Actuator replacement V8 | E54 C4 Draw off – to weigh tank | A | 0190E001 | 2021-09-29 | 2021-09-09 | PHDAVODAMA
0190-030-E33 | 578795 | 0190-COF-PRO-E54-EXTCEL04-V8 | PM03 | 305 | 52W E54 CELL4 sensor servicing and inspe | E54 C4 Draw off – to weigh tank | A | 0190E001 |  | 2021-09-09
0190-030-E32 | 578725 | 0190-COF-PRO-E54-EXTCEL04-V7 | PM03 | 305 | 56W E54 CELL4 Valve Replacement 7 | E54 C4 Inlet to IPT A | A | 0190E001 | 2021-10-04 | 2021-09-09 | PHDAVODAMA
0190-030-E31 | 578737 | 0190-COF-PRO-E54-EXTCEL04-V7 | PM03 | 305 | 78W E54 CELL4 Pneum. solenoid replacemen | E54 C4 Inlet to IPT A | A | 0190E001 | 2021-10-04 | 2021-09-09 | PHDAVODAMA
0190-030-E30 | 578793 | 0190-COF-PRO-E54-EXTCEL04-V7 | PM03 | 305 | 64W E54 CELL4 Actuator replacement V7 | E54 C4 Inlet to IPT A | A | 0190E001 | 2021-09-29 | 2021-09-09 | PHDAVODAMA
0190-030-E29 | 578795 | 0190-COF-PRO-E54-EXTCEL04-V7 | PM03 | 305 | 52W E54 CELL4 sensor servicing and inspe | E54 C4 Inlet to IPT A | A | 0190E001 |  | 2021-09-09
0190-030-E28 | 578790 | 0190-COF-PRO-E54-EXTCEL04-V6 1 | PM03 | 305 | 104W E54 CELL4 Pressure switch Replaceme | E54 C4 Cell outlet | A | 0190E001 |  | 2021-09-09
0190-030-E27 | 578157 | 0190-COF-PRO-E54-EXTCEL04-V6 1 | PM03 | 305 | 52W E54 CELL4 Valve Replacement 6.1 | E54 C4 Cell outlet | A | 0190E001 | 2021-10-04 | 2021-09-09 | PHDAVODAMA
0190-030-E26 | 578793 | 0190-COF-PRO-E54-EXTCEL04-V6 1 | PM03 | 305 | 64W E54 CELL4 Actuator replacement V6.1 | E54 C4 Cell outlet | A | 0190E001 | 2021-09-28 | 2021-09-09 | PHDAVODAMA
0190-030-E25 | 578795 | 0190-COF-PRO-E54-EXTCEL04-V6 1 | PM03 | 305 | 52W E54 CELL4 sensor servicing and inspe | E54 C4 Cell outlet | A | 0190E001 |  | 2021-09-09
0190-030-E24 | 543219 | 0190-COF-PRO-E54-EXTCEL04-V6 1 | PM03 | 305 | 12WE54 CELL4 Limit Switch replacement V6 | E54 C4 Cell outlet | A | 0190E001 | 2021-10-04 | 2021-09-09 | PHDAVODAMA
0190-030-E23 | 578157 | 0190-COF-PRO-E54-EXTCEL04-V6 | PM03 | 305 | 40W E54 C4 Valve Replacement V6 | E54 C4 Cell outlet ( Manifold ) | A | 0190E001 | 2021-11-27 | 2021-09-09 | PHDAVODAMA
0190-030-E22 | 578737 | 0190-COF-PRO-E54-EXTCEL04-V6 | PM03 | 305 | 78W E54 CELL4 Pneum. solenoid replacemen | E54 C4 Cell outlet ( Manifold ) | A | 0190E001 | 2021-10-04 | 2021-09-09 | PHDAVODAMA
0190-030-E21 | 578793 | 0190-COF-PRO-E54-EXTCEL04-V6 | PM03 | 305 | 64W E54 CELL4 Actuator replacement V6 | E54 C4 Cell outlet ( Manifold ) | A | 0190E001 | 2021-09-28 | 2021-09-09 | PHDAVODAMA
0190-030-E20 | 578795 | 0190-COF-PRO-E54-EXTCEL04-V6 | PM03 | 305 | 52W E54 CELL4 sensor servicing and inspe | E54 C4 Cell outlet ( Manifold ) | A | 0190E001 |  | 2021-09-09
0190-030-E19 | 578157 | 0190-COF-PRO-E54-EXTCEL04-V5 | PM03 | 305 | 40W E54 C4 Valve Replacement V5 | E54 C4Bypassvalve(mnpltd whn cell s blck | A | 0190E001 | 2021-11-27 | 2021-09-09 | PHDAVODAMA
0190-030-E18 | 578737 | 0190-COF-PRO-E54-EXTCEL04-V5 | PM03 | 305 | 78W E54 CELL4 Pneum. solenoid replacemen | E54 C4Bypassvalve(mnpltd whn cell s blck | A | 0190E001 | 2021-10-04 | 2021-09-09 | PHDAVODAMA
0190-030-E17 | 578793 | 0190-COF-PRO-E54-EXTCEL04-V5 | PM03 | 305 | 64W E54 CELL4 Actuator replacement V5 | E54 C4Bypassvalve(mnpltd whn cell s blck | A | 0190E001 | 2021-09-28 | 2021-09-09 | PHDAVODAMA
0190-030-E16 | 578795 | 0190-COF-PRO-E54-EXTCEL04-V5 | PM03 |  | 52W E54 CELL4 sensor servicing and inspe | E54 C4Bypassvalve(mnpltd whn cell s blck | A | 0190E001 |  | 2021-09-09
0190-030-E15 | 578725 | 0190-COF-PRO-E54-EXTCEL04-V4 1 | PM03 | 305 | 56W E54 C4 Valve Replacement V4.1 | E54 C4 Cell Inlet | A | 0190E001 | 2021-11-17 | 2021-09-05 | PHDAVODAMA
0190-030-E14 | 578737 | 0190-COF-PRO-E54-EXTCEL04-V4 1 | PM03 | 305 | 78W E54 CELL4 Pneum. solenoid replacemen | E54 C4 Cell Inlet | A | 0190E001 | 2021-10-04 | 2021-09-05 | PHDAVODAMA
0190-030-E13 | 578793 | 0190-COF-PRO-E54-EXTCEL04-V4 1 | PM03 | 305 | 64W E54 CELL4 Actuator replacement V4.1 | E54 C4 Cell Inlet | A | 0190E001 | 2021-09-28 | 2021-09-05 | PHDAVODAMA
0190-030-E12 | 578795 | 0190-COF-PRO-E54-EXTCEL04-V4 1 | PM03 | 302 | 52W E54 CELL4 sensor servicing and inspe | E54 C4 Cell Inlet | A | 0190E001 | 2021-09-09 | 2021-09-05 | PHDAVODAMA
0190-030-E11 | 578157 | 0190-COF-PRO-E54-EXTCEL04-V4 | PM03 | 305 | 56W E54 CELL4 Valve Replacement 4 | E54 C4 Cell inlet ( Manifold ) | A | 0190E001 | 2021-10-04 | 2021-09-05 | PHDAVODAMA
0190-030-E10 | 578737 | 0190-COF-PRO-E54-EXTCEL04-V4 | PM03 | 305 | 78W E54 CELL4 Pneum. solenoid replacemen | E54 C4 Cell inlet ( Manifold ) | A | 0190E001 | 2021-10-04 | 2021-09-05 | PHDAVODAMA
0190-030-E09 | 578793 | 0190-COF-PRO-E54-EXTCEL04-V4 | PM03 | 305 | 64W E54 CELL4 Actuator replacement V4 | E54 C4 Cell inlet ( Manifold ) | A | 0190E001 | 2021-09-28 | 2021-09-05 | PHDAVODAMA
0190-030-E08 | 578795 | 0190-COF-PRO-E54-EXTCEL04-V4 | PM03 | 302 | 52W E54 CELL4 sensor servicing and inspe | E54 C4 Cell inlet ( Manifold ) | A | 0190E001 | 2021-09-09 | 2021-09-05 | PHDAVODAMA
0190-030-E07 | 578725 | 0190-COF-PRO-E54-EXTCEL04-V3 | PM03 | 305 | 56W E54 CELL4 Valve Replacement 3 | E54 C4Receiving valve from IPT A | A | 0190E001 | 2021-10-04 | 2021-09-05 | PHDAVODAMA
0190-030-E06 | 578737 | 0190-COF-PRO-E54-EXTCEL04-V3 | PM03 | 305 | 78W E54 CELL4 Pneum. solenoid replacemen | E54 C4Receiving valve from IPT A | A | 0190E001 | 2021-10-04 | 2021-09-05 | PHDAVODAMA
0190-030-E05 | 578793 | 0190-COF-PRO-E54-EXTCEL04-V3 | PM03 | 305 | 64W E54 CELL4 Actuator replacement V3 | E54 C4Receiving valve from IPT A | A | 0190E001 | 2021-09-28 | 2021-09-05 | PHDAVODAMA
0190-030-E04 | 578795 | 0190-COF-PRO-E54-EXTCEL04-V3 | PM03 | 302 | 52W E54 CELL4 sensor servicing and inspe | E54 C4Receiving valve from IPT A | A | 0190E001 | 2021-09-09 | 2021-09-05 | PHDAVODAMA
0190-030-E03 | 578725 | 0190-COF-PRO-E54-EXTCEL04-V24 | PM03 | 305 | 56W E54 CELL4 Valve Replacement 24 | E54C4DrngeInltV24IntrcnctnToCurntMUCHCel | A | 0190E001 | 2021-10-01 | 2021-09-05 | PHDAVODAMA
0190-030-E02 | 578737 | 0190-COF-PRO-E54-EXTCEL04-V24 | PM03 | 305 | 78W E54 CELL4 Pneum. solenoid replacemen | E54C4DrngeInltV24IntrcnctnToCurntMUCHCel | A | 0190E001 | 2021-09-30 | 2021-09-05 | PHDAVODAMA
0190-030-E01 | 578793 | 0190-COF-PRO-E54-EXTCEL04-V24 | PM03 | 305 | 64W E54 CELL4 Actuator replacement V24 | E54C4DrngeInltV24IntrcnctnToCurntMUCHCel | A | 0190E001 | 2021-09-28 | 2021-09-05 | PHDAVODAMA
0190-030-D99 | 578795 | 0190-COF-PRO-E54-EXTCEL04-V24 | PM03 | 302 | 52W E54 CELL4 sensor servicing and inspe | E54C4DrngeInltV24IntrcnctnToCurntMUCHCel | A | 0190E001 | 2021-09-09 | 2021-09-05 | PHDAVODAMA
0190-030-D98 | 578725 | 0190-COF-PRO-E54-EXTCEL04-V23 | PM03 | 305 | 56W E54 CELL4 Valve Replacement 23 | E54 C4DrnageOutlet(InletFromNxtMUCHCell) | A | 0190E001 | 2021-10-01 | 2021-09-05 | PHDAVODAMA
0190-030-D97 | 578737 | 0190-COF-PRO-E54-EXTCEL04-V23 | PM03 | 305 | 78W E54 CELL4 Pneum. solenoid replacemen | E54 C4DrnageOutlet(InletFromNxtMUCHCell) | A | 0190E001 | 2021-10-01 | 2021-09-05 | PHDAVODAMA
0190-030-D96 | 578793 | 0190-COF-PRO-E54-EXTCEL04-V23 | PM03 | 305 | 64W E54 CELL4 Actuator replacement V23 | E54 C4DrnageOutlet(InletFromNxtMUCHCell) | A | 0190E001 | 2021-09-28 | 2021-09-05 | PHDAVODAMA
0190-030-D95 | 578795 | 0190-COF-PRO-E54-EXTCEL04-V23 | PM03 | 302 | 52W E54 CELL4 sensor servicing and inspe | E54 C4DrnageOutlet(InletFromNxtMUCHCell) | A | 0190E001 | 2021-09-09 | 2021-09-05 | PHDAVODAMA
0190-030-D94 | 578737 | 0190-COF-PRO-E54-EXTCEL04-V22 | PM03 | 305 | 78W E54 CELL4 Pneum. solenoid replacemen | E54 C4PrssreRleseInltToIPTA(MUCH Header) | A | 0190E001 | 2021-10-01 | 2021-09-05 | PHDAVODAMA
0190-030-D93 | 578793 | 0190-COF-PRO-E54-EXTCEL04-V22 | PM03 | 305 | 64W E54 CELL4 Actuator replacement V22 | E54 C4PrssreRleseInltToIPTA(MUCH Header) | A | 0190E001 | 2021-09-29 | 2021-09-05 | PHDAVODAMA
0190-030-D92 | 578795 | 0190-COF-PRO-E54-EXTCEL04-V22 | PM03 | 302 | 52W E54 CELL4 sensor servicing and inspe | E54 C4PrssreRleseInltToIPTA(MUCH Header) | A | 0190E001 | 2021-09-09 | 2021-09-05 | PHDAVODAMA
0190-030-D91 | 578725 | 0190-COF-PRO-E54-EXTCEL04-V21 | PM03 | 305 | 20W E54 CELL4 Valve Replacement 21 | E54 C4StmInltToCell(top)ForDrnageV6Line | A | 0190E001 | 2021-10-01 | 2021-09-05 | PHDAVODAMA
0190-030-D90 | 578737 | 0190-COF-PRO-E54-EXTCEL04-V21 | PM03 | 305 | 78W E54 CELL4 Pneum. solenoid replacemen | E54 C4StmInltToCell(top)ForDrnageV6Line | A | 0190E001 | 2021-10-01 | 2021-09-05 | PHDAVODAMA
0190-030-D89 | 578793 | 0190-COF-PRO-E54-EXTCEL04-V21 | PM03 | 305 | 64W E54 CELL4 Actuator replacement V21 | E54 C4StmInltToCell(top)ForDrnageV6Line | A | 0190E001 | 2021-09-29 | 2021-09-05 | PHDAVODAMA
0190-030-D88 | 578795 | 0190-COF-PRO-E54-EXTCEL04-V21 | PM03 | 302 | 52W E54 CELL4 sensor servicing and inspe | E54 C4StmInltToCell(top)ForDrnageV6Line | A | 0190E001 | 2021-09-09 | 2021-09-05 | PHDAVODAMA
0190-030-D87 | 578727 | 0190-COF-PRO-E54-EXTCEL04-V21 | PM03 | 305 | 16W E54 C4 Check valve replacement V21 | E54 C4StmInltToCell(top)ForDrnageV6Line | A | 0190E001 | 2021-09-06 | 2021-09-05 | PHDAVODAMA
0190-030-D86 | 578725 | 0190-COF-PRO-E54-EXTCEL04-V20 21 | PM03 | 305 | 78W E54 CELL4 Pneum. solenoid replacemen | E54 C4 SteamForHydrlyss/Drainage(MUCH) | A | 0190E001 | 2021-09-30 | 2021-09-05 | PHDAVODAMA
0190-030-D85 | 578737 | 0190-COF-PRO-E54-EXTCEL04-V20 21 | PM03 | 305 | 64W E54 C4 Actuator replacement V20/21 | E54 C4 SteamForHydrlyss/Drainage(MUCH) | A | 0190E001 | 2021-11-27 | 2021-09-05 | PHDAVODAMA
0190-030-D84 | 578793 | 0190-COF-PRO-E54-EXTCEL04-V20 21 | PM03 | 302 | 52W E54 CELL4 sensor servicing and inspe | E54 C4 SteamForHydrlyss/Drainage(MUCH) | A | 0190E001 | 2021-09-09 | 2021-09-05 | PHDAVODAMA
0190-030-D83 | 578795 | 0190-COF-PRO-E54-EXTCEL04-V20 21 | PM03 | 305 | 56W E54 CELL4 Valve Replacement V20/21 | E54 C4 SteamForHydrlyss/Drainage(MUCH) | A | 0190E001 | 2021-10-01 | 2021-09-05 | PHDAVODAMA
0190-030-D82 | 578728 | 0190-COF-PRO-E54-EXTCEL04-V20 | PM03 | 305 | 16W E54 C4 Check valve replacement V20 | E54 C4StmInltToCell(bttm)ForHydrlyssV4Ln | A | 0190E001 | 2021-10-04 | 2021-09-05 | PHDAVODAMA
0190-030-D81 | 578725 | 0190-COF-PRO-E54-EXTCEL04-V20 | PM03 | 305 | 16W E54 CELL4 Valve Replacement 20 | E54 C4StmInltToCell(bttm)ForHydrlyssV4Ln | A | 0190E001 |  | 2021-09-05
0190-030-D80 | 578737 | 0190-COF-PRO-E54-EXTCEL04-V20 | PM03 | 305 | 78W E54 CELL4 Pneum. solenoid replacemen | E54 C4StmInltToCell(bttm)ForHydrlyssV4Ln | A | 0190E001 | 2021-10-01 | 2021-09-05 | PHDAVODAMA
0190-030-D79 | 578793 | 0190-COF-PRO-E54-EXTCEL04-V20 | PM03 | 305 | 64W E54 CELL4 Actuator replacement V20 | E54 C4StmInltToCell(bttm)ForHydrlyssV4Ln | A | 0190E001 | 2021-09-29 | 2021-09-05 | PHDAVODAMA
0190-030-D78 | 578795 | 0190-COF-PRO-E54-EXTCEL04-V20 | PM03 | 302 | 52W E54 CELL4 sensor servicing and inspe | E54 C4StmInltToCell(bttm)ForHydrlyssV4Ln | A | 0190E001 | 2021-09-09 | 2021-09-05 | PHDAVODAMA
0190-030-D77 | 578157 | 0190-COF-PRO-E54-EXTCEL04-V2 | PM03 | 305 | 40W E54 C4 Valve Replacement V2 | E54 C4 Ext water inlet valve (ex WTH) | A | 0190E001 | 2021-11-27 | 2021-09-05 | PHDAVODAMA
0190-030-D76 | 578737 | 0190-COF-PRO-E54-EXTCEL04-V2 | PM03 | 305 | 78W E54 CELL4 Pneum. solenoid replacemen | E54 C4 Ext water inlet valve (ex WTH) | A | 0190E001 | 2021-10-01 | 2021-09-05 | PHDAVODAMA
0190-030-D75 | 578793 | 0190-COF-PRO-E54-EXTCEL04-V2 | PM03 | 305 | 64W E54 CELL4 Actuator replacement V2 | E54 C4 Ext water inlet valve (ex WTH) | A | 0190E001 | 2021-09-28 | 2021-09-05 | PHDAVODAMA
0190-030-D74 | 578795 | 0190-COF-PRO-E54-EXTCEL04-V2 | PM03 | 302 | 52W E54 CELL4 sensor servicing and inspe | E54 C4 Ext water inlet valve (ex WTH) | A | 0190E001 | 2021-09-09 | 2021-09-05 | PHDAVODAMA
0190-030-D73 | 578798 | 0190-COF-PRO-E54-EXTCEL04-V13 | PM03 | 305 | 16W E54 C4 Check valve replacement V13 | E54 C4 StmToCellVlve (SaftyTreeToCell) | A | 0190E001 |  | 2021-09-03
0190-030-D72 | 578157 | 0190-COF-PRO-E54-EXTCEL04-V13 | PM03 | 305 | 104W E54 CELL4 Valve Replacement 13 | E54 C4 StmToCellVlve (SaftyTreeToCell) | A | 0190E001 | 2021-09-30 | 2021-09-03 | PHDAVODAMA
0190-030-D71 | 543219 | 0190-COF-PRO-E54-EXTCEL04-V13 | PM03 | 305 | 52W E54 CELL4 Limit Switch replacement V | E54 C4 StmToCellVlve (SaftyTreeToCell) | A | 0190E001 |  | 2021-09-03
0190-030-D70 | 578737 | 0190-COF-PRO-E54-EXTCEL04-V13 | PM03 | 305 | 52W E54 CELL4 Pneum. solenoid replacemen | E54 C4 StmToCellVlve (SaftyTreeToCell) | A | 0190E001 | 2021-09-30 | 2021-09-03 | PHDAVODAMA
0190-030-D69 | 578793 | 0190-COF-PRO-E54-EXTCEL04-V13 | PM03 | 305 | 64W E54 CELL4 Actuator replacement V13 | E54 C4 StmToCellVlve (SaftyTreeToCell) | A | 0190E001 | 2021-09-29 | 2021-09-03 | PHDAVODAMA
0190-030-D68 | 578795 | 0190-COF-PRO-E54-EXTCEL04-V13 | PM03 | 302 | 52W E54 CELL4 sensor servicing and inspe | E54 C4 StmToCellVlve (SaftyTreeToCell) | A | 0190E001 | 2021-09-09 | 2021-09-03 | PHDAVODAMA
0190-030-D67 | 578157 | 0190-COF-PRO-E54-EXTCEL04-V12 | PM03 | 305 | 40W E54 C4 Valve Replacement V12 | E54 C4 StmDrnageValve (V6 LineToCell) | A | 0190E001 | 2021-11-27 | 2021-09-03 | PHDAVODAMA
0190-030-D66 | 578737 | 0190-COF-PRO-E54-EXTCEL04-V12 | PM03 | 305 | 78W E54 CELL4 Pneum. solenoid replacemen | E54 C4 StmDrnageValve (V6 LineToCell) | A | 0190E001 | 2021-09-30 | 2021-09-03 | PHDAVODAMA
0190-030-D65 | 578793 | 0190-COF-PRO-E54-EXTCEL04-V12 | PM03 | 305 | 64W E54 CELL4 Actuator replacement V12 | E54 C4 StmDrnageValve (V6 LineToCell) | A | 0190E001 | 2021-09-28 | 2021-09-03 | PHDAVODAMA
0190-030-D64 | 578795 | 0190-COF-PRO-E54-EXTCEL04-V12 | PM03 | 302 | 52W E54 CELL4 sensor servicing and inspe | E54 C4 StmDrnageValve (V6 LineToCell) | A | 0190E001 | 2021-09-09 | 2021-09-02 | PHDAVODAMA
0190-030-D62 | 578737 | 0190-COF-PRO-E54-EXTCEL04-V10 | PM03 | 305 | 78W E54 CELL4 Pneum. solenoid replacemen | E54 C4 CIPDrainValve frm cll (V4 Line) | A | 0190E001 | 2021-09-30 | 2021-09-02 | PHDAVODAMA
0190-030-D61 | 578793 | 0190-COF-PRO-E54-EXTCEL04-V10 | PM03 | 305 | 64W E54 CELL4 Actuator replacement V10 | E54 C4 CIPDrainValve frm cll (V4 Line) | A | 0190E001 | 2021-09-28 | 2021-09-02 | PHDAVODAMA
0190-030-D60 | 578795 | 0190-COF-PRO-E54-EXTCEL04-V10 | PM03 | 302 | 52W E54 CELL4 sensor servicing and inspe | E54 C4 CIPDrainValve frm cll (V4 Line) | A | 0190E001 | 2021-09-09 | 2021-09-02 | PHDAVODAMA
0190-030-D59 | 578157 | 0190-COF-PRO-E54-EXTCEL04-V1 | PM03 | 305 | 40W E54 C4 Valve Replacement V1 | E54 C4 Communication valve linking 2 cel | A | 0190E001 | 2021-11-27 | 2021-09-02 | PHDAVODAMA
0190-030-D58 | 578737 | 0190-COF-PRO-E54-EXTCEL04-V1 | PM03 | 305 | 78W E54 CELL4 Pneum. solenoid replacemen | E54 C4 Communication valve linking 2 cel | A | 0190E001 | 2021-09-30 | 2021-09-02 | PHDAVODAMA
0190-030-D57 | 578793 | 0190-COF-PRO-E54-EXTCEL04-V1 | PM03 | 305 | 64W E54 CELL4 Actuator replacement V1 | E54 C4 Communication valve linking 2 cel | A | 0190E001 | 2021-09-28 | 2021-09-02 | PHDAVODAMA
0190-030-D56 | 578795 | 0190-COF-PRO-E54-EXTCEL04-V1 | PM03 | 302 | 52W E54 CELL4 sensor servicing and inspe | E54 C4 Communication valve linking 2 cel | A | 0190E001 | 2021-09-09 | 2021-09-02 | PHDAVODAMA
0190-030-D55 | 578762 | 0190-COF-PRO-E54-EXTCEL04-TPLDCVR | PM03 | 305 | 78W E54 CELL4 Block Hyd Replacement Topl | E54 C4 Top Lid Cover | A | 0190E002 | 2021-10-01 | 2021-09-30 | PHDAVODAMA
0190-030-D54 | 578767 | 0190-COF-PRO-E54-EXTCEL04-TPLDCVR | PM03 | 305 | 78WE54 CELL4 P/H Valve Replacement Top | E54 C4 Top Lid Cover | A | 0190E001 | 2021-10-01 | 2021-09-02 | PHDAVODAMA
0190-030-D53 | 543219 | 0190-COF-PRO-E54-EXTCEL04-TPLDCVR | PM03 | 305 | 52WE54 CELL4 Limit Switch replacement To | E54 C4 Top Lid Cover | A | 0190E001 | 2021-10-01 | 2021-09-02 | PHDAVODAMA
0190-030-D52 | 578790 | 0190-COF-PRO-E54-EXTCEL04-TPLDCVR | PM03 | 305 | 104W E54 CELL4 Pressure switch Replaceme | E54 C4 Top Lid Cover | A | 0190E001 |  | 2021-09-02
0190-030-D51 | 578755 | 0190-COF-PRO-E54-EXTCEL04-TPLDCVR | PM03 | 305 | 78WE54 CELL4 Pneum. solenoid replacement | E54 C4 Top Lid Cover | A | 0190E001 | 2021-10-01 | 2021-09-02 | PHDAVODAMA
0190-030-D49 | 578753 | 0190-COF-PRO-E54-EXTCEL04-PEPNEL04 | PM03 |  | 78W E54 cell4 Limit switch replacement | E54 P.E. Panel Cell 04 | A | 0190E002 | 2021-11-12 | 2021-09-02 | PHSONUGAHA1
0190-030-D48 | 578746 | 0190-COF-PRO-E54-EXTCEL04-PEPNEL04 | PM03 | 305 | 104WE54 CELL4 Pneum. Relay valve replace | E54 P.E. Panel Cell 04 | A | 0190E002 | 2021-11-12 | 2021-09-02 | PHSONUGAHA1
0190-030-D47 | 578746 | 0190-COF-PRO-E54-EXTCEL04-PEPNEL04 | PM03 | 305 | 104W E54 CELL4 Pneum. OR GATE replacemen | E54 P.E. Panel Cell 04 | A | 0190E002 | 2021-11-12 | 2021-09-02 | PHSONUGAHA1
0190-030-D46 | 578752 | 0190-COF-PRO-E54-EXTCEL04-LCKRNGLCK | PM03 | 305 | 52W E54 CELL4 Pneum. valve replacement L | E54 C4 Lock Ring Lock | A | 0190E001 |  | 2021-09-02
0190-030-D45 | 578790 | 0190-COF-PRO-E54-EXTCEL04-LCKRNGLCK | PM03 | 305 | 104W E54 CELL4 Pressure switch Replaceme | E54 C4 Lock Ring Lock | A | 0190E001 |  | 2021-09-02
0190-030-D44 | 578757 | 0190-COF-PRO-E54-EXTCEL04-LCKRNGLCK | PM03 | 305 | 52W E54 CELL4 Relief Valve Pressure Repl | E54 C4 Lock Ring Lock | A | 0190E001 |  | 2021-09-02
0190-030-D43 | 578766 | 0190-COF-PRO-E54-EXTCEL04-LCKRNGLCK | PM03 | 305 | 104WE54 CELL4 P/H Valve Replacement lock | E54 C4 Lock Ring Lock | A | 0190E001 | 2021-09-30 | 2021-09-02 | PHDAVODAMA
0190-030-D42 | 543219 | 0190-COF-PRO-E54-EXTCEL04-LCKRNGLCK | PM03 | 305 | 52W E54 CELL4 LimitSwitch replacement lo | E54 C4 Lock Ring Lock | A | 0190E002 | 2021-09-30 | 2021-09-30 | PHDAVODAMA
0190-030-D41 | 578754 | 0190-COF-PRO-E54-EXTCEL04-CLLBDY | PM03 | 305 | 52W E54 CELL4 Pneum. solenoid replacemen | E54 C4 Cell Body | A | 0190E001 |  | 2021-09-02
0190-030-D40 | 578790 | 0190-COF-PRO-E54-EXTCEL04-CLLBDY | PM03 | 305 | 104W E54 CELL4 Pressure switch Replaceme | E54 C4 Cell Body | A | 0190E001 | 2021-09-02 | 2021-09-02 | PHEMBATEAN
0190-030-D39 | 543219 | 0190-COF-PRO-E54-EXTCEL04-CLLBDY | PM03 |  | 52W E54 CELL4 LimitSwitch replacement BF | E54 C4 Cell Body | A | 0190E001 | 2021-09-30 | 2021-09-02 | PHDAVODAMA
0190-030-D37 | 578801 | 0190-COF-PRO-E54-EXTCEL04-CLLBDY | PM03 | 305 | 104W E54 CELL4 Bursting Disc Replacement | E54 C4 Cell Body | A | 0190E001 |  | 2021-09-02
0190-030-D36 | 578799 | 0190-COF-PRO-E54-EXTCEL04-CLLBDY | PM03 | 307 | 52W E54 CELL4 Bursting Disc Inspection | E54 C4 Cell Body | A | 0190E001 | 2021-11-23 | 2021-09-02 | PHDAVODAMA
0190-030-D35 | 578798 | 0190-COF-PRO-E54-EXTCEL04-BDV | PM03 | 305 | 16W E54 C4 Check valve replacement BDV | E54 C4 blowdown Valve | A | 0190E001 | 2021-09-02 | 2021-09-02 | PHEMBATEAN
0190-030-D34 | 578754 | 0190-COF-PRO-E54-EXTCEL04-BDV | PM03 | 305 | 78W E54 CELL4 Pneum.solenoid replacement | E54 C4 blowdown Valve | A | 0190E001 | 2021-09-29 | 2021-09-02 | PHDAVODAMA
0190-030-D33 | 543219 | 0190-COF-PRO-E54-EXTCEL04-BDV | PM03 | 305 | 104W E54 CELL4 Pressure switch Replaceme | E54 C4 blowdown Valve | A | 0190E001 |  | 2021-09-02
0190-030-D32 | 543219 | 0190-COF-PRO-E54-EXTCEL04-BDV | PM03 | 305 | 52W E54 CELL4 Limit Switch replacement | E54 C4 blowdown Valve | A | 0190E001 | 2021-09-29 | 2021-09-02 | PHDAVODAMA
0190-030-D31 | 578768 | 0190-COF-PRO-E54-EXTCEL04-BDV | PM03 | 305 | 104W E54 CELL4 P/H Valve Replacement BDV | E54 C4 blowdown Valve | A | 0190E001 | 2021-09-29 | 2021-09-02 | PHDAVODAMA
0190-030-D29 | 578737 | 0190-COF-PRO-E54-EXTCEL03-VM2 | PM03 | 305 | 78W E54 CELL3 Pneum. solenoid replacemen | E54 C3 Control valve inlet IPT A (MUCH) | A | 0190E002 | 2021-10-04 | 2021-09-01 | PHDAVODAMA
0190-030-D28 | 578725 | 0190-COF-PRO-E54-EXTCEL03-VM2 | PM03 | 305 | 40W E54 C3 Valve Replacement VM2 | E54 C3 Control valve inlet IPT A (MUCH) | A | 0190E001 | 2021-11-27 | 2021-09-01 | PHDAVODAMA
0190-030-D27 | 578793 | 0190-COF-PRO-E54-EXTCEL03-VM2 | PM03 | 305 | 64W E54 CELL3 Actuator replacement VM2 | E54 C3 Control valve inlet IPT A (MUCH) | A | 0190E002 | 2021-09-28 | 2021-09-01 | PHDAVODAMA
0190-030-D26 | 578795 | 0190-COF-PRO-E54-EXTCEL03-VM2 | PM03 | 302 | 52W E54 CELL3 sensor servicing and inspe | E54 C3 Control valve inlet IPT A (MUCH) | A | 0190E002 | 2021-09-09 | 2021-09-01 | PHDAVODAMA
0190-030-D25 | 578793 | 0190-COF-PRO-E54-EXTCEL03-VBDV | PM03 | 305 | 64W E54 CELL3 Actuator replacement VBDV | E54 C3 Steam to blowdown valve | A | 0190E002 | 2021-09-28 | 2021-09-01 | PHDAVODAMA
0190-030-D24 | 578795 | 0190-COF-PRO-E54-EXTCEL03-VBDV | PM03 | 302 | 52W E54 CELL3 sensor servicing and inspe | E54 C3 Steam to blowdown valve | A | 0190E002 | 2021-09-09 | 2021-09-01 | PHDAVODAMA
0190-030-D23 | 578793 | 0190-COF-PRO-E54-EXTCEL03-V9 | PM03 | 305 | 64W E54 CELL3 Actuator replacement V9 | E54 C3 Vent valve of Cell (Safety Tree) | A | 0190E001 | 2021-09-28 | 2021-09-01 | PHDAVODAMA
0190-030-D22 | 578795 | 0190-COF-PRO-E54-EXTCEL03-V9 | PM03 | 302 | 52W E54 CELL3 sensor servicing and inspe | E54 C3 Vent valve of Cell (Safety Tree) | A | 0190E002 | 2021-09-09 | 2021-09-01 | PHDAVODAMA
0190-030-D21 | 543219 | 0190-COF-PRO-E54-EXTCEL03-V9 | PM03 | 305 | 12W E54 C3 Limit Switch replacement V9 | E54 C3 Vent valve of Cell (Safety Tree) | A | 0190E002 | 2021-11-17 | 2021-09-01 | PHDAVODAMA
0190-030-D20 | 578157 | 0190-COF-PRO-E54-EXTCEL03-V8 | PM03 | 305 | 56W E54 CELL3 Valve Replacement 8 | E54 C3 Draw off – to weigh tank | A | 0190E001 | 2021-10-04 | 2021-09-01 | PHDAVODAMA
0190-030-D19 | 578737 | 0190-COF-PRO-E54-EXTCEL03-V8 | PM03 | 305 | 78W E54 CELL3 Pneum. solenoid replacemen | E54 C3 Draw off – to weigh tank | A | 0190E002 | 2021-10-04 | 2021-09-01 | PHDAVODAMA
0190-030-D18 | 578793 | 0190-COF-PRO-E54-EXTCEL03-V8 | PM03 | 305 | 64W E54 CELL3 Actuator replacement V8 | E54 C3 Draw off – to weigh tank | A | 0190E002 | 2021-09-28 | 2021-09-01 | PHDAVODAMA
0190-030-D17 | 578795 | 0190-COF-PRO-E54-EXTCEL03-V8 | PM03 | 302 | 52W E54 CELL3 sensor servicing and inspe | E54 C3 Draw off – to weigh tank | A | 0190E002 | 2021-09-09 | 2021-09-01 | PHDAVODAMA
0190-030-D16 | 578725 | 0190-COF-PRO-E54-EXTCEL03-V7 | PM03 | 305 | 56W E54 CELL3 Valve Replacement 7 | E54 C3 Inlet to IPT A | A | 0190E001 | 2021-10-04 | 2021-09-01 | PHDAVODAMA
0190-030-D15 | 578737 | 0190-COF-PRO-E54-EXTCEL03-V7 | PM03 | 305 | 78W E54 CELL3 Pneum. solenoid replacemen | E54 C3 Inlet to IPT A | A | 0190E002 | 2021-10-04 | 2021-09-01 | PHDAVODAMA
0190-030-D14 | 578793 | 0190-COF-PRO-E54-EXTCEL03-V7 | PM03 | 305 | 64W E54 CELL3 Actuator replacement V7 | E54 C3 Inlet to IPT A | A | 0190E001 | 2021-09-28 | 2021-09-01 | PHDAVODAMA
0190-030-D13 | 578795 | 0190-COF-PRO-E54-EXTCEL03-V7 | PM03 | 302 | 52W E54 CELL3 sensor servicing and inspe | E54 C3 Inlet to IPT A | A | 0190E002 | 2021-09-09 | 2021-09-01 | PHDAVODAMA
0190-030-D12 | 578790 | 0190-COF-PRO-E54-EXTCEL03-V6 1 | PM03 | 305 | 104W E54 Cell 3 Pressure switch Replacem | E54 C3 Cell outlet | A | 0190E002 |  | 2021-09-01
0190-030-D11 | 578157 | 0190-COF-PRO-E54-EXTCEL03-V6 1 | PM03 | 305 | 52W E54 CELL3 Valve Replacement 6.1 | E54 C3 Cell outlet | A | 0190E001 | 2021-10-04 | 2021-09-01 | PHDAVODAMA
0190-030-D10 | 578793 | 0190-COF-PRO-E54-EXTCEL03-V6 1 | PM03 | 305 | 64W E54 CELL3 Actuator replacement V6.1 | E54 C3 Cell outlet | A | 0190E002 | 2021-09-28 | 2021-09-01 | PHDAVODAMA
0190-030-D09 | 578795 | 0190-COF-PRO-E54-EXTCEL03-V6 1 | PM03 | 302 | 52W E54 CELL3 sensor servicing and inspe | E54 C3 Cell outlet | A | 0190E002 | 2021-09-09 | 2021-09-01 | PHDAVODAMA
0190-030-D08 | 543219 | 0190-COF-PRO-E54-EXTCEL03-V6 1 | PM03 | 305 | 12WE54 CELL3 Limit Switch replacement V6 | E54 C3 Cell outlet | A | 0190E002 | 2021-10-04 | 2021-09-01 | PHDAVODAMA
0190-030-D07 | 578157 | 0190-COF-PRO-E54-EXTCEL03-V6 | PM03 | 305 | 40W E54 C3 Valve Replacement V6 | E54 C3 Cell outlet ( Manifold ) | A | 0190E001 | 2021-11-27 | 2021-09-01 | PHDAVODAMA
0190-030-D06 | 578737 | 0190-COF-PRO-E54-EXTCEL03-V6 | PM03 | 305 | 78W E54 CELL3 Pneum. solenoid replacemen | E54 C3 Cell outlet ( Manifold ) | A | 0190E002 | 2021-10-04 | 2021-09-01 | PHDAVODAMA
0190-030-D05 | 578793 | 0190-COF-PRO-E54-EXTCEL03-V6 | PM03 | 305 | 64W E54 CELL3 Actuator replacement V6 | E54 C3 Cell outlet ( Manifold ) | A | 0190E002 | 2021-09-28 | 2021-09-01 | PHDAVODAMA
0190-030-D04 | 578795 | 0190-COF-PRO-E54-EXTCEL03-V6 | PM03 | 302 | 52W E54 CELL3 sensor servicing and inspe | E54 C3 Cell outlet ( Manifold ) | A | 0190E002 | 2021-09-09 | 2021-09-01 | PHDAVODAMA
0190-030-D03 | 578157 | 0190-COF-PRO-E54-EXTCEL03-V5 | PM03 | 305 | 40W E54 C3 Valve Replacement V5 | E54 C3Bypassvalve(mnpltd whn cell s blck | A | 0190E001 | 2021-11-27 | 2021-09-01 | PHDAVODAMA
0190-030-D02 | 578737 | 0190-COF-PRO-E54-EXTCEL03-V5 | PM03 | 305 | 78W E54 CELL3 Pneum. solenoid replacemen | E54 C3Bypassvalve(mnpltd whn cell s blck | A | 0190E002 | 2021-10-04 | 2021-09-01 | PHDAVODAMA
0190-030-D01 | 578793 | 0190-COF-PRO-E54-EXTCEL03-V5 | PM03 | 305 | 64W E54 CELL3 Actuator replacement V5 | E54 C3Bypassvalve(mnpltd whn cell s blck | A | 0190E002 | 2021-09-28 | 2021-09-01 | PHDAVODAMA
0190-030-C99 | 578795 | 0190-COF-PRO-E54-EXTCEL03-V5 | PM03 | 302 | 52W E54 CELL3 sensor servicing and inspe | E54 C3Bypassvalve(mnpltd whn cell s blck | A | 0190E002 | 2021-09-09 | 2021-09-01 | PHDAVODAMA
0190-030-C98 | 578725 | 0190-COF-PRO-E54-EXTCEL03-V4 1 | PM03 | 305 | 56W E54 C3 Valve Replacement V4.1 | E54 C3 Cell Inlet | A | 0190E001 | 2021-11-17 | 2021-09-01 | PHDAVODAMA
0190-030-C97 | 578737 | 0190-COF-PRO-E54-EXTCEL03-V4 1 | PM03 | 305 | 78W E54 CELL3 Pneum. solenoid replacemen | E54 C3 Cell Inlet | A | 0190E002 | 2021-10-04 | 2021-09-01 | PHDAVODAMA
0190-030-C96 | 578793 | 0190-COF-PRO-E54-EXTCEL03-V4 1 | PM03 | 305 | 64W E54 CELL3 Actuator replacement V4.1 | E54 C3 Cell Inlet | A | 0190E002 | 2021-09-28 | 2021-09-01 | PHDAVODAMA
0190-030-C95 | 578795 | 0190-COF-PRO-E54-EXTCEL03-V4 1 | PM03 | 302 | 52W E54 CELL3 sensor servicing and inspe | E54 C3 Cell Inlet | A | 0190E002 | 2021-09-09 | 2021-09-01 | PHDAVODAMA
0190-030-C94 | 578725 | 0190-COF-PRO-E54-EXTCEL03-V4 | PM03 | 305 | 56W E54 CELL3 Valve Replacement 4 | E54 C3 Cell inlet ( Manifold ) | A | 0190E001 | 2021-10-04 | 2021-09-01 | PHDAVODAMA
0190-030-C93 | 578737 | 0190-COF-PRO-E54-EXTCEL03-V4 | PM03 | 305 | 78W E54 CELL3 Pneum. solenoid replacemen | E54 C3 Cell inlet ( Manifold ) | A | 0190E002 | 2021-10-04 | 2021-09-01 | PHDAVODAMA
0190-030-C92 | 578793 | 0190-COF-PRO-E54-EXTCEL03-V4 | PM03 | 305 | 64W E54 CELL3 Actuator replacement V4 | E54 C3 Cell inlet ( Manifold ) | A | 0190E002 | 2021-09-28 | 2021-09-01 | PHDAVODAMA
0190-030-C91 | 578795 | 0190-COF-PRO-E54-EXTCEL03-V4 | PM03 | 302 | 52W E54 CELL3 sensor servicing and inspe | E54 C3 Cell inlet ( Manifold ) | A | 0190E002 | 2021-09-09 | 2021-09-01 | PHDAVODAMA
0190-030-C90 | 578157 | 0190-COF-PRO-E54-EXTCEL03-V3 | PM03 | 305 | 56W E54 CELL3 Valve Replacement 3 | E54 C3Receiving valve from IPT A | A | 0190E001 | 2021-10-04 | 2021-09-01 | PHDAVODAMA
0190-030-C89 | 578737 | 0190-COF-PRO-E54-EXTCEL03-V3 | PM03 | 305 | 78W E54 CELL3 Pneum. solenoid replacemen | E54 C3Receiving valve from IPT A | A | 0190E002 | 2021-10-04 | 2021-09-01 | PHDAVODAMA
0190-030-C88 | 578793 | 0190-COF-PRO-E54-EXTCEL03-V3 | PM03 | 305 | 64W E54 CELL3 Actuator replacement V3 | E54 C3Receiving valve from IPT A | A | 0190E002 | 2021-09-28 | 2021-09-01 | PHDAVODAMA
0190-030-C87 | 578795 | 0190-COF-PRO-E54-EXTCEL03-V3 | PM03 | 302 | 52W E54 CELL3 sensor servicing and inspe | E54 C3Receiving valve from IPT A | A | 0190E002 | 2021-09-09 | 2021-09-01 | PHDAVODAMA
0190-030-C86 | 578725 | 0190-COF-PRO-E54-EXTCEL03-V24 | PM03 | 305 | 56W E54 CELL3 Valve Replacement 24 | E54C3DrngeInltV24IntrcnctnToCurntMUCHCel | A | 0190E001 | 2021-10-01 | 2021-09-01 | PHDAVODAMA
0190-030-C85 | 578737 | 0190-COF-PRO-E54-EXTCEL03-V24 | PM03 | 305 | 78W E54 CELL3 Pneum. solenoid replacemen | E54C3DrngeInltV24IntrcnctnToCurntMUCHCel | A | 0190E002 | 2021-10-01 | 2021-09-01 | PHDAVODAMA
0190-030-C84 | 578793 | 0190-COF-PRO-E54-EXTCEL03-V24 | PM03 | 305 | 64W E54 CELL3 Actuator replacement V24 | E54C3DrngeInltV24IntrcnctnToCurntMUCHCel | A | 0190E002 | 2021-09-28 | 2021-09-01 | PHDAVODAMA
0190-030-C83 | 578795 | 0190-COF-PRO-E54-EXTCEL03-V24 | PM03 | 302 | 52W E54 CELL3 sensor servicing and inspe | E54C3DrngeInltV24IntrcnctnToCurntMUCHCel | A | 0190E002 | 2021-09-09 | 2021-09-01 | PHDAVODAMA
0190-030-C82 | 578725 | 0190-COF-PRO-E54-EXTCEL03-V23 | PM03 | 305 | 56W E54 CELL3 Valve Replacement 23 | E54 C3DrnageOutlet(InletFromNxtMUCHCell) | A | 0190E001 | 2021-10-01 | 2021-09-01 | PHDAVODAMA
0190-030-C81 | 578737 | 0190-COF-PRO-E54-EXTCEL03-V23 | PM03 | 305 | 78W E54 CELL3 Pneum. solenoid replacemen | E54 C3DrnageOutlet(InletFromNxtMUCHCell) | A | 0190E002 | 2021-10-01 | 2021-09-01 | PHDAVODAMA
0190-030-C80 | 578793 | 0190-COF-PRO-E54-EXTCEL03-V23 | PM03 |  | 64W E54 CELL3 Actuator replacement V23 | E54 C3DrnageOutlet(InletFromNxtMUCHCell) | A | 0190E002 | 2021-09-28 | 2021-09-01 | PHDAVODAMA
0190-030-C79 | 578795 | 0190-COF-PRO-E54-EXTCEL03-V23 | PM03 | 302 | 52W E54 CELL3 sensor servicing and inspe | E54 C3DrnageOutlet(InletFromNxtMUCHCell) | A | 0190E002 | 2021-09-09 | 2021-09-01 | PHDAVODAMA
0190-030-C78 | 578737 | 0190-COF-PRO-E54-EXTCEL03-V22 | PM03 | 305 | 78W E54 CELL3 Pneum. solenoid replacemen | E54 C3PrssreRleseInltToIPTA(MUCH Header) | A | 0190E002 | 2021-10-01 | 2021-09-01 | PHDAVODAMA
0190-030-C77 | 578793 | 0190-COF-PRO-E54-EXTCEL03-V22 | PM03 | 305 | 64W E54 CELL3 Actuator replacement V22 | E54 C3PrssreRleseInltToIPTA(MUCH Header) | A | 0190E002 | 2021-09-28 | 2021-09-01 | PHDAVODAMA
0190-030-C76 | 578795 | 0190-COF-PRO-E54-EXTCEL03-V22 | PM03 | 302 | 52W E54 CELL3 sensor servicing and inspe | E54 C3PrssreRleseInltToIPTA(MUCH Header) | A | 0190E002 | 2021-09-09 | 2021-09-01 | PHDAVODAMA
0190-030-C75 | 578725 | 0190-COF-PRO-E54-EXTCEL03-V21 | PM03 | 305 | 20W E54 CELL3 Valve Replacement 21 | E54 C3StmInltToCell(top)ForDrnageV6Line | A | 0190E001 | 2021-11-15 | 2021-09-01 | PHDAVODAMA
0190-030-C75 | 581044 | 0190-COF-PRO-E54-EXTCEL03-V21 | PM02 | 205 | 20W E54 CELL3 Valve Replacement 21 | E54 C3StmInltToCell(top)ForDrnageV6Line | A | 0190E001 |  | 2021-11-15
0190-030-C74 | 578737 | 0190-COF-PRO-E54-EXTCEL03-V21 | PM03 | 305 | 78W E54 CELL3 Pneum. solenoid replacemen | E54 C3StmInltToCell(top)ForDrnageV6Line | A | 0190E002 | 2021-10-01 | 2021-09-01 | PHDAVODAMA
0190-030-C73 | 578793 | 0190-COF-PRO-E54-EXTCEL03-V21 | PM03 | 305 | 64W E54 CELL3 Actuator replacement V21 | E54 C3StmInltToCell(top)ForDrnageV6Line | A | 0190E002 | 2021-09-28 | 2021-09-01 | PHDAVODAMA
0190-030-C72 | 578795 | 0190-COF-PRO-E54-EXTCEL03-V21 | PM03 | 302 | 52W E54 CELL3 sensor servicing and inspe | E54 C3StmInltToCell(top)ForDrnageV6Line | A | 0190E002 | 2021-09-09 | 2021-09-01 | PHDAVODAMA
0190-030-C71 | 578727 | 0190-COF-PRO-E54-EXTCEL03-V21 | PM03 | 305 | 16W E54 C3 Check valve replacement V21 | E54 C3StmInltToCell(top)ForDrnageV6Line | A | 0190E001 |  | 2021-09-01
0190-030-C70 | 578737 | 0190-COF-PRO-E54-EXTCEL03-V20 21 | PM03 | 305 | 78W E54 CELL3 Pneum. solenoid replacemen | E54 C3 SteamForHydrlyss/Drainage(MUCH) | A | 0190E002 | 2021-09-30 | 2021-09-01 | PHDAVODAMA
0190-030-C69 | 578793 | 0190-COF-PRO-E54-EXTCEL03-V20 21 | PM03 | 305 | 64W E54 C3 Actuator replacement V20/21 | E54 C3 SteamForHydrlyss/Drainage(MUCH) | A | 0190E001 | 2021-11-27 | 2021-09-01 | PHDAVODAMA
0190-030-C68 | 578795 | 0190-COF-PRO-E54-EXTCEL03-V20 21 | PM03 | 302 | 52W E54 CELL3 sensor servicing and inspe | E54 C3 SteamForHydrlyss/Drainage(MUCH) | A | 0190E002 | 2021-09-09 | 2021-09-01 | PHDAVODAMA
0190-030-C67 | 578725 | 0190-COF-PRO-E54-EXTCEL03-V20 21 | PM03 | 305 | 56W E54 CELL3 Valve Replacement V20/21 | E54 C3 SteamForHydrlyss/Drainage(MUCH) | A | 0190E001 | 2021-10-01 | 2021-09-01 | PHDAVODAMA
0190-030-C66 | 578728 | 0190-COF-PRO-E54-EXTCEL03-V20 | PM03 | 305 | 16W E54 C3 Check valve replacement V20 | E54 C3StmInltToCell(bttm)ForHydrlyssV4Ln | A | 0190E001 | 2021-11-22 | 2021-09-01 | PHDAVODAMA
0190-030-C65 | 578725 | 0190-COF-PRO-E54-EXTCEL03-V20 | PM03 | 305 | 16W E54 CELL3 Valve Replacement 20 | E54 C3StmInltToCell(bttm)ForHydrlyssV4Ln | A | 0190E001 |  | 2021-09-06
0190-030-C64 | 578737 | 0190-COF-PRO-E54-EXTCEL03-V20 | PM03 | 305 | 78W E54 CELL3 Pneum. solenoid replacemen | E54 C3StmInltToCell(bttm)ForHydrlyssV4Ln | A | 0190E002 | 2021-10-01 | 2021-09-01 | PHDAVODAMA
0190-030-C63 | 578793 | 0190-COF-PRO-E54-EXTCEL03-V20 | PM03 | 305 | 64W E54 CELL3 Actuator replacement V20 | E54 C3StmInltToCell(bttm)ForHydrlyssV4Ln | A | 0190E002 | 2021-09-28 | 2021-09-01 | PHDAVODAMA
0190-030-C62 | 578795 | 0190-COF-PRO-E54-EXTCEL03-V20 | PM03 | 302 | 52W E54 CELL3 sensor servicing and inspe | E54 C3StmInltToCell(bttm)ForHydrlyssV4Ln | A | 0190E002 | 2021-09-09 | 2021-09-01 | PHDAVODAMA
0190-030-C61 | 578157 | 0190-COF-PRO-E54-EXTCEL03-V2 | PM03 | 305 | 40W E54 C3 Valve Replacement V2 | E54 C3 Ext water inlet valve (ex WTH) | A | 0190E001 | 2021-11-27 | 2021-09-01 | PHDAVODAMA
0190-030-C60 | 578737 | 0190-COF-PRO-E54-EXTCEL03-V2 | PM03 | 305 | 78W E54 CELL3 Pneum. solenoid replacemen | E54 C3 Ext water inlet valve (ex WTH) | A | 0190E002 | 2021-10-01 | 2021-09-01 | PHDAVODAMA
0190-030-C59 | 578793 | 0190-COF-PRO-E54-EXTCEL03-V2 | PM03 | 305 | 64W E54 CELL3 Actuator replacement V2 | E54 C3 Ext water inlet valve (ex WTH) | A | 0190E002 | 2021-09-28 | 2021-09-01 | PHDAVODAMA
0190-030-C58 | 578795 | 0190-COF-PRO-E54-EXTCEL03-V2 | PM03 | 302 | 52W E54 CELL3 sensor servicing and inspe | E54 C3 Ext water inlet valve (ex WTH) | A | 0190E002 | 2021-09-09 | 2021-09-01 | PHDAVODAMA
0190-030-C57 | 578798 | 0190-COF-PRO-E54-EXTCEL03-V13 | PM03 | 305 | 16W E54 C3 Check valve replacement V13 | E54 C3 StmToCellVlve (SaftyTreeToCell) | A | 0190E001 | 2021-11-17 | 2021-09-01 | PHDAVODAMA
0190-030-C56 | 578788 | 0190-COF-PRO-E54-EXTCEL03-V13 | PM03 | 305 | 104W E54 CELL3 Valve Replacement 13 | E54 C3 StmToCellVlve (SaftyTreeToCell) | A | 0190E001 | 2021-09-30 | 2021-09-01 | PHDAVODAMA
0190-030-C55 | 543219 | 0190-COF-PRO-E54-EXTCEL03-V13 | PM03 | 305 | 52W E54 CELL3 Limit Switch replacement V | E54 C3 StmToCellVlve (SaftyTreeToCell) | A | 0190E002 |  | 2021-09-01
0190-030-C54 | 578737 | 0190-COF-PRO-E54-EXTCEL03-V13 | PM03 | 305 | 78W E54 CELL3 Pneum. solenoid replacemen | E54 C3 StmToCellVlve (SaftyTreeToCell) | A | 0190E002 | 2021-09-30 | 2021-09-01 | PHDAVODAMA
0190-030-C53 | 578793 | 0190-COF-PRO-E54-EXTCEL03-V13 | PM03 | 305 | 64W E54 CELL3 Actuator replacement V13 | E54 C3 StmToCellVlve (SaftyTreeToCell) | A | 0190E002 | 2021-09-28 | 2021-09-01 | PHDAVODAMA
0190-030-C52 | 578795 | 0190-COF-PRO-E54-EXTCEL03-V13 | PM03 | 302 | 52W E54 CELL3 sensor servicing and inspe | E54 C3 StmToCellVlve (SaftyTreeToCell) | A | 0190E002 | 2021-09-09 | 2021-09-01 | PHDAVODAMA
0190-030-C51 | 578157 | 0190-COF-PRO-E54-EXTCEL03-V12 | PM03 | 305 | 40W E54 C3 Valve Replacement V12 | E54 C3 StmDrnageValve (V6 LineToCell) | A | 0190E001 | 2021-11-27 | 2021-09-01 | PHDAVODAMA
0190-030-C50 | 578737 | 0190-COF-PRO-E54-EXTCEL03-V12 | PM03 | 305 | 78W E54 CELL3 Pneum. solenoid replacemen | E54 C3 StmDrnageValve (V6 LineToCell) | A | 0190E002 | 2021-09-30 | 2021-09-01 | PHDAVODAMA
0190-030-C49 | 578793 | 0190-COF-PRO-E54-EXTCEL03-V12 | PM03 | 305 | 64W E54 CELL3 Actuator replacement V12 | E54 C3 StmDrnageValve (V6 LineToCell) | A | 0190E002 | 2021-09-28 | 2021-09-01 | PHDAVODAMA
0190-030-C48 | 578795 | 0190-COF-PRO-E54-EXTCEL03-V12 | PM03 | 302 | 52W E54 CELL3 sensor servicing and inspe | E54 C3 StmDrnageValve (V6 LineToCell) | A | 0190E002 | 2021-09-09 | 2021-09-01 | PHDAVODAMA
0190-030-C47 | 578157 | 0190-COF-PRO-E54-EXTCEL03-V10 | PM03 | 305 | 52W E54 CELL3 Valve Replacement 10 | E54 C3 CIPDrainValve frm cll (V4 Line) | A | 0190E001 |  | 2021-09-01
0190-030-C46 | 578737 | 0190-COF-PRO-E54-EXTCEL03-V10 | PM03 | 305 | 78W E54 CELL3 Pneum. solenoid replacemen | E54 C3 CIPDrainValve frm cll (V4 Line) | A | 0190E002 | 2021-09-30 | 2021-09-01 | PHDAVODAMA
0190-030-C45 | 578793 | 0190-COF-PRO-E54-EXTCEL03-V10 | PM03 | 305 | 64W E54 CELL3 Actuator replacement V10 | E54 C3 CIPDrainValve frm cll (V4 Line) | A | 0190E002 | 2021-09-28 | 2021-09-01 | PHDAVODAMA
0190-030-C44 | 578795 | 0190-COF-PRO-E54-EXTCEL03-V10 | PM03 | 302 | 52W E54 CELL3 sensor servicing and inspe | E54 C3 CIPDrainValve frm cll (V4 Line) | A | 0190E002 | 2021-09-09 | 2021-09-01 | PHDAVODAMA
0190-030-C43 | 578157 | 0190-COF-PRO-E54-EXTCEL03-V1 | PM03 | 305 | 40W E54 C3 Valve Replacement V1 | E54 C3 Communication valve linking 2 cel | A | 0190E001 | 2021-11-27 | 2021-09-01 | PHDAVODAMA
0190-030-C42 | 578737 | 0190-COF-PRO-E54-EXTCEL03-V1 | PM03 | 305 | 78W E54 CELL3 Pneum. solenoid replacemen | E54 C3 Communication valve linking 2 cel | A | 0190E002 | 2021-09-30 | 2021-09-01 | PHDAVODAMA
0190-030-C41 | 578793 | 0190-COF-PRO-E54-EXTCEL03-V1 | PM03 | 305 | 64W E54 CELL3 Actuator replacement V1 | E54 C3 Communication valve linking 2 cel | A | 0190E002 | 2021-09-28 | 2021-09-01 | PHDAVODAMA
0190-030-C40 | 578795 | 0190-COF-PRO-E54-EXTCEL03-V1 | PM03 | 302 | 52W E54 CELL3 sensor servicing and inspe | E54 C3 Communication valve linking 2 cel | A | 0190E002 | 2021-09-09 | 2021-09-01 | PHDAVODAMA
0190-030-C39 | 578762 | 0190-COF-PRO-E54-EXTCEL03-TPLDCVR | PM03 | 305 | 78W E54 Cell3 Block Hyd Replacement Topl | E54 C3 Top Lid Cover | A | 0190E002 | 2021-10-01 | 2021-09-01 | PHDAVODAMA
0190-030-C38 | 578767 | 0190-COF-PRO-E54-EXTCEL03-TPLDCVR | PM03 | 305 | 78WE54 CELL3 P/H Valve Replacement Top | E54 C3 Top Lid Cover | A | 0190E002 | 2021-10-01 | 2021-09-01 | PHDAVODAMA
0190-030-C37 | 543219 | 0190-COF-PRO-E54-EXTCEL03-TPLDCVR | PM03 | 305 | 52WE54 CELL3 Limit Switch replacement To | E54 C3 Top Lid Cover | A | 0190E002 | 2021-10-01 | 2021-09-01 | PHDAVODAMA
0190-030-C36 | 578790 | 0190-COF-PRO-E54-EXTCEL03-TPLDCVR | PM03 | 305 | 104W E54 Cell 3 Pressure switch Replace | E54 C3 Top Lid Cover | A | 0190E002 |  | 2021-09-01
0190-030-C35 | 578755 | 0190-COF-PRO-E54-EXTCEL03-TPLDCVR | PM03 | 305 | 78WE54 CELL3 Pneum. solenoid replacement | E54 C3 Top Lid Cover | A | 0190E002 | 2021-10-01 | 2021-09-01 | PHDAVODAMA
0190-030-C33 | 578753 | 0190-COF-PRO-E54-EXTCEL03-PEPNEL03 | PM03 | 305 | 78W E54 cell3 Limit switch replacement | E54 P.E. Panel Cell 03 | A | 0190E002 | 2021-11-12 | 2021-09-01 | PHSONUGAHA1
0190-030-C32 | 578746 | 0190-COF-PRO-E54-EXTCEL03-PEPNEL03 | PM03 | 305 | 104WE54 CELL3 Pneum. Relay valve replace | E54 P.E. Panel Cell 03 | A | 0190E002 | 2021-11-12 | 2021-09-01 | PHSONUGAHA1
0190-030-C31 | 578746 | 0190-COF-PRO-E54-EXTCEL03-PEPNEL03 | PM03 | 305 | 104W E54 CELL3 Pneum. OR GATE replacemen | E54 P.E. Panel Cell 03 | A | 0190E002 | 2021-11-12 | 2021-09-01 | PHSONUGAHA1
0190-030-C30 | 578752 | 0190-COF-PRO-E54-EXTCEL03-LCKRNGLCK | PM03 | 305 | 52W E54 CELL3 Pneum. valve replacement L | E54 C3 Lock Ring Lock | A | 0190E002 |  | 2021-09-01
0190-030-C29 | 578790 | 0190-COF-PRO-E54-EXTCEL03-LCKRNGLCK | PM03 | 305 | 104W E54 CELL3Pressure switch Replacemen | E54 C3 Lock Ring Lock | A | 0190E002 |  | 2021-09-01
0190-030-C28 | 578757 | 0190-COF-PRO-E54-EXTCEL03-LCKRNGLCK | PM03 | 305 | 52W E54 CELL3 Relief Valve Pressure Repl | E54 C3 Lock Ring Lock | A | 0190E002 |  | 2021-09-01
0190-030-C27 | 578766 | 0190-COF-PRO-E54-EXTCEL03-LCKRNGLCK | PM03 | 305 | 104WE54 CELL3 P/H Valve Replacement lock | E54 C3 Lock Ring Lock | A | 0190E002 | 2021-09-30 | 2021-09-01 | PHDAVODAMA
0190-030-C26 | 543219 | 0190-COF-PRO-E54-EXTCEL03-LCKRNGLCK | PM03 | 305 | 52W E54 CELL3 LimitSwitch replacement lo | E54 C3 Lock Ring Lock | A | 0190E002 | 2021-09-30 | 2021-09-01 | PHDAVODAMA
0190-030-C25 | 578754 | 0190-COF-PRO-E54-EXTCEL03-CLLBDY | PM03 | 305 | 52W E54 CELL3 Pneum. solenoid replacemen | E54 C3 Cell Body | A | 0190E002 |  | 2021-09-01
0190-030-C24 | 578790 | 0190-COF-PRO-E54-EXTCEL03-CLLBDY | PM03 | 305 | 104W E54 Cell 3 Pressure switch Replacem | E54 C3 Cell Body | A | 0190E002 |  | 2021-09-01
0190-030-C23 | 543219 | 0190-COF-PRO-E54-EXTCEL03-CLLBDY | PM03 | 305 | 52W E54 CELL3 LimitSwitch replacement BF | E54 C3 Cell Body | A | 0190E002 | 2021-09-30 | 2021-09-01 | PHDAVODAMA
0190-030-C21 | 578801 | 0190-COF-PRO-E54-EXTCEL03-CLLBDY | PM03 | 305 | 104W E54 CELL3 Bursting Disc Replacement | E54 C3 Cell Body | A | 0190E001 |  | 2021-09-01
0190-030-C20 | 578799 | 0190-COF-PRO-E54-EXTCEL03-CLLBDY | PM03 | 307 | 52W E54 Cell 3 Bursting Disc Inspection | E54 C3 Cell Body | A | 0190E002 | 2021-11-23 | 2021-09-01 | PHDAVODAMA
0190-030-C19 | 578798 | 0190-COF-PRO-E54-EXTCEL03-BDV | PM03 | 305 | 16W E54 C3 Check valve replacement BDV | E54 C3 blowdown Valve | A | 0190E001 |  | 2021-09-01
0190-030-C18 | 578754 | 0190-COF-PRO-E54-EXTCEL03-BDV | PM03 | 305 | 78W E54 CELL3 Pneum.solenoid replacement | E54 C3 blowdown Valve | A | 0190E002 | 2021-09-29 | 2021-09-01 | PHDAVODAMA
0190-030-C17 | 578790 | 0190-COF-PRO-E54-EXTCEL03-BDV | PM03 | 305 | 104W E54 CELL3 Pressure switch Replaceme | E54 C3 blowdown Valve | A | 0190E002 |  | 2021-09-01
0190-030-C16 | 543219 | 0190-COF-PRO-E54-EXTCEL03-BDV | PM03 | 305 | 52W E54 CELL3 Limit Switch replacement | E54 C3 blowdown Valve | A | 0190E002 | 2021-09-29 | 2021-09-01 | PHDAVODAMA
0190-030-C15 | 578768 | 0190-COF-PRO-E54-EXTCEL03-BDV | PM03 | 305 | 104W E54 CELL3 P/H Valve Replacement BDV | E54 C3 blowdown Valve | A | 0190E002 | 2021-09-29 | 2021-09-01 | PHDAVODAMA
0190-030-C12 | 578725 | 0190-COF-PRO-E54-EXTCEL02-VM2 | PM03 | 305 | 40W E54 C2 Valve Replacement VM2 | E54 C2 Control valve inlet IPT A (MUCH) | A | 0190E001 | 2021-11-27 | 2021-09-01 | PHDAVODAMA
0190-030-C11 | 578793 | 0190-COF-PRO-E54-EXTCEL02-VM2 | PM03 | 305 | 64W E54 CELL2 Actuator replacement VM2 | E54 C2 Control valve inlet IPT A (MUCH) | A | 0190E002 | 2021-09-28 | 2021-09-01 | PHDAVODAMA
0190-030-C09 | 578793 | 0190-COF-PRO-E54-EXTCEL02-VBDV | PM03 | 305 | 64W E54 CELL2 Actuator replacement VBDV | E54 C2 Steam to blowdown valve | A | 0190E002 | 2021-09-28 | 2021-09-01 | PHDAVODAMA
0190-030-C07 | 578793 | 0190-COF-PRO-E54-EXTCEL02-V9 | PM03 | 305 | 64W E54 CELL2 Actuator replacement V9 | E54 C2 Vent valve of Cell (Safety Tree) | A | 0190E002 | 2021-09-28 | 2021-09-01 | PHDAVODAMA
0190-030-C05 | 543219 | 0190-COF-PRO-E54-EXTCEL02-V9 | PM03 | 305 | 12W E54 C2 Limit Switch replacement V9 | E54 C2 Vent valve of Cell (Safety Tree) | A | 0190E002 | 2021-11-17 | 2021-09-01 | PHDAVODAMA
0190-030-C04 | 578157 | 0190-COF-PRO-E54-EXTCEL02-V8 | PM03 | 305 | 56W E54 CELL2 Valve Replacement 8 | E54 C2 Draw off – to weigh tank | A | 0190E001 | 2021-10-04 | 2021-09-01 | PHDAVODAMA
0190-030-C03 | 578737 | 0190-COF-PRO-E54-EXTCEL02-V8 | PM03 | 305 | 78W E54 CELL2 Pneum. solenoid replacemen | E54 C2 Draw off – to weigh tank | A | 0190E002 | 2021-10-04 | 2021-09-01 | PHDAVODAMA
0190-030-C02 | 578793 | 0190-COF-PRO-E54-EXTCEL02-V8 | PM03 | 305 | 64W E54 CELL2 Actuator replacement V8 | E54 C2 Draw off – to weigh tank | A | 0190E002 | 2021-09-28 | 2021-09-01 | PHDAVODAMA
0190-030-B99 | 578725 | 0190-COF-PRO-E54-EXTCEL02-V7 | PM03 | 305 | 56W E54 CELL2 Valve Replacement 7 | E54 C2 Inlet to IPT A | A | 0190E001 | 2021-10-04 | 2021-09-01 | PHDAVODAMA
0190-030-B98 | 578737 | 0190-COF-PRO-E54-EXTCEL02-V7 | PM03 | 305 | 78W E54 CELL2 Pneum. solenoid replacemen | E54 C2 Inlet to IPT A | A | 0190E002 | 2021-10-04 | 2021-09-01 | PHDAVODAMA
0190-030-B97 | 578793 | 0190-COF-PRO-E54-EXTCEL02-V7 | PM03 | 305 | 64W E54 CELL2 Actuator replacement V7 | E54 C2 Inlet to IPT A | A | 0190E002 | 2021-09-28 | 2021-09-01 | PHDAVODAMA
0190-030-B94 | 578157 | 0190-COF-PRO-E54-EXTCEL02-V6 1 | PM03 | 305 | 52W E54 CELL2 Valve Replacement 6.1 | E54 C2 Cell outlet | A | 0190E001 | 2021-10-04 | 2021-09-01 | PHDAVODAMA
0190-030-B93 | 578793 | 0190-COF-PRO-E54-EXTCEL02-V6 1 | PM03 | 305 | 64W E54 CELL2 Actuator replacement V6.1 | E54 C2 Cell outlet | A | 0190E002 | 2021-09-28 | 2021-09-01 | PHDAVODAMA
0190-030-B91 | 543219 | 0190-COF-PRO-E54-EXTCEL02-V6 1 | PM03 | 305 | 8W E54 CELL2 Limit Switch replacement V6 | E54 C2 Cell outlet | A | 0190E002 |  | 2021-09-01
0190-030-B90 | 578157 | 0190-COF-PRO-E54-EXTCEL02-V6 | PM03 | 305 | 40W E54 C2 Valve Replacement V6 | E54 C2 Cell outlet ( Manifold ) | A | 0190E001 | 2021-11-27 | 2021-09-01 | PHDAVODAMA
0190-030-B89 | 578737 | 0190-COF-PRO-E54-EXTCEL02-V6 | PM03 | 305 | 78W E54 CELL2 Pneum. solenoid replacemen | E54 C2 Cell outlet ( Manifold ) | A | 0190E002 | 2021-10-04 | 2021-09-01 | PHDAVODAMA
0190-030-B88 | 578793 | 0190-COF-PRO-E54-EXTCEL02-V6 | PM03 | 305 | 64W E54 CELL2 Actuator replacement V6 | E54 C2 Cell outlet ( Manifold ) | A | 0190E002 | 2021-09-28 | 2021-09-01 | PHDAVODAMA
0190-030-B86 | 578157 | 0190-COF-PRO-E54-EXTCEL02-V5 | PM03 | 305 | 40W E54 C2 Valve Replacement V5 | E54 C2Bypassvalve(mnpltd whn cell s blck | A | 0190E001 | 2021-11-27 | 2021-09-01 | PHDAVODAMA
0190-030-B85 | 578737 | 0190-COF-PRO-E54-EXTCEL02-V5 | PM03 | 305 | 78W E54 CELL2 Pneum. solenoid replacemen | E54 C2Bypassvalve(mnpltd whn cell s blck | A | 0190E002 | 2021-10-04 | 2021-09-01 | PHDAVODAMA
0190-030-B82 | 578725 | 0190-COF-PRO-E54-EXTCEL02-V4 1 | PM03 | 305 | 56W E54 C2 Valve Replacement V4.1 | E54 C2 Cell Inlet | A | 0190E001 | 2021-11-17 | 2021-09-01 | PHDAVODAMA
0190-030-B81 | 578737 | 0190-COF-PRO-E54-EXTCEL02-V4 1 | PM03 | 305 | 78W E54 CELL2 Pneum. solenoid replacemen | E54 C2 Cell Inlet | A | 0190E002 | 2021-10-04 | 2021-09-01 | PHDAVODAMA
0190-030-B80 | 578793 | 0190-COF-PRO-E54-EXTCEL02-V4 1 | PM03 | 305 | 64W E54 CELL2 Actuator replacement V4.1 | E54 C2 Cell Inlet | A | 0190E002 | 2021-09-28 | 2021-09-01 | PHDAVODAMA
0190-030-B78 | 578157 | 0190-COF-PRO-E54-EXTCEL02-V4 | PM03 | 305 | 56W E54 CELL2 Valve Replacement 4 | E54 C2 Cell inlet ( Manifold ) | A | 0190E001 | 2021-10-04 | 2021-09-01 | PHDAVODAMA
0190-030-B77 | 578737 | 0190-COF-PRO-E54-EXTCEL02-V4 | PM03 | 305 | 78W E54 CELL2 Pneum. solenoid replacemen | E54 C2 Cell inlet ( Manifold ) | A | 0190E002 | 2021-10-04 | 2021-09-01 | PHDAVODAMA
0190-030-B76 | 578793 | 0190-COF-PRO-E54-EXTCEL02-V4 | PM03 | 305 | 64W E54 CELL2 Actuator replacement V4 | E54 C2 Cell inlet ( Manifold ) | A | 0190E002 | 2021-09-28 | 2021-09-01 | PHDAVODAMA
0190-030-B74 | 578157 | 0190-COF-PRO-E54-EXTCEL02-V3 | PM03 | 305 | 56W E54 CELL2 Valve Replacement 3 | E54 C2Receiving valve from IPT A | A | 0190E001 | 2021-10-04 | 2021-09-01 | PHDAVODAMA
0190-030-B73 | 578737 | 0190-COF-PRO-E54-EXTCEL02-V3 | PM03 | 305 | 78W E54 CELL2 Pneum. solenoid replacemen | E54 C2Receiving valve from IPT A | A | 0190E002 | 2021-10-04 | 2021-09-01 | PHDAVODAMA
0190-030-B72 | 578793 | 0190-COF-PRO-E54-EXTCEL02-V3 | PM03 | 305 | 64W E54 CELL2 Actuator replacement V3 | E54 C2Receiving valve from IPT A | A | 0190E002 | 2021-09-28 | 2021-09-01 | PHDAVODAMA
0190-030-B69 | 578725 | 0190-COF-PRO-E54-EXTCEL02-V24 | PM03 | 305 | 56W E54 CELL2 Valve Replacement 24 | E54C2DrngeInltV24IntrcnctnToCurntMUCHCel | A | 0190E001 | 2021-10-01 | 2021-09-01 | PHDAVODAMA
0190-030-B68 | 578737 | 0190-COF-PRO-E54-EXTCEL02-V24 | PM03 | 305 | 78W E54 CELL2 Pneum. solenoid replacemen | E54C2DrngeInltV24IntrcnctnToCurntMUCHCel | A | 0190E002 | 2021-10-01 | 2021-09-01 | PHDAVODAMA
0190-030-B67 | 578793 | 0190-COF-PRO-E54-EXTCEL02-V24 | PM03 | 305 | 64W E54 CELL2 Actuator replacement V24 | E54C2DrngeInltV24IntrcnctnToCurntMUCHCel | A | 0190E002 | 2021-09-28 | 2021-09-01 | PHDAVODAMA
0190-030-B65 | 578725 | 0190-COF-PRO-E54-EXTCEL02-V23 | PM03 | 305 | 56W E54 CELL2 Valve Replacement 23 | E54 C2DrnageOutlet(InletFromNxtMUCHCell) | A | 0190E001 | 2021-10-01 | 2021-09-01 | PHDAVODAMA
0190-030-B64 | 578737 | 0190-COF-PRO-E54-EXTCEL02-V23 | PM03 | 305 | 78W E54 CELL2 Pneum. solenoid replacemen | E54 C2DrnageOutlet(InletFromNxtMUCHCell) | A | 0190E002 | 2021-10-01 | 2021-09-01 | PHDAVODAMA
0190-030-B63 | 578793 | 0190-COF-PRO-E54-EXTCEL02-V23 | PM03 | 305 | 64W E54 CELL2 Actuator replacement V23 | E54 C2DrnageOutlet(InletFromNxtMUCHCell) | A | 0190E002 | 2021-09-28 | 2021-09-01 | PHDAVODAMA
0190-030-B61 | 578737 | 0190-COF-PRO-E54-EXTCEL02-V22 | PM03 | 305 | 78W E54 CELL2 Pneum. solenoid replacemen | E54 C2PrssreRleseInltToIPTA(MUCH Header) | A | 0190E002 | 2021-10-01 | 2021-08-31 | PHDAVODAMA
0190-030-B60 | 578793 | 0190-COF-PRO-E54-EXTCEL02-V22 | PM03 | 305 | 64W E54 CELL2 Actuator replacement V22 | E54 C2PrssreRleseInltToIPTA(MUCH Header) | A | 0190E002 | 2021-09-28 | 2021-08-31 | PHDAVODAMA
0190-030-B58 | 578725 | 0190-COF-PRO-E54-EXTCEL02-V21 | PM03 | 305 | 20W E54 CELL2 Valve Replacement 21 | E54 C2StmInltToCell(top)ForDrnageV6Line | A | 0190E001 | 2021-10-01 | 2021-09-06 | PHDAVODAMA
0190-030-B57 | 578737 | 0190-COF-PRO-E54-EXTCEL02-V21 | PM03 | 305 | 78W E54 CELL2 Pneum. solenoid replacemen | E54 C2StmInltToCell(top)ForDrnageV6Line | A | 0190E002 | 2021-10-01 | 2021-08-31 | PHDAVODAMA
0190-030-B54 | 578727 | 0190-COF-PRO-E54-EXTCEL02-V21 | PM03 | 305 | 16W E54 C2 Check valve replacement V21 | E54 C2StmInltToCell(top)ForDrnageV6Line | A | 0190E001 |  | 2021-08-31
0190-030-B52 | 578793 | 0190-COF-PRO-E54-EXTCEL02-V20 21 | PM03 | 305 | 64W E54 C2 Actuator replacement V20/21 | E54 C2 SteamForHydrlyss/Drainage(MUCH) | A | 0190E001 | 2021-11-27 | 2021-11-27 | PHDAVODAMA
0190-030-B49 | 578728 | 0190-COF-PRO-E54-EXTCEL02-V20 | PM03 | 305 | 16W E54 C2 Check valve replacement V20 | E54 C2StmInltToCell(bttm)ForHydrlyssV4Ln | A | 0190E001 | 2021-10-04 | 2021-08-31 | PHDAVODAMA
0190-030-B48 | 578737 | 0190-COF-PRO-E54-EXTCEL02-V20 | PM03 | 305 | 78W E54 CELL2 Pneum. solenoid replacemen | E54 C2StmInltToCell(bttm)ForHydrlyssV4Ln | A | 0190E002 | 2021-10-01 | 2021-08-31 | PHDAVODAMA
0190-030-B47 | 578793 | 0190-COF-PRO-E54-EXTCEL02-V20 | PM03 | 305 | 64W E54 CELL2 Actuator replacement V20 | E54 C2StmInltToCell(bttm)ForHydrlyssV4Ln | A | 0190E002 | 2021-09-28 | 2021-08-31 | PHDAVODAMA
0190-030-B45 | 578725 | 0190-COF-PRO-E54-EXTCEL02-V2 | PM03 | 305 | 40W E54 C2 Valve Replacement V2 | s54 C2 Ext water inlet valve (ex WTH) | A | 0190E001 | 2021-11-27 | 2021-08-31 | PHDAVODAMA
0190-030-B44 | 578737 | 0190-COF-PRO-E54-EXTCEL02-V2 | PM03 | 305 | 78W E54 CELL2 Pneum. solenoid replacemen | s54 C2 Ext water inlet valve (ex WTH) | A | 0190E002 | 2021-10-01 | 2021-08-31 | PHDAVODAMA
0190-030-B43 | 578793 | 0190-COF-PRO-E54-EXTCEL02-V2 | PM03 | 305 | 64W E54 CELL2 Actuator replacement V2 | s54 C2 Ext water inlet valve (ex WTH) | A | 0190E002 | 2021-09-28 | 2021-08-31 | PHDAVODAMA
0190-030-B41 | 578798 | 0190-COF-PRO-E54-EXTCEL02-V13 | PM03 | 305 | 16W E54 C2 Check valve replacement V13 | E54 C2 StmToCellVlve (SaftyTreeToCell) | A | 0190E001 | 2021-11-17 | 2021-08-30 | PHDAVODAMA
0190-030-B40 | 578788 | 0190-COF-PRO-E54-EXTCEL02-V13 | PM03 | 305 | 104W E54 CELL2 Valve Replacement 13 | E54 C2 StmToCellVlve (SaftyTreeToCell) | A | 0190E001 | 2021-09-30 | 2021-08-30 | PHDAVODAMA
0190-030-B39 | 543219 | 0190-COF-PRO-E54-EXTCEL02-V13 | PM03 | 305 | 52W E54 CELL2 Limit Switch replacement V | E54 C2 StmToCellVlve (SaftyTreeToCell) | A | 0190E002 |  | 2021-08-30
0190-030-B38 | 578737 | 0190-COF-PRO-E54-EXTCEL02-V13 | PM03 | 305 | 78W E54 CELL2 Pneum. solenoid replacemen | E54 C2 StmToCellVlve (SaftyTreeToCell) | A | 0190E002 | 2021-09-30 | 2021-08-30 | PHDAVODAMA
0190-030-B37 | 578793 | 0190-COF-PRO-E54-EXTCEL02-V13 | PM03 | 305 | 64W E54 CELL2 Actuator replacement V13 | E54 C2 StmToCellVlve (SaftyTreeToCell) | A | 0190E002 | 2021-09-28 | 2021-08-30 | PHDAVODAMA
0190-030-B35 | 578157 | 0190-COF-PRO-E54-EXTCEL02-V12 | PM03 | 305 | 40W E54 C2 Valve Replacement V12 | E54 C2 StmDrnageValve (V6 LineToCell) | A | 0190E001 | 2021-11-27 | 2021-08-30 | PHDAVODAMA
0190-030-B34 | 578737 | 0190-COF-PRO-E54-EXTCEL02-V12 | PM03 | 305 | 78W E54 CELL2 Pneum. solenoid replacemen | E54 C2 StmDrnageValve (V6 LineToCell) | A | 0190E002 | 2021-09-30 | 2021-08-30 | PHDAVODAMA
0190-030-B33 | 578793 | 0190-COF-PRO-E54-EXTCEL02-V12 | PM03 | 305 | 64W E54 CELL2 Actuator replacement V12 | E54 C2 StmDrnageValve (V6 LineToCell) | A | 0190E002 | 2021-09-28 | 2021-08-30 | PHDAVODAMA
0190-030-B31 | 578157 | 0190-COF-PRO-E54-EXTCEL02-V10 | PM03 | 305 | 52W E54 CELL2 Valve Replacement 10 | E54 C2 CIPDrainValve frm cll (V4 Line) | A | 0190E001 |  | 2021-08-30
0190-030-B30 | 578737 | 0190-COF-PRO-E54-EXTCEL02-V10 | PM03 | 305 | 78W E54 CELL2 Pneum. solenoid replacemen | E54 C2 CIPDrainValve frm cll (V4 Line) | A | 0190E002 | 2021-09-30 | 2021-08-30 | PHDAVODAMA
0190-030-B29 | 578793 | 0190-COF-PRO-E54-EXTCEL02-V10 | PM03 | 305 | 64W E54 CELL2 Actuator replacement V10 | E54 C2 CIPDrainValve frm cll (V4 Line) | A | 0190E002 | 2021-09-28 | 2021-08-30 | PHDAVODAMA
0190-030-B27 | 578157 | 0190-COF-PRO-E54-EXTCEL02-V1 | PM03 | 305 | 40W E54 C2 Valve Replacement V1 | s54 C2 Communication valve linking 2 cel | A | 0190E001 | 2021-11-27 | 2021-08-30 | PHDAVODAMA
0190-030-B26 | 578737 | 0190-COF-PRO-E54-EXTCEL02-V1 | PM03 | 305 | 78W E54 CELL2 Pneum. solenoid replacemen | s54 C2 Communication valve linking 2 cel | A | 0190E002 | 2021-09-30 | 2021-08-30 | PHDAVODAMA
0190-030-B25 | 578793 | 0190-COF-PRO-E54-EXTCEL02-V1 | PM03 | 305 | 64W E54 CELL2 Actuator replacement V1 | s54 C2 Communication valve linking 2 cel | A | 0190E002 | 2021-09-28 | 2021-08-30 | PHDAVODAMA
0190-030-B23 | 578762 | 0190-COF-PRO-E54-EXTCEL02-TPLDCVR | PM03 | 305 | 78W E54 Cell2 Block Hyd Replacement Topl | E54 C2 Top Lid Cover | A | 0190E002 | 2021-10-01 | 2021-08-30 | PHDAVODAMA
0190-030-B22 | 578767 | 0190-COF-PRO-E54-EXTCEL02-TPLDCVR | PM03 | 305 | 78WE54 CELL2 P/H Valve Replacement Top | E54 C2 Top Lid Cover | A | 0190E002 | 2021-10-01 | 2021-08-30 | PHDAVODAMA
0190-030-B21 | 543219 | 0190-COF-PRO-E54-EXTCEL02-TPLDCVR | PM03 | 305 | 52WE54 CELL2 Limit Switch replacement To | E54 C2 Top Lid Cover | A | 0190E002 | 2021-10-01 | 2021-08-30 | PHDAVODAMA
0190-030-B20 | 578790 | 0190-COF-PRO-E54-EXTCEL02-TPLDCVR | PM03 | 305 | 104W E54 CELL2 Pressure switch Replaceme | E54 C2 Top Lid Cover | A | 0190E002 |  | 2021-08-30
0190-030-B19 | 578755 | 0190-COF-PRO-E54-EXTCEL02-TPLDCVR | PM03 | 305 | 78WE54 CELL2 Pneum. solenoid replacement | E54 C2 Top Lid Cover | A | 0190E002 | 2021-10-01 | 2021-08-30 | PHDAVODAMA
0190-030-B17 | 578753 | 0190-COF-PRO-E54-EXTCEL02-PEPNEL02 | PM03 | 305 | 78W E54 cell2 Limit switch replacement | E54 P.E. Panel Cell 02 | A | 0190E002 | 2021-11-12 | 2021-08-30 | PHSONUGAHA1
0190-030-B16 | 578746 | 0190-COF-PRO-E54-EXTCEL02-PEPNEL02 | PM03 | 305 | 104WE54 Cell 2 Pneum.Relay valve replace | E54 P.E. Panel Cell 02 | A | 0190E002 | 2021-11-12 | 2021-08-30 | PHSONUGAHA1
0190-030-B15 | 578746 | 0190-COF-PRO-E54-EXTCEL02-PEPNEL02 | PM03 | 305 | 104W E54 CELL2 Pneum. OR GATE replacemen | E54 P.E. Panel Cell 02 | A | 0190E002 | 2021-11-12 | 2021-08-30 | PHSONUGAHA1
0190-030-B14 | 578752 | 0190-COF-PRO-E54-EXTCEL02-LCKRNGLCK | PM03 | 305 | 52W E54 CELL2 Pneum. valve replacement L | E54 C2 Lock Ring Lock | A | 0190E002 |  | 2021-08-30
0190-030-B13 | 578790 | 0190-COF-PRO-E54-EXTCEL02-LCKRNGLCK | PM03 | 305 | 104W E54 CELL2 Pressure switch Replaceme | E54 C2 Lock Ring Lock | A | 0190E002 |  | 2021-08-30
0190-030-B12 | 578757 | 0190-COF-PRO-E54-EXTCEL02-LCKRNGLCK | PM03 | 305 | 52W E54 CELL2 Relief Valve Pressure Repl | E54 C2 Lock Ring Lock | A | 0190E001 |  | 2021-08-30
0190-030-B11 | 578766 | 0190-COF-PRO-E54-EXTCEL02-LCKRNGLCK | PM03 | 305 | 104WE54 CELL2 P/H Valve Replacement lock | E54 C2 Lock Ring Lock | A | 0190E002 | 2021-09-30 | 2021-09-30 | PHDAVODAMA
0190-030-B10 | 578766 | 0190-COF-PRO-E54-EXTCEL02-LCKRNGLCK | PM03 | 305 | 52W E54 CELL2 Lock Ring Pin Lock Replace | E54 C2 Lock Ring Lock | A | 0190E001 | 2021-09-30 | 2021-08-30 | PHDAVODAMA
0190-030-B09 | 543219 | 0190-COF-PRO-E54-EXTCEL02-LCKRNGLCK | PM03 | 305 | 52W E54 CELL2 LimitSwitch replacement lo | E54 C2 Lock Ring Lock | A | 0190E001 | 2021-09-30 | 2021-08-30 | PHDAVODAMA
0190-030-B08 | 578754 | 0190-COF-PRO-E54-EXTCEL02-CLLBDY | PM03 | 305 | 52W E54 CELL2 Pneum. solenoid repl. BFL | E54 C2 Cell Body | A | 0190E001 | 2021-11-26 | 2021-08-30 | PHDAVODAMA
0190-030-B07 | 578790 | 0190-COF-PRO-E54-EXTCEL02-CLLBDY | PM03 | 305 | 104W E54 CELL2 Pressure switch Replaceme | E54 C2 Cell Body | A | 0190E001 |  | 2021-08-30
0190-030-B06 | 543219 | 0190-COF-PRO-E54-EXTCEL02-CLLBDY | PM03 | 305 | 52W E54 CELL2 LimitSwitch replacement BF | E54 C2 Cell Body | A | 0190E002 | 2021-09-30 | 2021-08-30 | PHDAVODAMA
0190-030-B04 | 578801 | 0190-COF-PRO-E54-EXTCEL02-CLLBDY | PM03 | 305 | 104W E54 CELL2 Bursting Disc Replacement | E54 C2 Cell Body | A | 0190E001 |  | 2021-08-30
0190-030-B03 | 48871 | 0190-COF-PRO-E54-EXTCEL02-CLLBDY | PM03 | 305 | 20W E54 CELL2 Bottom Filter Lock Replace | E54 C2 Cell Body | A | 0190E002 | 2021-09-29 | 2021-08-30 | PHDAVODAMA
0190-030-B02 | 578799 | 0190-COF-PRO-E54-EXTCEL02-CLLBDY | PM03 | 307 | 52W E54 CELL2 Bursting Disc Inspection | E54 C2 Cell Body | A | 0190E001 | 2021-11-23 | 2021-08-30 | PHDAVODAMA
0190-030-B01 | 578798 | 0190-COF-PRO-E54-EXTCEL02-BDV | PM03 | 305 | 16W E54 C2 Check valve replacement BDV | 54 C2 blowdown Valve | A | 0190E001 | 2021-09-29 | 2021-08-30 | PHDAVODAMA
0190-030-A99 | 578754 | 0190-COF-PRO-E54-EXTCEL02-BDV | PM03 | 305 | 78W E54 CELL2 Pneum.solenoid replacement | 54 C2 blowdown Valve | A | 0190E002 | 2021-09-29 | 2021-08-27 | PHDAVODAMA
0190-030-A98 | 578790 | 0190-COF-PRO-E54-EXTCEL02-BDV | PM03 | 305 | 104W E54 CELL2 Pressure switch Replaceme | 54 C2 blowdown Valve | A | 0190E002 |  | 2021-08-27
0190-030-A97 | 543219 | 0190-COF-PRO-E54-EXTCEL02-BDV | PM03 | 305 | 52W E54 CELL2 Limit Switch replacement | 54 C2 blowdown Valve | A | 0190E002 | 2021-09-29 | 2021-08-27 | PHDAVODAMA
0190-030-A96 | 578768 | 0190-COF-PRO-E54-EXTCEL02-BDV | PM03 | 305 | 104W E54 CELL2 P/H Valve Replacement BDV | 54 C2 blowdown Valve | A | 0190E001 | 2021-09-29 | 2021-08-27 | PHDAVODAMA
0190-030-A94 | 578737 | 0190-COF-PRO-E54-EXTCEL01-VM2 | PM03 | 305 | 78W E54 cell1 Pneum. solenoid replacemen | E54 C1 Control valve inlet IPT A (MUCH) | A | 0190E001 | 2021-10-04 | 2021-08-28 | PHDAVODAMA
0190-030-A93 | 578725 | 0190-COF-PRO-E54-EXTCEL01-VM2 | PM03 | 305 | 40W E54 C1 Valve Replacement VM2 | E54 C1 Control valve inlet IPT A (MUCH) | A | 0190E001 | 2021-11-27 | 2021-08-28 | PHDAVODAMA
0190-030-A92 | 578793 | 0190-COF-PRO-E54-EXTCEL01-VM2 | PM03 | 305 | 64W E54 cell1 Actuator replacement VM2 | E54 C1 Control valve inlet IPT A (MUCH) | A | 0190E001 | 2021-09-28 | 2021-08-28 | PHDAVODAMA
0190-030-A91 | 578795 | 0190-COF-PRO-E54-EXTCEL01-VM2 | PM03 | 302 | 52W E54 cell1 sensor servicing and inspe | E54 C1 Control valve inlet IPT A (MUCH) | A | 0190E001 | 2021-09-09 | 2021-08-28 | PHDAVODAMA
0190-030-A90 | 578793 | 0190-COF-PRO-E54-EXTCEL01-VBDV | PM03 | 305 | 64W E54 cell1 Actuator replacement VBDV | E54 C1 Steam to blowdown valve | A | 0190E001 | 2021-09-28 | 2021-08-28 | PHDAVODAMA
0190-030-A89 | 578795 | 0190-COF-PRO-E54-EXTCEL01-VBDV | PM03 | 302 | 52W E54 cell1 sensor servicing and inspe | E54 C1 Steam to blowdown valve | A | 0190E001 | 2021-09-09 | 2021-08-28 | PHDAVODAMA
0190-030-A88 | 578793 | 0190-COF-PRO-E54-EXTCEL01-V9 | PM03 | 305 | 64W E54 cell1 Actuator replacement V9 | E54 C1 Vent valve of Cell (Safety Tree) | A | 0190E001 | 2021-09-28 | 2021-08-28 | PHDAVODAMA
0190-030-A87 | 578795 | 0190-COF-PRO-E54-EXTCEL01-V9 | PM03 | 302 | 52W E54 cell1 sensor servicing and inspe | E54 C1 Vent valve of Cell (Safety Tree) | A | 0190E001 | 2021-09-09 | 2021-08-28 | PHDAVODAMA
0190-030-A86 | 543219 | 0190-COF-PRO-E54-EXTCEL01-V9 | PM03 | 305 | 12W E54 C1 Limit Switch replacement V9 | E54 C1 Vent valve of Cell (Safety Tree) | A | 0190E001 | 2021-11-17 | 2021-08-28 | PHDAVODAMA
0190-030-A85 | 578157 | 0190-COF-PRO-E54-EXTCEL01-V8 | PM03 | 305 | 56W E54 cell1 Valve Replacement 8 | E54 C1 Draw off – to weigh tank | A | 0190E001 | 2021-10-04 | 2021-08-28 | PHDAVODAMA
0190-030-A84 | 578737 | 0190-COF-PRO-E54-EXTCEL01-V8 | PM03 | 305 | 78W E54 cell1 Pneum. solenoid replacemen | E54 C1 Draw off – to weigh tank | A | 0190E001 | 2021-10-04 | 2021-08-28 | PHDAVODAMA
0190-030-A83 | 578793 | 0190-COF-PRO-E54-EXTCEL01-V8 | PM03 | 305 | 64W E54 cell1 Actuator replacement V8 | E54 C1 Draw off – to weigh tank | A | 0190E001 | 2021-09-28 | 2021-08-28 | PHDAVODAMA
0190-030-A82 | 578795 | 0190-COF-PRO-E54-EXTCEL01-V8 | PM03 | 302 | 52W E54 cell1 sensor servicing and inspe | E54 C1 Draw off – to weigh tank | A | 0190E001 | 2021-09-09 | 2021-08-28 | PHDAVODAMA
0190-030-A81 | 578725 | 0190-COF-PRO-E54-EXTCEL01-V7 | PM03 | 305 | 56W E54 cell1 Valve Replacement 7 | E54 C1 Inlet to IPT A | A | 0190E001 | 2021-10-04 | 2021-08-28 | PHDAVODAMA
0190-030-A80 | 578737 | 0190-COF-PRO-E54-EXTCEL01-V7 | PM03 | 305 | 78W E54 cell1 Pneum. solenoid replacemen | E54 C1 Inlet to IPT A | A | 0190E001 | 2021-10-04 | 2021-08-28 | PHDAVODAMA
0190-030-A79 | 578793 | 0190-COF-PRO-E54-EXTCEL01-V7 | PM03 | 305 | 64W E54 cell1 Actuator replacement V7 | E54 C1 Inlet to IPT A | A | 0190E001 | 2021-09-28 | 2021-08-28 | PHDAVODAMA
0190-030-A78 | 578795 | 0190-COF-PRO-E54-EXTCEL01-V7 | PM03 | 302 | 52W E54 cell1 sensor servicing and inspe | E54 C1 Inlet to IPT A | A | 0190E001 | 2021-09-09 | 2021-08-28 | PHDAVODAMA
0190-030-A77 | 578790 | 0190-COF-PRO-E54-EXTCEL01-V6 1 | PM03 | 305 | 104W E54 Cell 1 Pressure switch Replacem | E54 C1 Cell outlet | A | 0190E001 | 2021-08-30 | 2021-08-28 | PHMEDIANJI
0190-030-A76 | 578157 | 0190-COF-PRO-E54-EXTCEL01-V6 1 | PM03 | 305 | 52W E54 cell1 Valve Replacement 6.1 | E54 C1 Cell outlet | A | 0190E001 | 2021-10-04 | 2021-08-28 | PHDAVODAMA
0190-030-A75 | 578793 | 0190-COF-PRO-E54-EXTCEL01-V6 1 | PM03 | 305 | 64W E54 cell1 Actuator replacement V6.1 | E54 C1 Cell outlet | A | 0190E001 | 2021-09-28 | 2021-08-28 | PHDAVODAMA
0190-030-A74 | 578795 | 0190-COF-PRO-E54-EXTCEL01-V6 1 | PM03 | 302 | 52W E54 cell1 sensor servicing and inspe | E54 C1 Cell outlet | A | 0190E001 | 2021-09-09 | 2021-08-28 | PHDAVODAMA
0190-030-A73 | 543219 | 0190-COF-PRO-E54-EXTCEL01-V6 1 | PM03 | 305 | 12WE54 cell1 Limit Switch replacement V6 | E54 C1 Cell outlet | A | 0190E001 | 2021-10-04 | 2021-08-28 | PHDAVODAMA
0190-030-A72 | 578157 | 0190-COF-PRO-E54-EXTCEL01-V6 | PM03 | 305 | 40W E54 C1 Valve Replacement V6 | E54 C1 Cell outlet ( Manifold ) | A | 0190E001 | 2021-11-27 | 2021-08-28 | PHDAVODAMA
0190-030-A71 | 578737 | 0190-COF-PRO-E54-EXTCEL01-V6 | PM03 | 305 | 78W E54 cell1 Pneum. solenoid replacemen | E54 C1 Cell outlet ( Manifold ) | A | 0190E001 | 2021-10-04 | 2021-08-28 | PHDAVODAMA
0190-030-A70 | 578793 | 0190-COF-PRO-E54-EXTCEL01-V6 | PM03 | 305 | 64W E54 cell1 Actuator replacement V6 | E54 C1 Cell outlet ( Manifold ) | A | 0190E001 | 2021-09-28 | 2021-08-28 | PHDAVODAMA
0190-030-A69 | 578795 | 0190-COF-PRO-E54-EXTCEL01-V6 | PM03 | 302 | 52W E54 cell1 sensor servicing and inspe | E54 C1 Cell outlet ( Manifold ) | A | 0190E001 | 2021-09-09 | 2021-08-28 | PHDAVODAMA
0190-030-A68 | 578157 | 0190-COF-PRO-E54-EXTCEL01-V5 | PM03 | 305 | 40W E54 C1 Valve Replacement V5 | E54 C1Bypassvalve(mnpltd whn cell s blck | A | 0190E001 | 2021-11-27 | 2021-08-28 | PHDAVODAMA
0190-030-A67 | 578737 | 0190-COF-PRO-E54-EXTCEL01-V5 | PM03 | 305 | 78W E54 cell1 Pneum. solenoid replacemen | E54 C1Bypassvalve(mnpltd whn cell s blck | A | 0190E001 | 2021-10-04 | 2021-08-28 | PHDAVODAMA
0190-030-A66 | 578793 | 0190-COF-PRO-E54-EXTCEL01-V5 | PM03 | 305 | 64W E54 cell1 Actuator replacement V5 | E54 C1Bypassvalve(mnpltd whn cell s blck | A | 0190E001 | 2021-09-28 | 2021-08-28 | PHDAVODAMA
0190-030-A65 | 578795 | 0190-COF-PRO-E54-EXTCEL01-V5 | PM03 | 302 | 52W E54 cell1 sensor servicing and inspe | E54 C1Bypassvalve(mnpltd whn cell s blck | A | 0190E001 | 2021-09-09 | 2021-08-28 | PHDAVODAMA
0190-030-A64 | 578725 | 0190-COF-PRO-E54-EXTCEL01-V4 1 | PM03 | 305 | 56W E54 C1 Valve Replacement V4.1 | E54 C1 Cell Inlet | A | 0190E001 | 2021-11-17 | 2021-08-28 | PHDAVODAMA
0190-030-A63 | 578737 | 0190-COF-PRO-E54-EXTCEL01-V4 1 | PM03 | 305 | 78W E54 cell1 Pneum. solenoid replacemen | E54 C1 Cell Inlet | A | 0190E001 | 2021-10-04 | 2021-08-28 | PHDAVODAMA
0190-030-A62 | 578793 | 0190-COF-PRO-E54-EXTCEL01-V4 1 | PM03 | 305 | 64W E54 cell1 Actuator replacement V4.1 | E54 C1 Cell Inlet | A | 0190E001 | 2021-09-28 | 2021-08-28 | PHDAVODAMA
0190-030-A61 | 578795 | 0190-COF-PRO-E54-EXTCEL01-V4 1 | PM03 | 302 | 52W E54 cell1 sensor servicing and inspe | E54 C1 Cell Inlet | A | 0190E001 | 2021-09-09 | 2021-08-28 | PHDAVODAMA
0190-030-A60 | 578157 | 0190-COF-PRO-E54-EXTCEL01-V4 | PM03 | 305 | 56W E54 C1 Valve Replacement 4 | E54 C1 Cell inlet ( Manifold ) | A | 0190E001 | 2021-11-22 | 2021-08-28 | PHDAVODAMA
0190-030-A59 | 578737 | 0190-COF-PRO-E54-EXTCEL01-V4 | PM03 | 305 | 78W E54 cell1 Pneum. solenoid replacemen | E54 C1 Cell inlet ( Manifold ) | A | 0190E001 | 2021-10-04 | 2021-08-28 | PHDAVODAMA
0190-030-A58 | 578793 | 0190-COF-PRO-E54-EXTCEL01-V4 | PM03 | 305 | 64W E54 cell1 Actuator replacement V4 | E54 C1 Cell inlet ( Manifold ) | A | 0190E001 | 2021-09-28 | 2021-08-28 | PHDAVODAMA
0190-030-A57 | 578795 | 0190-COF-PRO-E54-EXTCEL01-V4 | PM03 | 302 | 52W E54 cell1 sensor servicing and inspe | E54 C1 Cell inlet ( Manifold ) | A | 0190E001 | 2021-09-09 | 2021-08-28 | PHDAVODAMA
0190-030-A56 | 578725 | 0190-COF-PRO-E54-EXTCEL01-V3 | PM03 | 305 | 56W E54 cell1 Valve Replacement 3 | E54 C1Receiving valve from IPT A | A | 0190E001 | 2021-10-04 | 2021-08-28 | PHDAVODAMA
0190-030-A55 | 578737 | 0190-COF-PRO-E54-EXTCEL01-V3 | PM03 | 305 | 78W E54 cell1 Pneum. solenoid replacemen | E54 C1Receiving valve from IPT A | A | 0190E001 | 2021-10-04 | 2021-08-28 | PHDAVODAMA
0190-030-A54 | 578793 | 0190-COF-PRO-E54-EXTCEL01-V3 | PM03 | 305 | 64W E54 cell1 Actuator replacement V3 | E54 C1Receiving valve from IPT A | A | 0190E001 | 2021-09-28 | 2021-08-28 | PHDAVODAMA
0190-030-A53 | 578795 | 0190-COF-PRO-E54-EXTCEL01-V3 | PM03 | 302 | 52W E54 cell1 sensor servicing and inspe | E54 C1Receiving valve from IPT A | A | 0190E001 | 2021-09-09 | 2021-08-28 | PHDAVODAMA
0190-030-A52 | 578725 | 0190-COF-PRO-E54-EXTCEL01-V24 | PM03 | 305 | 56W E54 cell1 Valve Replacement 24 | E54C1DrngeInltV24IntrcnctnToCurntMUCHCel | A | 0190E001 | 2021-10-01 | 2021-08-28 | PHDAVODAMA
0190-030-A51 | 578737 | 0190-COF-PRO-E54-EXTCEL01-V24 | PM03 | 305 | 78W E54 cell1 Pneum. solenoid replacemen | E54C1DrngeInltV24IntrcnctnToCurntMUCHCel | A | 0190E001 | 2021-10-01 | 2021-08-28 | PHDAVODAMA
0190-030-A50 | 578793 | 0190-COF-PRO-E54-EXTCEL01-V24 | PM03 | 305 | 64W E54 cell1 Actuator replacement V24 | E54C1DrngeInltV24IntrcnctnToCurntMUCHCel | A | 0190E001 | 2021-09-28 | 2021-08-28 | PHDAVODAMA
0190-030-A49 | 578795 | 0190-COF-PRO-E54-EXTCEL01-V24 | PM03 | 302 | 52W E54 cell1 sensor servicing and inspe | E54C1DrngeInltV24IntrcnctnToCurntMUCHCel | A | 0190E001 | 2021-09-09 | 2021-08-28 | PHDAVODAMA
0190-030-A48 | 578725 | 0190-COF-PRO-E54-EXTCEL01-V23 | PM03 | 305 | 56W E54 cell1 Valve Replacement 23 | E54 C1DrnageOutlet(InletFromNxtMUCHCell) | A | 0190E001 | 2021-10-01 | 2021-08-28 | PHDAVODAMA
0190-030-A47 | 578737 | 0190-COF-PRO-E54-EXTCEL01-V23 | PM03 | 305 | 78W E54 cell1 Pneum. solenoid replacemen | E54 C1DrnageOutlet(InletFromNxtMUCHCell) | A | 0190E001 | 2021-10-01 | 2021-08-28 | PHDAVODAMA
0190-030-A46 | 578793 | 0190-COF-PRO-E54-EXTCEL01-V23 | PM03 | 305 | 64W E54 cell1 Actuator replacement V23 | E54 C1DrnageOutlet(InletFromNxtMUCHCell) | A | 0190E001 | 2021-09-28 | 2021-08-28 | PHDAVODAMA
0190-030-A45 | 578795 | 0190-COF-PRO-E54-EXTCEL01-V23 | PM03 | 302 | 52W E54 cell1 sensor servicing and inspe | E54 C1DrnageOutlet(InletFromNxtMUCHCell) | A | 0190E001 | 2021-09-09 | 2021-08-28 | PHDAVODAMA
0190-030-A44 | 578737 | 0190-COF-PRO-E54-EXTCEL01-V22 | PM03 | 305 | 78W E54 cell1 Pneum. solenoid replacemen | E54 C1PrssreRleseInltToIPTA(MUCH Header) | A | 0190E001 | 2021-10-01 | 2021-08-28 | PHDAVODAMA
0190-030-A43 | 578793 | 0190-COF-PRO-E54-EXTCEL01-V22 | PM03 | 305 | 64W E54 cell1 Actuator replacement V22 | E54 C1PrssreRleseInltToIPTA(MUCH Header) | A | 0190E001 | 2021-09-28 | 2021-08-28 | PHDAVODAMA
0190-030-A42 | 578795 | 0190-COF-PRO-E54-EXTCEL01-V22 | PM03 | 302 | 52W E54 cell1 sensor servicing and inspe | E54 C1PrssreRleseInltToIPTA(MUCH Header) | A | 0190E001 | 2021-09-09 | 2021-08-28 | PHDAVODAMA
0190-030-A41 | 578725 | 0190-COF-PRO-E54-EXTCEL01-V21 | PM03 | 305 | 20W E54 C1 Valve Replacement V21 | E54 C1StmInltToCell(top)ForDrnageV6Line | A | 0190E001 | 2021-11-17 | 2021-08-28 | PHDAVODAMA
0190-030-A40 | 578737 | 0190-COF-PRO-E54-EXTCEL01-V21 | PM03 | 305 | 78W E54 cell1 Pneum. solenoid replacemen | E54 C1StmInltToCell(top)ForDrnageV6Line | A | 0190E001 | 2021-10-01 | 2021-08-28 | PHDAVODAMA
0190-030-A39 | 578793 | 0190-COF-PRO-E54-EXTCEL01-V21 | PM03 | 305 | 64W E54 cell1 Actuator replacement V21 | E54 C1StmInltToCell(top)ForDrnageV6Line | A | 0190E001 | 2021-09-28 | 2021-08-28 | PHDAVODAMA
0190-030-A38 | 578795 | 0190-COF-PRO-E54-EXTCEL01-V21 | PM03 | 302 | 52W E54 cell1 sensor servicing and inspe | E54 C1StmInltToCell(top)ForDrnageV6Line | A | 0190E001 | 2021-09-09 | 2021-08-28 | PHDAVODAMA
0190-030-A37 | 578725 | 0190-COF-PRO-E54-EXTCEL01-V20 21 | PM03 | 305 | 78W E54 cell1 Pneum. solenoid replacemen | E54 C1 SteamForHydrlyss/Drainage(MUCH) | A | 0190E001 | 2021-09-30 | 2021-08-28 | PHDAVODAMA
0190-030-A36 | 578793 | 0190-COF-PRO-E54-EXTCEL01-V20 21 | PM03 | 305 | 64W E54 C1 Actuator replacement V20/21 | E54 C1 SteamForHydrlyss/Drainage(MUCH) | A | 0190E001 | 2021-11-27 | 2021-08-28 | PHDAVODAMA
0190-030-A35 | 578793 | 0190-COF-PRO-E54-EXTCEL01-V20 21 | PM03 | 302 | 52W E54 cell1 sensor servicing and inspe | E54 C1 SteamForHydrlyss/Drainage(MUCH) | A | 0190E001 | 2021-09-09 | 2021-08-28 | PHDAVODAMA
0190-030-A34 | 578795 | 0190-COF-PRO-E54-EXTCEL01-V20 21 | PM03 | 305 | 56W E54 cell1 Valve Replacement V20/21 | E54 C1 SteamForHydrlyss/Drainage(MUCH) | A | 0190E001 | 2021-10-01 | 2021-08-28 | PHDAVODAMA
0190-030-A33 | 578737 | 0190-COF-PRO-E54-EXTCEL01-V20 | PM03 | 305 | 78W E54 cell1 Pneum. solenoid replacemen | E54 C1StmInltToCell(bttm)ForHydrlyssV4Ln | A | 0190E001 | 2021-10-01 | 2021-08-28 | PHDAVODAMA
0190-030-A32 | 578793 | 0190-COF-PRO-E54-EXTCEL01-V20 | PM03 | 305 | 64W E54 cell1 Actuator replacement V20 | E54 C1StmInltToCell(bttm)ForHydrlyssV4Ln | A | 0190E001 | 2021-09-28 | 2021-08-28 | PHDAVODAMA
0190-030-A31 | 578795 | 0190-COF-PRO-E54-EXTCEL01-V20 | PM03 | 302 | 52W E54 cell1 sensor servicing and inspe | E54 C1StmInltToCell(bttm)ForHydrlyssV4Ln | A | 0190E001 | 2021-09-09 | 2021-08-28 | PHDAVODAMA
0190-030-A30 | 578157 | 0190-COF-PRO-E54-EXTCEL01-V2 | PM03 | 305 | 40W E54 C1 Valve Replacement V2 | E54 C1 Ext water inlet valve (ex WTH) | A | 0190E001 | 2021-11-27 | 2021-08-28 | PHDAVODAMA
0190-030-A29 | 578737 | 0190-COF-PRO-E54-EXTCEL01-V2 | PM03 | 305 | 78W E54 cell1 Pneum. solenoid replacemen | E54 C1 Ext water inlet valve (ex WTH) | A | 0190E001 | 2021-10-01 | 2021-08-28 | PHDAVODAMA
0190-030-A28 | 578793 | 0190-COF-PRO-E54-EXTCEL01-V2 | PM03 | 305 | 64W E54 cell1 Actuator replacement V2 | E54 C1 Ext water inlet valve (ex WTH) | A | 0190E001 | 2021-09-28 | 2021-08-28 | PHDAVODAMA
0190-030-A27 | 578795 | 0190-COF-PRO-E54-EXTCEL01-V2 | PM03 | 302 | 52W E54 cell1 sensor servicing and inspe | E54 C1 Ext water inlet valve (ex WTH) | A | 0190E001 | 2021-09-09 | 2021-08-28 | PHDAVODAMA
0190-030-A26 | 578788 | 0190-COF-PRO-E54-EXTCEL01-V13 | PM03 | 305 | 104W E54 cell1 Valve Replacement 13 | E54 C1 StmToCellVlve (SaftyTreeToCell) | A | 0190E001 | 2021-09-30 | 2021-08-28 | PHDAVODAMA
0190-030-A25 | 543219 | 0190-COF-PRO-E54-EXTCEL01-V13 | PM03 | 305 | 52W E54 cell1 Limit Switch replacement V | E54 C1 StmToCellVlve (SaftyTreeToCell) | A | 0190E001 | 2021-08-30 | 2021-08-28 | PHMEDIANJI
0190-030-A24 | 578737 | 0190-COF-PRO-E54-EXTCEL01-V13 | PM03 | 305 | 78W E54 cell1 Pneum. solenoid replacemen | E54 C1 StmToCellVlve (SaftyTreeToCell) | A | 0190E001 | 2021-09-30 | 2021-08-28 | PHDAVODAMA
0190-030-A23 | 578793 | 0190-COF-PRO-E54-EXTCEL01-V13 | PM03 | 305 | 64W E54 cell1 Actuator replacement V13 | E54 C1 StmToCellVlve (SaftyTreeToCell) | A | 0190E001 | 2021-09-28 | 2021-08-28 | PHDAVODAMA
0190-030-A22 | 578795 | 0190-COF-PRO-E54-EXTCEL01-V13 | PM03 | 302 | 52W E54 cell1 sensor servicing and inspe | E54 C1 StmToCellVlve (SaftyTreeToCell) | A | 0190E001 | 2021-09-09 | 2021-08-28 | PHDAVODAMA
0190-030-A21 | 578157 | 0190-COF-PRO-E54-EXTCEL01-V12 | PM03 | 305 | 40W E54 C1 Valve Replacement V12 | E54 C1 StmDrnageValve (V6 LineToCell) | A | 0190E001 | 2021-11-27 | 2021-08-28 | PHDAVODAMA
0190-030-A20 | 578737 | 0190-COF-PRO-E54-EXTCEL01-V12 | PM03 | 305 | 78W E54 cell1 Pneum. solenoid replacemen | E54 C1 StmDrnageValve (V6 LineToCell) | A | 0190E001 | 2021-09-30 | 2021-08-28 | PHDAVODAMA
0190-030-A19 | 578793 | 0190-COF-PRO-E54-EXTCEL01-V12 | PM03 | 305 | 64W E54 cell1 Actuator replacement V12 | E54 C1 StmDrnageValve (V6 LineToCell) | A | 0190E001 | 2021-09-28 | 2021-08-28 | PHDAVODAMA
0190-030-A18 | 578795 | 0190-COF-PRO-E54-EXTCEL01-V12 | PM03 | 302 | 52W E54 cell1 sensor servicing and inspe | E54 C1 StmDrnageValve (V6 LineToCell) | A | 0190E001 | 2021-09-09 | 2021-08-28 | PHDAVODAMA
0190-030-A17 | 578157 | 0190-COF-PRO-E54-EXTCEL01-V10 | PM03 | 305 | 52W E54 cell1 Valve Replacement 10 | E54 C1 CIPDrainValve frm cll (V4 Line) | A | 0190E001 | 2021-08-30 | 2021-08-28 | PHMEDIANJI
0190-030-A16 | 578737 | 0190-COF-PRO-E54-EXTCEL01-V10 | PM03 | 305 | 78W E54 cell1 Pneum. solenoid replacemen | E54 C1 CIPDrainValve frm cll (V4 Line) | A | 0190E001 | 2021-09-30 | 2021-08-28 | PHDAVODAMA
0190-030-A15 | 578793 | 0190-COF-PRO-E54-EXTCEL01-V10 | PM03 | 305 | 64W E54 cell1 Actuator replacement V10 | E54 C1 CIPDrainValve frm cll (V4 Line) | A | 0190E001 | 2021-09-28 | 2021-08-28 | PHDAVODAMA
0190-030-A14 | 578795 | 0190-COF-PRO-E54-EXTCEL01-V10 | PM03 | 302 | 52W E54 cell1 sensor servicing and inspe | E54 C1 CIPDrainValve frm cll (V4 Line) | A | 0190E002 | 2021-09-09 | 2021-08-28 | PHDAVODAMA
0190-030-A13 | 578725 | 0190-COF-PRO-E54-EXTCEL01-V1 | PM03 | 305 | 40W E54 cell1 Valve Replacement 01 | E54 C1 Communication valve linking 2 cel | A | 0190E001 | 2021-11-27 | 2021-08-28 | PHDAVODAMA
0190-030-A12 | 578737 | 0190-COF-PRO-E54-EXTCEL01-V1 | PM03 | 305 | 78W E54 cell1 Pneum. solenoid replacemen | E54 C1 Communication valve linking 2 cel | A | 0190E001 | 2021-09-30 | 2021-08-28 | PHDAVODAMA
0190-030-A11 | 578793 | 0190-COF-PRO-E54-EXTCEL01-V1 | PM03 | 305 | 64W E54 cell1 Actuator replacement V1 | E54 C1 Communication valve linking 2 cel | A | 0190E001 | 2021-09-28 | 2021-08-28 | PHDAVODAMA
0190-030-A10 | 578795 | 0190-COF-PRO-E54-EXTCEL01-V1 | PM03 | 302 | 52W E54 cell1 sensor servicing and inspe | E54 C1 Communication valve linking 2 cel | A | 0190E001 | 2021-09-09 | 2021-08-28 | PHDAVODAMA
0190-030-A09 | 578762 | 0190-COF-PRO-E54-EXTCEL01-TPLDCVR | PM03 | 305 | 78W E54 Cell1 Block Hyd Replacement Topl | E54 C1 Top Lid Cover | A | 0190E001 | 2021-10-01 | 2021-08-28 | PHDAVODAMA
0190-030-A08 | 578767 | 0190-COF-PRO-E54-EXTCEL01-TPLDCVR | PM03 | 305 | 78WE54 Cell1 P/H Valve Replacement Top | E54 C1 Top Lid Cover | A | 0190E001 | 2021-10-01 | 2021-08-28 | PHDAVODAMA
0190-030-A07 | 543219 | 0190-COF-PRO-E54-EXTCEL01-TPLDCVR | PM03 | 305 | 52WE54 cell1 Limit Switch replacement To | E54 C1 Top Lid Cover | A | 0190E001 | 2021-10-01 | 2021-08-28 | PHDAVODAMA
0190-030-A06 | 578790 | 0190-COF-PRO-E54-EXTCEL01-TPLDCVR | PM03 | 305 | 104W E54 Cell 1 Pressure switch Replacem | E54 C1 Top Lid Cover | A | 0190E001 | 2021-08-30 | 2021-08-28 | PHMEDIANJI
0190-030-A05 | 578755 | 0190-COF-PRO-E54-EXTCEL01-TPLDCVR | PM03 | 305 | 78WE54 cell1 Pneum. solenoid replacemen | E54 C1 Top Lid Cover | A | 0190E001 | 2021-10-01 | 2021-08-28 | PHDAVODAMA
0190-030-A03 | 578753 | 0190-COF-PRO-E54-EXTCEL01-PPNL | PM03 | 305 | 78W E54 cell1 Limit switch replacement | E54 C1 PE PANEL | X | 0190E001 | 2021-09-30 | 2021-08-27 | PHDAVODAMA
0190-030-A02 | 578746 | 0190-COF-PRO-E54-EXTCEL01-PEPNEL01 | PM03 | 305 | 104WE54 cell1 Pneum. Relay valve repla | E54 P.E. Panel Cell 01 | A | 0190E002 | 2021-11-12 | 2021-08-27 | PHSONUGAHA1
0190-030-A01 | 578746 | 0190-COF-PRO-E54-EXTCEL01-PEPNEL01 | PM03 | 305 | 104W E54 cell1 Pneum. OR GATE replacemen | E54 P.E. Panel Cell 01 | A | 0190E002 | 2021-11-12 | 2021-08-27 | PHSONUGAHA1
0190-030-999 | 578752 | 0190-COF-PRO-E54-EXTCEL01-LCKRNGLCK | PM03 | 305 | 52W E54 cell1 Pneum. valve replacement L | E54 C1 Lock Ring Lock | A | 0190E001 | 2021-08-30 | 2021-08-27 | PHMEDIANJI
0190-030-998 | 578790 | 0190-COF-PRO-E54-EXTCEL01-LCKRNGLCK | PM03 | 305 | 104W E54 Cell 1 Pressure switch Replacem | E54 C1 Lock Ring Lock | A | 0190E001 | 2021-08-30 | 2021-08-27 | PHMEDIANJI
0190-030-997 | 578757 | 0190-COF-PRO-E54-EXTCEL01-LCKRNGLCK | PM03 | 305 | 52W E54 Cell 1 Relief Valve Pressure Rep | E54 C1 Lock Ring Lock | A | 0190E001 | 2021-08-30 | 2021-08-27 | PHMEDIANJI
0190-030-996 | 578766 | 0190-COF-PRO-E54-EXTCEL01-LCKRNGLCK | PM03 | 305 | 104W E54 Cell1 P/H Valve Replacement loc | E54 C1 Lock Ring Lock | A | 0190E001 | 2021-09-30 | 2021-08-27 | PHDAVODAMA
0190-030-995 | 578314 | 0190-COF-PRO-E54-EXTCEL01-LCKRNGLCK | PM03 | 305 | 52W E54 Cell1 Lock Ring Pin Lock Replace | E54 C1 Lock Ring Lock | A | 0190E001 | 2021-09-30 | 2021-08-27 | PHDAVODAMA
0190-030-994 | 543219 | 0190-COF-PRO-E54-EXTCEL01-LCKRNGLCK | PM03 | 305 | 52W E54 cell1 LimitSwitch replacement lo | E54 C1 Lock Ring Lock | A | 0190E001 | 2021-09-30 | 2021-08-27 | PHDAVODAMA
0190-030-993 | 578754 | 0190-COF-PRO-E54-EXTCEL01-CLLBDY | PM03 | 305 | 52W E54 cell1 Pneum. solenoid replacemen | E54 C1 Cell Body | A | 0190E001 | 2021-08-30 | 2021-08-27 | PHMEDIANJI
0190-030-992 | 578790 | 0190-COF-PRO-E54-EXTCEL01-CLLBDY | PM03 | 305 | 104W E54 Cell 1 Pressure switch Replacem | E54 C1 Cell Body | A | 0190E001 | 2021-08-30 | 2021-08-27 | PHMEDIANJI
0190-030-991 | 543219 | 0190-COF-PRO-E54-EXTCEL01-CLLBDY | PM03 | 305 | 52W E54 cell1 LimitSwitch replacement BF | E54 C1 Cell Body | A | 0190E001 | 2021-09-30 | 2021-08-27 | PHDAVODAMA
0190-030-989 | 578801 | 0190-COF-PRO-E54-EXTCEL01-CLLBDY | PM03 | 305 | 104W E54 Cell 1 Bursting Disc Replacemen | E54 C1 Cell Body | A | 0190E001 | 2021-08-30 | 2021-08-27 | PHMEDIANJI
0190-030-988 | 48871 | 0190-COF-PRO-E54-EXTCEL01-CLLBDY | PM03 | 305 | 20W E54 Cell 1 Bottom Filter Lock Replac | E54 C1 Cell Body | A | 0190E002 | 2021-09-29 | 2021-08-30 | PHDAVODAMA
0190-030-987 | 578799 | 0190-COF-PRO-E54-EXTCEL01-CLLBDY | PM03 | 307 | 52W E54 Cell 1 Bursting Disc Inspection | E54 C1 Cell Body | A | 0190E001 | 2021-11-26 | 2021-08-27 | PHDAVODAMA
0190-030-986 | 578754 | 0190-COF-PRO-E54-EXTCEL01-BDV | PM03 | 305 | 78W E54 cell1 Pneum.solenoid replacement | E54 C1 blowdown Valve | A | 0190E001 | 2021-09-29 | 2021-08-27 | PHDAVODAMA
0190-030-985 | 578790 | 0190-COF-PRO-E54-EXTCEL01-BDV | PM03 | 305 | 104W E54 Cell 1 Pressure switch Replacem | E54 C1 blowdown Valve | A | 0190E001 | 2021-08-30 | 2021-08-27 | PHMEDIANJI
0190-030-984 | 543219 | 0190-COF-PRO-E54-EXTCEL01-BDV | PM03 | 305 | 52W E54 cell1 Limit Switch replacement | E54 C1 blowdown Valve | A | 0190E001 | 2021-09-29 | 2021-08-27 | PHDAVODAMA
0190-030-983 | 578768 | 0190-COF-PRO-E54-EXTCEL01-BDV | PM03 | 305 | 104W E54 Cell1 P/H Valve Replacement BDV | E54 C1 blowdown Valve | A | 0190E002 | 2021-09-29 | 2021-08-27 | PHDAVODAMA
0190-030-981 | 578314 | 0190-COF-PRO-E45-EXTCEL04-LCKRNGLCK | PM03 | 305 | 16W E45 Cell4 Lock Ring Pin Lock Replace | E45 C4 Lock Ring Lock | A | 0190E002 |  | 2021-08-10
0190-030-980 | 578314 | 0190-COF-PRO-E45-EXTCEL03-LCKRNGLCK | PM03 | 305 | 16W E45 Cell3 Lock Ring Pin Lock Replace | E45 C3 Lock Ring Lock | A | 0190E002 |  | 2021-08-10
0190-030-979 | 578314 | 0190-COF-PRO-E54-EXTCEL04-LCKRNGLCK | PM03 | 305 | 52W E54 Cell4 Lock Ring Pin Lock Replace | E54 C4 Lock Ring Lock | A | 0190E002 | 2021-09-30 | 2021-08-10 | PHDAVODAMA
0190-030-978 | 578314 | 0190-COF-PRO-E54-EXTCEL03-LCKRNGLCK | PM03 | 305 | 52W E54 Cell3 Lock Ring Pin Lock Replace | E54 C3 Lock Ring Lock | A | 0190E002 | 2021-09-30 | 2021-08-10 | PHDAVODAMA
0190-030-977 | 48871 | 0190-COF-PRO-E54-EXTCEL04-CLLBDY | PM03 | 305 | 20W E54 Cell4 Bottom Filter Lock Replace | E54 C4 Cell Body | A | 0190E002 | 2021-09-29 | 2021-08-10 | PHDAVODAMA
0190-030-976 | 48871 | 0190-COF-PRO-E54-EXTCEL03-CLLBDY | PM03 | 305 | 20W E54 Cell3 Bottom Filter Lock Replace | E54 C3 Cell Body | A | 0190E002 | 2021-09-29 | 2021-08-10 | PHDAVODAMA
0190-030-975 | 578298 | 0190-COF-PRO-E45-EXTCEL05-V13 | PM03 | 305 | 52W E45 C5 Valve Replacement 13 | E45 C5 StmToCellVlve (SaftyTreeToCell) | A | 0190E001 | 2021-08-10 | 2021-08-09 | PHDAVODAMA
0190-030-974 | 578298 | 0190-COF-PRO-E45-EXTCEL05-V23 | PM03 | 305 | 52W E45 C5 Valve Replacement 23 | E45 C5DrnageOutlet(InletFromNxtMUCHCell) | A | 0190E001 | 2021-08-10 | 2021-08-09 | PHDAVODAMA
0190-030-973 | 578298 | 0190-COF-PRO-E45-EXTCEL05-V8 | PM03 | 305 | 52W E45 C5 Valve Replacement 08 | E45 C5 Draw off – to weigh tank | A | 0190E001 | 2021-08-10 | 2021-08-09 | PHDAVODAMA
0190-030-972 | 578298 | 0190-COF-PRO-E45-EXTCEL07-VM2 | PM03 | 305 | 36W E45 C7 Valve Replacement VM2 | E45 C7 Control valve inlet IPT A (MUCH) | A | 0190E001 | 2021-08-10 | 2021-08-09 | PHDAVODAMA
0190-030-971 | 578298 | 0190-COF-PRO-E45-EXTCEL07-V6 1 | PM03 | 305 | 36W E45 C7 Valve Replacement 6.1 | E45 C7 Cell outlet | A | 0190E001 | 2021-08-10 | 2021-08-09 | PHDAVODAMA
0190-030-970 | 578298 | 0190-COF-PRO-E45-EXTCEL07-V12 | PM03 | 305 | 36W E45 C7 Valve Replacement 12 | E45 C7 StmDrnageValve (V6 LineToCell) | A | 0190E001 | 2021-08-10 | 2021-08-09 | PHDAVODAMA
0190-030-969 | 578298 | 0190-COF-PRO-E45-EXTCEL07-V6 | PM03 | 305 | 36W E45 C7 Valve Replacement 06 | E45 C7 Cell outlet ( Manifold ) | A | 0190E001 | 2021-08-10 | 2021-08-09 | PHDAVODAMA
0190-030-968 | 578298 | 0190-COF-PRO-E45-EXTCEL07-V5 | PM03 | 305 | 36W E45 C7 Valve Replacement 05 | E45 C7Bypassvalve(mnpltd whn cell s blck | A | 0190E001 | 2021-08-10 | 2021-08-09 | PHDAVODAMA
0190-030-967 | 578298 | 0190-COF-PRO-E45-EXTCEL07-V4 | PM03 | 305 | 36W E45 C7 Valve Replacement 04 | E45 C7 Cell inlet ( Manifold ) | A | 0190E001 | 2021-08-10 | 2021-08-09 | PHDAVODAMA
0190-030-966 | 578298 | 0190-COF-PRO-E45-EXTCEL07-V2 | PM03 | 305 | 36W E45 C7 Valve Replacement 02 | E45 C7 Ext water inlet valve (ex WTH) | A | 0190E001 | 2021-08-10 | 2021-08-09 | PHDAVODAMA
0190-030-965 | 578298 | 0190-COF-PRO-E45-EXTCEL07-V1 | PM03 | 305 | 36W E45 C7 Valve Replacement 01 | E45 C7 Communication valve linking 2 cel | A | 0190E001 | 2021-08-10 | 2021-08-09 | PHDAVODAMA
0190-030-964 | 578157 | 0190-COF-PRO-E54-EXTCEL02-V20 | PM03 | 305 | 16W E54 C2 Valve Replacement 20 | E54 C2StmInltToCell(bttm)ForHydrlyssV4Ln | A | 0190E001 |  | 2021-08-09
0190-030-963 | 578157 | 0190-COF-PRO-E54-EXTCEL01-V20 | PM03 | 305 | 16W E54 C1 Valve Replacement 20 | E54 C1StmInltToCell(bttm)ForHydrlyssV4Ln | A | 0190E001 |  | 2021-08-09
0190-030-962 | 578157 | 0190-COF-PRO-E54-EXTCEL08-V21 | PM03 | 305 | 16W E54 C8 Valve Replacement 21 | E54 C8StmInltToCell(top)ForDrnageV6Line | A | 0190E001 | 2021-08-09 | 2021-08-09 | PHDAVODAMA
0190-030-961 | 578157 | 0190-COF-PRO-E54-EXTCEL07-V21 | PM03 | 305 | 16W E54 C7 Valve Replacement 21 | E54 C7StmInltToCell(top)ForDrnageV6Line | A | 0190E001 |  | 2021-08-09
0190-030-960 | 578157 | 0190-COF-PRO-E54-EXTCEL05-V24 | PM03 | 305 | 52W E54 C5 Valve Replacement 24 | E54C5DrngeInltV24IntrcnctnToCurntMUCHCel | A | 0190E001 |  | 2021-08-09
0190-030-959 | 578157 | 0190-COF-PRO-E54-EXTCEL05-V23 | PM03 | 305 | 52W E54 C5 Valve Replacement 23 | E54 C5DrnageOutlet(InletFromNxtMUCHCell) | A | 0190E001 | 2021-08-09 | 2021-08-09 | PHDAVODAMA
0190-030-958 | 578157 | 0190-COF-PRO-E54-EXTCEL05-V13 | PM03 | 305 | 52W E54 C5 Valve Replacement 13 | E54 C5 StmToCellVlve (SaftyTreeToCell) | A | 0190E001 | 2021-08-09 | 2021-08-09 | PHDAVODAMA
0190-030-957 | 578157 | 0190-COF-PRO-E54-EXTCEL05-V8 | PM03 | 305 | 52W E54 C5 Valve Replacement 08 | E54 C5 Draw off – to weigh tank | A | 0190E001 | 2021-08-09 | 2021-08-09 | PHDAVODAMA
0190-030-956 | 580954 | 0190-COF-PRO-E54-EXTCEL08-BDV | PM03 | 305 | 104W E54C8 Blowdown valve overhauling | E54 C8 blowdown Valve | A | 0190E001 | 2021-11-30 | 2019-06-05 | PHEMBATEAN
0190-030-956 | 581326 | 0190-COF-PRO-E54-EXTCEL08-BDV | PM02 | 205 | 104W E54C8 Blowdown valve overhauling | E54 C8 blowdown Valve | A | 0190E001 |  | 2021-11-30
0190-030-955 | 580954 | 0190-COF-PRO-E54-EXTCEL07-BDV | PM03 | 305 | 104W E54C7 Blowdown valve overhauling | E54 C7 blowdown Valve | A | 0190E001 | 2021-11-30 | 2019-06-05 | PHEMBATEAN
0190-030-955 | 581326 | 0190-COF-PRO-E54-EXTCEL07-BDV | PM02 | 205 | 104W E54C7 Blowdown valve overhauling | E54 C7 blowdown Valve | A | 0190E001 |  | 2021-11-30
0190-030-954 | 580954 | 0190-COF-PRO-E54-EXTCEL06-BDV | PM03 | 305 | 104W E54C6 Blowdown valve overhauling | E54 C6 blowdown Valve | A | 0190E001 | 2021-11-30 | 2019-06-05 | PHEMBATEAN
0190-030-954 | 581326 | 0190-COF-PRO-E54-EXTCEL06-BDV | PM02 | 205 | 104W E54C6 Blowdown valve Machining | E54 C6 blowdown Valve | A | 0190E001 |  | 2021-11-30
0190-030-953 | 580954 | 0190-COF-PRO-E54-EXTCEL05-BDV | PM03 | 305 | 104W E54C5 Blowdown valve overhauling | E54 C5 blowdown Valve | A | 0190E001 | 2021-11-30 | 2019-06-05 | PHEMBATEAN
0190-030-953 | 581326 | 0190-COF-PRO-E54-EXTCEL05-BDV | PM02 | 205 | 104W E54C5 Blowdown valve Machining | E54 C5 blowdown Valve | A | 0190E001 |  | 2021-11-30
0190-030-952 | 580954 | 0190-COF-PRO-E54-EXTCEL04-BDV | PM03 | 305 | 104W E54C4 Blowdown valve overhauling | E54 C4 blowdown Valve | A | 0190E001 | 2021-11-30 | 2019-06-05 | PHEMBATEAN
0190-030-952 | 581326 | 0190-COF-PRO-E54-EXTCEL04-BDV | PM02 | 205 | 104W E54C4 Blowdown valve overhauling | E54 C4 blowdown Valve | A | 0190E001 |  | 2021-11-30
0190-030-951 | 580954 | 0190-COF-PRO-E54-EXTCEL03-BDV | PM03 | 305 | 104W E54C3 Blowdown valve overhauling | E54 C3 blowdown Valve | A | 0190E001 | 2021-11-30 | 2019-06-05 | PHEMBATEAN
0190-030-951 | 581326 | 0190-COF-PRO-E54-EXTCEL03-BDV | PM02 | 205 | 104W E54C3 Blowdown valve Machining | E54 C3 blowdown Valve | A | 0190E001 |  | 2021-11-30
0190-030-950 | 580954 | 0190-COF-PRO-E54-EXTCEL02-BDV | PM03 | 305 | 104W E54C2 Blowdown valve overhauling | 54 C2 blowdown Valve | A | 0190E001 | 2021-11-30 | 2019-06-05 | PHEMBATEAN
0190-030-950 | 581326 | 0190-COF-PRO-E54-EXTCEL02-BDV | PM02 | 205 | 104W E54C2 Blowdown valve Machining | 54 C2 blowdown Valve | A | 0190E001 |  | 2021-11-30
0190-030-949 | 580954 | 0190-COF-PRO-E54-EXTCEL01-BDV | PM03 | 305 | 104W E54C1 Blowdown valve overhauling | E54 C1 blowdown Valve | A | 0190E001 | 2021-11-30 | 2019-06-05 | PHEMBATEAN
0190-030-949 | 581326 | 0190-COF-PRO-E54-EXTCEL01-BDV | PM02 | 205 | 104W E54C1 Blowdown valve overhauling | E54 C1 blowdown Valve | A | 0190E001 |  | 2021-11-30
0190-030-948 | 554619 | 0190-COF-PRO-E45-EXTCEL08-BDV | PM03 | 305 | 104W E45C8 Blowdown valve overhauling | E45 C8 blowdown Valve | A | 0190E001 | 2021-11-30 | 2019-06-05 | PHEMBATEAN
0190-030-948 | 581326 | 0190-COF-PRO-E45-EXTCEL08-BDV | PM02 | 205 | 104W E45C8 Blowdown valve overhauling | E45 C8 blowdown Valve | A | 0190E001 |  | 2021-11-30
0190-030-947 | 554619 | 0190-COF-PRO-E45-EXTCEL07-BDV | PM03 | 305 | 104W E45C7 Blowdown valve overhauling | E45 C7 Blowdown Valve | A | 0190E001 | 2021-11-30 | 2019-06-05 | PHEMBATEAN
0190-030-947 | 581326 | 0190-COF-PRO-E45-EXTCEL07-BDV | PM02 | 205 | 104W E45C7 Blowdown valve Machining | E45 C7 Blowdown Valve | A | 0190E001 |  | 2021-11-30
0190-030-946 | 554619 | 0190-COF-PRO-E45-EXTCEL06-BDV | PM03 | 305 | 104W E45C6 Blowdown valve overhauling | E45 C6 blowdown Valve | A | 0190E001 | 2021-11-30 | 2019-06-05 | PHEMBATEAN
0190-030-946 | 581326 | 0190-COF-PRO-E45-EXTCEL06-BDV | PM02 | 205 | 104W E45C6 Blowdown valve Machining | E45 C6 blowdown Valve | A | 0190E001 |  | 2021-11-30
0190-030-945 | 554619 | 0190-COF-PRO-E45-EXTCEL05-BDV | PM03 | 305 | 104W E45C5 Blowdown valve overhauling | E45 C5 blowdown Valve | A | 0190E001 | 2021-11-30 | 2019-06-05 | PHEMBATEAN
0190-030-945 | 581326 | 0190-COF-PRO-E45-EXTCEL05-BDV | PM02 | 205 | 104W E45C5 Blowdown valve overhauling | E45 C5 blowdown Valve | A | 0190E001 |  | 2021-11-30
0190-030-944 | 554619 | 0190-COF-PRO-E45-EXTCEL04-BDV | PM03 | 305 | 104W E45C4 Blowdown valve overhauling | E45 C4 blowdown Valve | A | 0190E001 | 2021-11-30 | 2019-06-05 | PHEMBATEAN
0190-030-944 | 581326 | 0190-COF-PRO-E45-EXTCEL04-BDV | PM02 | 205 | 104W E45C4 Blowdown valve Machining | E45 C4 blowdown Valve | A | 0190E001 |  | 2021-11-30
0190-030-943 | 554619 | 0190-COF-PRO-E45-EXTCEL03-BDV | PM03 | 305 | 104W E45C3 Blowdown valve overhauling | E45 C3 blowdown Valve | A | 0190E001 | 2021-11-30 | 2019-06-05 | PHEMBATEAN
0190-030-943 | 581326 | 0190-COF-PRO-E45-EXTCEL03-BDV | PM02 | 205 | 104W E45C3 Blowdown valve Machining | E45 C3 blowdown Valve | A | 0190E001 |  | 2021-11-30
0190-030-942 | 554619 | 0190-COF-PRO-E45-EXTCEL02-BDV | PM03 | 305 | 104W E45C2 Blowdown valve overhauling | E45 C2 blowdown Valve | A | 0190E001 | 2021-11-30 | 2019-06-05 | PHEMBATEAN
0190-030-942 | 581326 | 0190-COF-PRO-E45-EXTCEL02-BDV | PM02 | 205 | 104W E45C2 Blowdown valve Machining | E45 C2 blowdown Valve | A | 0190E001 |  | 2021-11-30
0190-030-941 | 554619 | 0190-COF-PRO-E45-EXTCEL01-BDV | PM03 | 305 | 104W E45C1 Blowdown valve overhauling | E45 C1 blowdown Valve | A | 0190E001 | 2021-11-30 | 2019-06-05 | PHEMBATEAN
0190-030-941 | 581326 | 0190-COF-PRO-E45-EXTCEL01-BDV | PM02 | 205 | 104W E45C1 Blowdown valve Machining | E45 C1 blowdown Valve | A | 0190E001 |  | 2021-11-30
0190-030-938 | 578157 | 0190-COF-PRO-E54-EXTCEL06-V13 | PM03 | 305 | 52W E54 C6 Valve Replacement 13 | E54 C6 StmToCellVlve (SaftyTreeToCell) | A | 0190E001 |  | 2021-08-09
0190-030-935 | 45863 | 0190-COF-PRO-A54-SKDASMBLY02-DSPMP01 | PM03 | 305 | 3M A54 Distillate pump servicing | P-ERA 54 Distillate Withdrawal Pump | B | 0190E001 | 2020-11-12 | 2019-05-23 | PHDAVODAMA
0190-030-934 | 554226 | 0190-COF-PRO-A45-SKDASMBLY02-DSPMP01 | PM03 | 307 | 3M A45 Distillate gear-motor servicing | P-ERA 45 Distillate Withdrawal Pump | B | 0190E001 | 2021-11-27 | 2019-05-23 | PHDAVODAMA
0190-030-933 | 554226 | 0190-COF-PRO-A54-SKDASMBLY02-DSPMP01 | PM03 | 305 | 3M A54 Distillate gear-motor servicing | P-ERA 54 Distillate Withdrawal Pump | B | 0190E001 | 2021-03-10 | 2019-05-23 | PHDAVODAMA
0190-030-932 | 554158 | 0190-COF-PRO-E45-EXTCEL01 | PM03 | 305 | 52W E45C1 Hyd Bypass Valve Replacement | Extraction 45 Cell No 1 | A | 0190E002 |  | 2019-05-20
0190-030-932 | 554158 | 0190-COF-PRO-E45-EXTCEL02 | PM03 | 305 | 52W E45C2 Hyd Bypass Valve Replacement | Extraction 45 Cell No 2 | A | 0190E002 |  | 2019-05-20
0190-030-932 | 554158 | 0190-COF-PRO-E45-EXTCEL03 | PM03 | 305 | 52W E45C3 Hyd Bypass Valve Replacement | Extraction 45 Cell No 3 | A | 0190E002 |  | 2019-05-20
0190-030-932 | 554158 | 0190-COF-PRO-E45-EXTCEL04 | PM03 | 305 | 52W E45C4 Hyd Bypass Valve Replacement | Extraction 45 Cell No 4 | A | 0190E002 |  | 2019-05-20
0190-030-932 | 554158 | 0190-COF-PRO-E45-EXTCEL05 | PM03 | 305 | 52W E45C5 Hyd Bypass Valve Replacement | Extraction 45 Cell No 5 | A | 0190E002 |  | 2019-05-20
0190-030-932 | 554158 | 0190-COF-PRO-E45-EXTCEL06 | PM03 | 305 | 52W E45C6 Hyd Bypass Valve Replacement | Extraction 45 Cell No 6 | A | 0190E002 |  | 2019-05-20
0190-030-932 | 554158 | 0190-COF-PRO-E45-EXTCEL07 | PM03 | 305 | 52W E45C7 Hyd Bypass Valve Replacement | Extraction 45 Cell No 7 | A | 0190E002 |  | 2019-05-20
0190-030-932 | 554158 | 0190-COF-PRO-E45-EXTCEL08 | PM03 | 305 | 52W E45C8 Hyd Bypass Valve Replacement | Extraction 45 Cell No 8 | A | 0190E002 |  | 2019-05-20
0190-030-931 | 554158 | 0190-COF-PRO-E54-EXTCEL01 | PM03 | 305 | 52W E54C1 Hyd Bypass Valve Replacement | Extraction Cell 54 No 1 | A | 0190E002 |  | 2019-05-20
0190-030-931 | 554158 | 0190-COF-PRO-E54-EXTCEL02 | PM03 | 305 | 52W E54C2 Hyd Bypass Valve Replacement | Extraction Cell 54 No 2 | A | 0190E002 |  | 2019-05-20
0190-030-931 | 554158 | 0190-COF-PRO-E54-EXTCEL03 | PM03 | 305 | 52W E54C3 Hyd Bypass Valve Replacement | Extraction Cell 54 No 3 | A | 0190E002 |  | 2019-05-20
0190-030-931 | 554158 | 0190-COF-PRO-E54-EXTCEL04 | PM03 | 305 | 52W E54C4 Hyd Bypass Valve Replacement | Extraction Cell 54 No 4 | A | 0190E002 |  | 2019-05-20
0190-030-931 | 554158 | 0190-COF-PRO-E54-EXTCEL05 | PM03 | 305 | 52W E54C5 Hyd Bypass Valve Replacement | Extraction Cell 54 No 5 | A | 0190E002 |  | 2019-05-20
0190-030-931 | 554158 | 0190-COF-PRO-E54-EXTCEL06 | PM03 | 305 | 52W E54C6 Hyd Bypass Valve Replacement | Extraction Cell 54 No 6 | A | 0190E002 |  | 2019-05-20
0190-030-931 | 554158 | 0190-COF-PRO-E54-EXTCEL07 | PM03 | 305 | 52W E54C7 Hyd Bypass Valve Replacement | Extraction Cell 54 No 7 | A | 0190E002 |  | 2019-05-20
0190-030-931 | 554158 | 0190-COF-PRO-E54-EXTCEL08 | PM03 | 305 | 52W E54C8 Hyd Bypass Valve Replacement | Extraction Cell 54 No 8 | A | 0190E002 |  | 2019-05-20
0190-030-930 | 554155 | 0190-COF-PRO-E45-EXTCEL01 | PM03 | 305 | 52W E45C1 Valve VRS 20/21 Replacement | Extraction 45 Cell No 1 | A | 0190E001 |  | 2019-05-20
0190-030-930 | 554155 | 0190-COF-PRO-E45-EXTCEL02 | PM03 | 305 | 52W E45C2 Valve VRS 20/21 Replacement | Extraction 45 Cell No 2 | A | 0190E001 |  | 2019-05-20
0190-030-930 | 554155 | 0190-COF-PRO-E45-EXTCEL03 | PM03 | 305 | 52W E45C3 Valve VRS 20/21 Replacement | Extraction 45 Cell No 3 | A | 0190E001 |  | 2019-05-20
0190-030-930 | 554155 | 0190-COF-PRO-E45-EXTCEL04 | PM03 | 305 | 52W E45C4 Valve VRS 20/21 Replacement | Extraction 45 Cell No 4 | A | 0190E001 |  | 2019-05-20
0190-030-930 | 554155 | 0190-COF-PRO-E45-EXTCEL05 | PM03 | 305 | 52W E45C5 Valve VRS 20/21 Replacement | Extraction 45 Cell No 5 | A | 0190E001 |  | 2019-05-20
0190-030-930 | 554155 | 0190-COF-PRO-E45-EXTCEL06 | PM03 | 305 | 52W E45C6 Valve VRS 20/21 Replacement | Extraction 45 Cell No 6 | A | 0190E001 |  | 2019-05-20
0190-030-930 | 554155 | 0190-COF-PRO-E45-EXTCEL07 | PM03 | 305 | 52W E45C7 Valve VRS 20/21 Replacement | Extraction 45 Cell No 7 | A | 0190E001 |  | 2019-05-20
0190-030-930 | 554155 | 0190-COF-PRO-E45-EXTCEL08 | PM03 | 305 | 52W E45C8 Valve VRS 20/21 Replacement | Extraction 45 Cell No 8 | A | 0190E001 |  | 2019-05-20
0190-030-929 | 554155 | 0190-COF-PRO-E54-EXTCEL01 | PM03 | 305 | 52W E54C1 Valve VRS 20/21 Replacement | Extraction Cell 54 No 1 | A | 0190E001 | 2019-07-18 | 2019-05-20 | PHSANTANJO
0190-030-929 | 554155 | 0190-COF-PRO-E54-EXTCEL02 | PM03 | 305 | 52W E54C2 Valve VRS 20/21 Replacement | Extraction Cell 54 No 2 | A | 0190E001 | 2019-07-18 | 2019-05-20 | PHSANTANJO
0190-030-929 | 554155 | 0190-COF-PRO-E54-EXTCEL03 | PM03 | 305 | 52W E54C3 Valve VRS 20/21 Replacement | Extraction Cell 54 No 3 | A | 0190E001 | 2019-07-18 | 2019-05-20 | PHSANTANJO
0190-030-929 | 554155 | 0190-COF-PRO-E54-EXTCEL04 | PM03 | 305 | 52W E54C4 Valve VRS 20/21 Replacement | Extraction Cell 54 No 4 | A | 0190E001 | 2019-07-18 | 2019-05-20 | PHSANTANJO
0190-030-929 | 554155 | 0190-COF-PRO-E54-EXTCEL05 | PM03 | 305 | 52W E54C5 Valve VRS 20/21 Replacement | Extraction Cell 54 No 5 | A | 0190E001 | 2019-07-18 | 2019-05-20 | PHSANTANJO
0190-030-929 | 554155 | 0190-COF-PRO-E54-EXTCEL06 | PM03 | 305 | 52W E54C6 Valve VRS 20/21 Replacement | Extraction Cell 54 No 6 | A | 0190E001 | 2019-07-18 | 2019-05-20 | PHSANTANJO
0190-030-929 | 554155 | 0190-COF-PRO-E54-EXTCEL07 | PM03 | 305 | 52W E54C7 Valve VRS 20/21 Replacement | Extraction Cell 54 No 7 | A | 0190E001 | 2019-07-18 | 2019-05-20 | PHSANTANJO
0190-030-929 | 554155 | 0190-COF-PRO-E54-EXTCEL08 | PM03 | 305 | 52W E54C8 Valve VRS 20/21 Replacement | Extraction Cell 54 No 8 | A | 0190E001 | 2019-07-18 | 2019-05-20 | PHSANTANJO
0190-030-928 | 543217 | 0190-COF-PRO-EGA-FLDLFTSYS-FLSTRV12 | PM03 | 305 | 52W FluidLift2 SV RollerChainReplacement | Fluid Lift NUCON Star Valve 02 | A | 0190E001 | 2021-03-10 | 2018-07-26 | PHDAVODAMA
0190-030-927 | 543217 | 0190-COF-PRO-EGA-FLDLFTSYS-FLSTRV11 | PM03 | 305 | 52W FluidLift1 SV RollerChainReplacement | Fluid Lift NUCON Star Valve 01 | A | 0190E001 | 2021-03-10 | 2018-07-26 | PHDAVODAMA
0190-030-926 | 543211 | 0190-COF-PRO-EGA-BGHOUSESYS-BHSTRV02 | PM03 | 305 | 52W BagHouse SV RollerChain Replacement | Baghouse Starvalve | A | 0190E001 | 2021-03-10 | 2018-07-26 | PHDAVODAMA
0190-030-925 | 543219 | 0190-COF-PRO-E54-EXTCEL08 | PM03 | 305 | 8W E54C8 V6.1 & V9 AirSwitch Replacement | Extraction Cell 54 No 8 | A | 0190E002 | 2021-03-10 | 2018-07-26 | PHDAVODAMA
0190-030-924 | 543219 | 0190-COF-PRO-E54-EXTCEL07 | PM03 | 305 | 8W E54C7 V6.1 & V9 AirSwitch Replacement | Extraction Cell 54 No 7 | A | 0190E002 | 2021-03-10 | 2018-07-26 | PHDAVODAMA
0190-030-923 | 543219 | 0190-COF-PRO-E54-EXTCEL06 | PM03 | 305 | 8W E54C6 V6.1 & V9 AirSwitch Replacement | Extraction Cell 54 No 6 | A | 0190E002 | 2021-03-10 | 2018-07-26 | PHDAVODAMA
0190-030-922 | 543219 | 0190-COF-PRO-E54-EXTCEL05 | PM03 | 305 | 8W E54C5 V6.1 & V9 AirSwitch Replacement | Extraction Cell 54 No 5 | A | 0190E002 | 2021-03-10 | 2018-07-26 | PHDAVODAMA
0190-030-921 | 543219 | 0190-COF-PRO-E54-EXTCEL04 | PM03 | 305 | 8W E54C4 V6.1 & V9 AirSwitch Replacement | Extraction Cell 54 No 4 | A | 0190E002 | 2021-03-10 | 2018-07-26 | PHDAVODAMA
0190-030-920 | 543219 | 0190-COF-PRO-E54-EXTCEL03 | PM03 | 305 | 8W E54C3 V6.1 & V9 AirSwitch Replacement | Extraction Cell 54 No 3 | A | 0190E002 | 2021-03-10 | 2018-07-26 | PHDAVODAMA
0190-030-919 | 543219 | 0190-COF-PRO-E54-EXTCEL02 | PM03 | 305 | 8W E54C2 V6.1 & V9 AirSwitch Replacement | Extraction Cell 54 No 2 | A | 0190E002 | 2021-03-10 | 2018-07-26 | PHDAVODAMA
0190-030-918 | 543219 | 0190-COF-PRO-E54-EXTCEL01 | PM03 | 305 | 8W E54C1 V6.1 & V9 AirSwitch Replacement | Extraction Cell 54 No 1 | A | 0190E002 | 2021-03-10 | 2018-07-26 | PHDAVODAMA
0190-030-917 | 543219 | 0190-COF-PRO-E45-EXTCEL08 | PM03 | 305 | 8W E45C8 V6.1 & V9 AirSwitch Replacement | Extraction 45 Cell No 8 | A | 0190E002 | 2021-03-10 | 2018-07-26 | PHDAVODAMA
0190-030-916 | 543219 | 0190-COF-PRO-E45-EXTCEL07 | PM03 | 305 | 8W E45C7 V6.1 & V9 AirSwitch Replacement | Extraction 45 Cell No 7 | A | 0190E002 | 2021-03-10 | 2018-07-26 | PHDAVODAMA
0190-030-915 | 543219 | 0190-COF-PRO-E45-EXTCEL06 | PM03 | 305 | 8W E45C6 V6.1 & V9 AirSwitch Replacement | Extraction 45 Cell No 6 | A | 0190E002 | 2021-03-10 | 2018-07-26 | PHDAVODAMA
0190-030-914 | 543219 | 0190-COF-PRO-E45-EXTCEL05 | PM03 | 305 | 8W E45C5 V6.1 & V9 AirSwitch Replacement | Extraction 45 Cell No 5 | A | 0190E002 | 2021-03-10 | 2018-07-26 | PHDAVODAMA
0190-030-913 | 543219 | 0190-COF-PRO-E45-EXTCEL04 | PM03 | 305 | 8W E45C4 V6.1 & V9 AirSwitch Replacement | Extraction 45 Cell No 4 | A | 0190E002 | 2021-03-10 | 2018-07-26 | PHDAVODAMA
0190-030-912 | 543219 | 0190-COF-PRO-E45-EXTCEL03 | PM03 | 305 | 8W E45C3 V6.1 & V9 AirSwitch Replacement | Extraction 45 Cell No 3 | A | 0190E002 | 2021-03-10 | 2018-07-26 | PHDAVODAMA
0190-030-911 | 543219 | 0190-COF-PRO-E45-EXTCEL02 | PM03 | 305 | 8W E45C2 V6.1 & V9 AirSwitch Replacement | Extraction 45 Cell No 2 | A | 0190E002 | 2021-03-10 | 2018-07-26 | PHDAVODAMA
0190-030-910 | 543219 | 0190-COF-PRO-E45-EXTCEL01 | PM03 | 305 | 8W E45C1 V6.1 & V9 AirSwitch Replacement | Extraction 45 Cell No 1 | A | 0190E002 | 2020-11-17 | 2018-07-26 | PHDAVODAMA
0190-030-908 | 50649 | 0190-COF-PRO-SCE-RFLTR03 | PM03 | 305 | 156W Caustic Rotary Filter3 Motor Servg | Caustic Rotary Filter no. 3 | C | 0190E002 | 2021-03-10 | 2018-06-08 | PHDAVODAMA
0190-030-907 | 50649 | 0190-COF-PRO-SCE-RFLTR02 | PM03 | 305 | 156W Caustic Rotary Filter2 Motor Servg | Caustic Rotary Filter no. 2 | C | 0190E002 | 2021-03-10 | 2018-06-08 | PHDAVODAMA
0190-030-906 | 50649 | 0190-COF-PRO-SCE-RFLTR01 | PM03 | 305 | 156W Caustic Rotary Filter1 Motor Servg | Caustic Rotary Filter no. 1 | C | 0190E002 | 2021-03-10 | 2018-06-08 | PHDAVODAMA
0190-030-905 | 541749 | 0190-COF-PRO-SCE-RFLTR03 | PM03 | 305 | 52W Caustic Rotary Filter3 Servicing | Caustic Rotary Filter no. 3 | C | 0190E001 | 2020-06-04 | 2018-06-08 | PHDAVODAMA
0190-030-904 | 541749 | 0190-COF-PRO-SCE-RFLTR02 | PM03 | 305 | 52W Caustic Rotary Filter2 Servicing | Caustic Rotary Filter no. 2 | C | 0190E001 | 2020-06-04 | 2018-06-08 | PHDAVODAMA
0190-030-903 | 541749 | 0190-COF-PRO-SCE-RFLTR01 | PM03 | 305 | 52W Caustic Rotary Filter1 Servicing | Caustic Rotary Filter no. 1 | C | 0190E001 | 2020-06-04 | 2018-06-08 | PHDAVODAMA
0190-030-902 | 46950 | 0190-COF-PRO-E45-FAN01 | PM03 | 307 | 3M Cooling Blower Servicing E45 | E45 Cooling Fan | A | 0190E001 | 2021-11-27 | 2010-01-14 | PHDAVODAMA
0190-030-902 | 46950 | 0190-COF-PRO-E54-COLFAN01 | PM03 | 307 | 3M Cooling Blower Servicing E54 | E54 Cooling Fan 01 | A | 0190E001 | 2021-11-27 | 2010-01-14 | PHDAVODAMA
0190-030-901 | 523849 | 0190-COF-PRO-RST-ABC01-BURNER | PM03 | 307 | 104W ABC1burner coupling cross inspect'n | ABC01 Burner | A | 0190E001 | 2017-12-27 | 2010-01-14 | PHSANTANJO
0190-030-901 | 523849 | 0190-COF-PRO-RST-ABC02-BURNER | PM03 | 307 | 104W ABC2burner coupling cross inspect'n | ABC02 Burner | A | 0190E001 | 2017-12-27 | 2017-04-18 | PHSANTANJO
0190-030-901 | 523849 | 0190-COF-PRO-RST-ABC03-BURNER | PM03 | 307 | 104W ABC3burner coupling cross inspect'n | ABC03 Burner | A | 0190E001 | 2017-12-27 | 2017-04-18 | PHSANTANJO
0190-030-901 | 523849 | 0190-COF-PRO-RST-ABC04-BURNER | PM03 | 307 | 104W ABC4burner coupling cross inspect'n | ABC04 Burner | A | 0190E001 | 2017-12-27 | 2017-04-18 | PHSANTANJO
0190-030-827 | 578157 | 0190-COF-PRO-E54-EXTCEL06-V24 | PM03 | 305 | 52W E54 C6 Valve Replacement 24 | E54 C6 Drainage inlet | A | 0190E001 |  | 2021-08-09
0190-030-826 | 578157 | 0190-COF-PRO-E54-EXTCEL06-V23 | PM03 | 305 | 52W E54 C6 Valve Replacement 23 | E54 C6 Drainage outlet | A | 0190E001 |  | 2021-08-05
0190-030-825 | 578157 | 0190-COF-PRO-E54-EXTCEL06-V22 | PM03 | 305 | 52W E54 C6 Valve Replacement 22 | E54 C6PrssreRleseInltToIPTA(MUCH Header) | A | 0190E001 |  | 2021-08-05
0190-030-823 | 578157 | 0190-COF-PRO-E54-EXTCEL06-V9 | PM03 | 305 | 52W E54 C6 Valve Replacement 09 | E54 C6 Vent valve of Cell (Safety Tree) | A | 0190E001 |  | 2021-08-05
0190-030-822 | 578157 | 0190-COF-PRO-E54-EXTCEL06-V8 | PM03 | 305 | 52W E54 C6 Valve Replacement 08 | E54 C6 Draw off – to weigh tank | A | 0190E001 |  | 2021-08-05
0190-030-821 | 578157 | 0190-COF-PRO-E54-EXTCEL06-V7 | PM03 | 305 | 52W E54 C6 Valve Replacement 07 | E54 C6 Inlet to IPT A | A | 0190E001 |  | 2021-08-05
0190-030-820 | 578157 | 0190-COF-PRO-E54-EXTCEL06-V3 | PM03 | 305 | 52W E54 C6 Valve Replacement 03 | E54 C6Receiving valve from IPT A | A | 0190E001 |  | 2021-08-05
0190-030-819 | 578157 | 0190-COF-PRO-E54-EXTCEL06-VM2 | PM03 | 305 | 40W E54 C6 Valve Replacement VM2 | E54 C6 Control valve inlet IPT A (MUCH) | A | 0190E001 | 2021-11-27 | 2021-08-05 | PHDAVODAMA
0190-030-818 | 578157 | 0190-COF-PRO-E54-EXTCEL06-V6 1 | PM03 | 305 | 36W E54 C6 Valve Replacement 6.1 | E54 C6 Cell outlet | A | 0190E001 | 2021-08-09 | 2021-08-05 | PHDAVODAMA
0190-030-817 | 578157 | 0190-COF-PRO-E54-EXTCEL06-V12 | PM03 | 305 | 36W E54 C6 Valve Replacement 12 | E54 C6 StmDrnageValve (V6 LineToCell) | A | 0190E001 | 2021-08-09 | 2021-08-05 | PHDAVODAMA
0190-030-816 | 578157 | 0190-COF-PRO-E54-EXTCEL06-V6 | PM03 | 305 | 36W E54 C6 Valve Replacement 06 | E54 C6 Cell outlet ( Manifold ) | A | 0190E001 | 2021-08-09 | 2021-08-05 | PHDAVODAMA
0190-030-815 | 578157 | 0190-COF-PRO-E54-EXTCEL06-V5 | PM03 | 305 | 36W E54 C6 Valve Replacement 05 | E54 C6Bypassvalve(mnpltd whn cell s blck | A | 0190E001 | 2021-08-09 | 2021-08-05 | PHDAVODAMA
0190-030-814 | 578157 | 0190-COF-PRO-E54-EXTCEL06-V4 | PM03 | 305 | 36W E54 C6 Valve Replacement 04 | E54 C6 Cell inlet ( Manifold ) | A | 0190E001 | 2021-08-09 | 2021-08-05 | PHDAVODAMA
0190-030-813 | 578157 | 0190-COF-PRO-E54-EXTCEL06-V2 | PM03 | 305 | 36W E54 C6 Valve Replacement 02 | E54 C6 Ext water inlet valve (ex WTH) | A | 0190E001 | 2021-08-09 | 2021-08-05 | PHDAVODAMA
0190-030-812 | 578157 | 0190-COF-PRO-E54-EXTCEL06-V1 | PM03 | 305 | 36W E54 C6 Valve Replacement 01 | E54 C6 Communication valve linking 2 cel | A | 0190E001 | 2021-08-05 | 2021-08-05 | PHDAVODAMA
0190-030-811 | 570894 | 0190-COF-PRO-EGA-EDCPNL-BLWRFAN | PM03 | 307 | 52W AHU VFD Inspection Eductor Blower Fa | Eductor Blower Fan | B | 0190E002 |  | 2021-05-10
0190-030-810 | 570894 | 0190-COF-PRO-EGA-AFTRCLR-BLWRFAN | PM03 | 307 | 52W AHU VFD Inspection AC Blower Fan | After cooler Blower Fan | X | 0190E002 |  | 2021-05-10
0190-030-809 | 570894 | 0190-COF-PRO-EGA-AFTRDRYR-BLWRFAN | PM03 | 307 | 52W AHU VFD Inspection AD Blower Fan | After Dryer Blower Fan | X | 0190E002 |  | 2021-05-10
0190-030-808 | 570148 | 0190-COF-PRO-EGA-WTSCRBR-M63 | PM03 | 305 | 52W EGRON wet scrubber pump servicing | Wet Scrubber Recirculation Pump | A | 0190E001 |  | 2021-05-03
0190-030-807 | 570894 | 0190-COF-PRO-EGA-PNLBRD02-EXHFAN02 | PM03 | 307 | 52WInspection VFD EGA Exhaust Air Fan 2 | VFD Exhaust Air Fan 2 | A | 0190E002 | 2021-04-06 | 2021-02-27 | PHDAVODAMA
0190-030-806 | 573790 | 0190-COF-PRO-EGA-GRKVSL01 | PM03 | 305 | 52WGericke PurgingAir solenoid Servicing | Egron GERICKE Vessel 01 | A | 0190E002 | 2021-03-19 | 2021-02-19 | PHILAGANAN
0190-030-805 | 573790 | 0190-COF-PRO-EGA-PURTNK01 | PM03 | 305 | 52W Purging air solenoid valve Servicing | Egron CTI Silo Purging Air Tank | B | 0190E002 | 2021-03-10 | 2021-02-19 | PHDAVODAMA
0190-030-804 | 573790 | 0190-COF-PRO-EGA-BGHOUSESYS-BHFLTR01 | PM03 | 305 | 52WPurging Air Soleniod Valves Servicing | Bag House Filter | A | 0190E002 | 2021-03-10 | 2021-02-19 | PHDAVODAMA
0190-030-803 | 573763 | 0190-COF-PRO-EGA-OVRDRVESYS-M75 | PM03 | 305 | 52W Overs blowerInspection/servicing | Overs Blower | A | 0190E001 |  | 2021-02-18
0190-030-802 | 573763 | 0190-COF-PRO-EGA-FLDLFTSYS-M47 | PM03 | 305 | 52WFluidlift blower Inspection/servicing | Blower Fluidlift No 2 | A | 0190E001 |  | 2021-02-18
0190-030-801 | 573763 | 0190-COF-PRO-EGA-FLDLFTSYS-M46 | PM03 | 305 | 52W Fluidlift blower Inspection/servicin | Blower Fluidlift No 1 | A | 0190E001 | 2021-02-18 | 2021-02-18 | PHDAVODAMA
0190-030-800 | 49281 | 0190-COF-PRO-WFE-WFEVAP01 | PM03 | 307 | 4W Wiped Film Evaporator Inspection | Wipe Film Evaporator | A | 0190E001 | 2018-11-06 | 2010-03-26 | PHSANTANJO
0190-030-799 | 570894 | 0190-COF-PRO-EGA-PNLBRD02-EXHFAN01 | PM03 | 307 | 52WInspection VFD EGA Exhaust Air Fan 1 | VFD Exhaust Air Fan 1 | A | 0190E002 | 2021-04-06 | 2021-02-27 | PHDAVODAMA
0190-030-798 | 570894 | 0190-COF-PRO-EGA-PNLBRD02-FLBLWR02 | PM03 | 307 | 52WInspection VFD EGA FluidLift Blower02 | VFD Fluid Lift Blower 2 | A | 0190E002 | 2021-04-08 | 2021-02-27 | PHDAVODAMA
0190-030-797 | 570894 | 0190-COF-PRO-EGA-PNLBRD02-FLBLWR01 | PM03 | 307 | 52WInspection VFD EGA FluidLift Blower01 | VFD Fluid Lift Blower 1 | A | 0190E002 | 2021-04-08 | 2021-02-27 | PHDAVODAMA
0190-030-796 | 570894 | 0190-COF-PRO-EGA-PNLBRD02-SECFAN | PM03 | 307 | 52W Inspection VFD EGA Secondary Air Fan | VFD Secondary Air Fan | A | 0190E002 | 2021-04-06 | 2021-02-27 | PHDAVODAMA
0190-030-795 | 570894 | 0190-COF-PRO-EGA-PNLBRD02-HAV | PM03 | 307 | 52W Inspection VFD EGA Hot Air Valve | VFD Hot Air Valve | A | 0190E002 | 2021-04-06 | 2021-02-27 | PHDAVODAMA
0190-030-794 | 570894 | 0190-COF-PRO-EGA-PNLBRD02-FEDPMP | PM03 | 307 | 52W Inspection VFD EGA Injection Pump | VFD Egron Injection Feed Pump | A | 0190E002 | 2021-04-06 | 2021-02-26 | PHDAVODAMA
0190-030-793 | 570894 | 0190-COF-PRO-EGA-PNLBRD02-SIFTERVBTR | PM03 | 307 | 52W Inspection VFD EGA Sifter Vibrator | VFD Vibra Sifter Vibrator | A | 0190E002 | 2021-04-06 | 2021-02-26 | PHDAVODAMA
0190-030-792 | 570894 | 0190-COF-PRO-EGA-PNLBRD02-CTIFDR01 | PM03 | 307 | 52W Inspection VFD EGA CTI Screw Feeder | VFD CTI Silo Screw Feeder | A | 0190E002 | 2021-04-06 | 2021-02-26 | PHDAVODAMA
0190-030-791 | 570894 | 0190-COF-PRO-EGA-PNLBRD02-FLFDR02 | PM03 | 307 | 52W Inspection VFD EGA Fine Powder 02 | VFD Fluid Lift Screwfeeder 02 | A | 0190E002 | 2021-04-08 | 2021-02-26 | PHDAVODAMA
0190-030-790 | 570894 | 0190-COF-PRO-EGA-PNLBRD02-FLFDR01 | PM03 | 307 | 52W Inspection VFD EGA Fine Powder 01 | VFD Fluid Lift Screwfeeder 01 | A | 0190E002 | 2021-04-08 | 2021-02-26 | PHDAVODAMA
0190-030-789 | 570894 | 0190-COF-PRO-EGA-PNLBRD02-STFPMP01 | PM03 | 307 | 52W Inspection VFD EGA Stuffing Pump | VFD Stuffing Pump | A | 0190E002 | 2021-04-06 | 2021-02-26 | PHDAVODAMA
0190-030-788 | 570894 | 0190-COF-PRO-EGA-PNLBRD02 | PM03 | 307 | 52W Inspection VFD EGA Fluid Lift 2 | Egron Electrical Panel Board | A | 0190E002 | 2021-04-08 | 2021-02-26 | PHDAVODAMA
0190-030-787 | 570894 | 0190-COF-PRO-EGA-PNLBRD02 | PM03 | 307 | 52W Inspection VFD EGA Fluid Lift 1 | Egron Electrical Panel Board | A | 0190E002 | 2021-04-08 | 2021-02-26 | PHDAVODAMA
0190-030-786 | 570894 | 0190-COF-PRO-EGA-PNLBRD02-ADACVBTR | PM03 | 307 | 52W Inspection VFD EGA ADAC Vibrator | VFD ADAC Vibrator | A | 0190E002 | 2021-04-06 | 2021-02-26 | PHDAVODAMA
0190-030-785 | 570894 | 0190-COF-PRO-EGA-PNLBRD02-DMMPMP | PM03 | 307 | 52W Inspection VFD EGA Distillate pump | VFD Distillate Feed Pump | A | 0190E002 | 2021-04-06 | 2021-02-26 | PHDAVODAMA
0190-030-784 | 570894 | 0190-COF-PRO-E45-MCCPNL01-MOVHP | PM03 |  | 52W Inspection of VFD E45 Moving Hopper | VFD Moving Hopper | X | 0190E001 | 2021-04-06 | 2021-02-26 | PHDAVODAMA
0190-030-783 | 570894 | 0190-COF-PRO-E45-MCCPNL01-IPT | PM03 | 307 | 52W Inspection of VFD E45 IPT Pump | VFD IPT | X | 0190E002 | 2021-04-06 | 2021-02-26 | PHDAVODAMA
0190-030-782 | 570894 | 0190-COF-PRO-A45-GRNDRPNL-FEEDR03 | PM03 | 307 | 52W Inspection of VFD ERA45 Grinder 3 | P-ERA 45 FEEDER VFD 03 | X | 0190E001 | 2021-04-06 | 2021-02-24 | PHDAVODAMA
0190-030-781 | 570894 | 0190-COF-PRO-A45-GRNDRPNL-FEEDR02 | PM03 | 307 | 52W Inspection of VFD ERA45 Grinder 2 | P-ERA 45 FEEDER VFD 02 | X | 0190E001 | 2021-04-06 | 2021-02-24 | PHDAVODAMA
0190-030-780 | 570894 | 0190-COF-PRO-A45-GRNDRPNL-FEEDR01 | PM03 | 307 | 52W Inspection of VFD ERA45 Grinder 1 | P-ERA 45 FEEDER VFD 01 | X | 0190E001 | 2021-04-06 | 2021-02-24 | PHDAVODAMA
0190-030-779 | 570894 | 0190-COF-PRO-A45-SKDPNL01-LICOMP01 | PM03 | 307 | 52W Inspection of VFD ERA45 LRC | VFD Liquid Ring Compressor | B | 0190E001 | 2021-04-06 | 2021-02-24 | PHDAVODAMA
0190-030-778 | 570894 | 0190-COF-PRO-A45-SKDPNL01-SCSCRW01 | PM03 | 307 | 52W Inspection of VFD ERA45 SC DSF | VFD Stripping Column Dischrage Screw | B | 0190E001 | 2021-04-06 | 2021-02-24 | PHDAVODAMA
0190-030-777 | 570894 | 0190-COF-PRO-A45-SKDPNL01-CFSCRW01 | PM03 | 307 | 52WInspection of VFD ERA45 CRF | VFD Constant Rate Feeder | B | 0190E001 | 2021-04-06 | 2021-02-24 | PHDAVODAMA
0190-030-776 | 570894 | 0190-COF-PRO-A45-SKDPNL01-OILPMP01 | PM03 | 307 | 52WInspection of VFD ERA45 Oil Pump | VFD Oil Pump | B | 0190E001 | 2021-04-06 | 2021-02-24 | PHDAVODAMA
0190-030-775 | 570894 | 0190-COF-PRO-A45-SKDPNL01-DSPMP01 | PM03 |  | 52WInspection of VFD ERA45Distillate Pmp | VFD Distillate Pump | B | 0190E001 | 2021-04-06 | 2021-02-24 | PHDAVODAMA
0190-030-774 | 570894 | 0190-COF-PRO-ARC-MCCPNL-H2OPMP | PM03 | 307 | 52WInspection of VFD ARC Water Preservat | VFD Pump Water Preservative | X | 0190E002 | 2021-04-06 | 2021-02-24 | PHDAVODAMA
0190-030-773 | 570894 | 0190-COF-PRO-ARC-MCCPNL-OILPUMP01 | PM03 | 307 | 52WInspection of VFD ARC Oil Feed Pump | VFD Pump Oil Feed Pump | X | 0190E002 | 2021-04-06 | 2021-02-24 | PHDAVODAMA
0190-030-772 | 570894 | 0190-COF-PRO-ARC-MCCPNL-AROMAPUMP | PM03 | 307 | 26WInspection of VFD ARC Aroma Outlet | VFD Pump Aroma Outlet | X | 0190E002 | 2021-04-06 | 2021-02-24 | PHDAVODAMA
0190-030-771 | 570894 | 0190-COF-PRO-A54-SKDPNL01-LICOMP01 | PM03 | 307 | 52W Inspection of VFD A54 LRC | VFD Liquid Ring compressor | B | 0190E001 | 2021-04-06 | 2021-01-30 | PHDAVODAMA
0190-030-770 | 570894 | 0190-COF-PRO-A54-SKDPNL01-SCSCRW01 | PM03 | 307 | 52W Inspection of VFD A54 DSF | VFD Stripping Discharge Screw Conveyor | B | 0190E001 | 2021-04-06 | 2021-01-30 | PHDAVODAMA
0190-030-769 | 570894 | 0190-COF-PRO-A54-SKDPNL01-CFSCRW01 | PM03 | 307 | 52W Inspection of VFD A54 CRF | VFD SC 0204 Constant Rate Feeder | B | 0190E001 | 2021-04-06 | 2021-01-30 | PHDAVODAMA
0190-030-768 | 570894 | 0190-COF-PRO-A54-SKDPNL01-OILPMP01 | PM03 | 307 | 52W Inspection of VFD A54 Oil Pump | VFD SC 1104 Oil Pump | B | 0190E001 | 2021-04-06 | 2021-01-30 | PHDAVODAMA
0190-030-767 | 570894 | 0190-COF-PRO-A54-SKDPNL01-DSPMP01 | PM03 | 307 | 26WInspection of VFD A54 Distillate Pum | VFD SC 1401 Distillate Pump | B | 0190E001 | 2021-04-06 | 2021-01-30 | PHDAVODAMA
0190-030-766 | 570894 | 0190-COF-PRO-FFE-CLFRPNL6-CLARIF06 | PM03 | 307 | 52W Inspection of VFD Clarifier 6 | VFD Clarifier 6 | B | 0190E002 | 2021-04-06 | 2021-01-30 | PHDAVODAMA
0190-030-765 | 570894 | 0190-COF-PRO-FFE-CLFRPNL4-CLARIF04 | PM03 | 307 | 52W Inspection of VFD Clarifier 4 | VFD Clarifier 4 | B | 0190E001 | 2021-04-06 | 2021-01-30 | PHDAVODAMA
0190-030-764 | 570894 | 0190-COF-PRO-FFE-CLFRPNL3-CLARIF03 | PM03 | 307 | 52W Inspection of VFD Clarifier 3 | VFD Clarifier 3 | B | 0190E002 | 2021-11-26 | 2021-01-30 | PHSONUGAHA1
0190-030-763 | 570894 | 0190-COF-PRO-FFE-MCCPNL01-FNRPMP01 | PM03 | 307 | 52W Inspection of VFD FFE M59 PUMP | VFD FFE Finisher Outlet Pump M59 | B | 0190E002 | 2021-04-06 | 2021-01-30 | PHDAVODAMA
0190-030-762 | 570894 | 0190-COF-PRO-FFE-MCCPNL01-4EXPMP02 | PM03 | 307 | 52W Inspection of VFD FFE M56 PUMP | VFD FFE 4thEffect B Outlet Pump M56 | B | 0190E002 | 2021-04-06 | 2021-01-30 | PHDAVODAMA
0190-030-761 | 570894 | 0190-COF-PRO-FFE-MCCPNL01-4EXPMP01 | PM03 | 307 | 52W Inspection of VFD FFE M55 PUMP | VFD FFE 4thEffect A Outlet Pump M55 | B | 0190E002 | 2021-04-06 | 2021-01-30 | PHDAVODAMA
0190-030-760 | 570894 | 0190-COF-PRO-FFE-MCCPNL01-3EXPMP01 | PM03 | 307 | 52W Inspection of VFD FFE M54 PUMP | VFD FFE 3rd Effect Outlet Pump M54 | B | 0190E002 | 2021-04-06 | 2021-01-30 | PHDAVODAMA
0190-030-759 | 570894 | 0190-COF-PRO-FFE-MCCPNL01-2BEXPMP1 | PM03 | 307 | 52W Inspection of VFD FFE M53 PUMP | VFD FFE 2B Outlet Pump M53 | B | 0190E002 | 2021-11-26 | 2021-01-30 | PHSONUGAHA1
0190-030-758 | 570894 | 0190-COF-PRO-A54-GRFPNL01-GRNDR03 | PM03 | 307 | 52W Inspection of VFD ERA54 GRINDER 3 | VFD Feeder Motor 03 | B | 0190E001 | 2021-04-06 | 2020-11-16 | PHDAVODAMA
0190-030-757 | 570894 | 0190-COF-PRO-A54-GRFPNL01-GRNDR02 | PM03 | 307 | 52W Inspection of VFD ERA54 GRINDER 2 | VFD Feeder Motor 02 | B | 0190E001 | 2021-04-06 | 2020-11-16 | PHDAVODAMA
0190-030-756 | 570894 | 0190-COF-PRO-A54-GRFPNL01-GRNDR01 | PM03 | 307 | 52W Inspection of VFD ERA54 GRINDER 1 | VFD Feeder Motor 01 | B | 0190E001 | 2021-04-06 | 2020-11-16 | PHDAVODAMA
0190-030-754 | 562755 | 0190-COF-PRO-E54-EXTCEL01 | PM03 | 305 | 10Y E54 C1 lock ring replacement | Extraction Cell 54 No 1 | A | 0190E001 | 2021-08-30 | 2020-03-24 | PHMEDIANJI
0190-030-754 | 562755 | 0190-COF-PRO-E54-EXTCEL02 | PM03 | 305 | 10Y E54 C2 lock ring replacement | Extraction Cell 54 No 2 | A | 0190E001 | 2021-08-30 | 2020-03-24 | PHMEDIANJI
0190-030-754 | 562755 | 0190-COF-PRO-E54-EXTCEL03 | PM03 | 305 | 10Y E54 C3 lock ring replacement | Extraction Cell 54 No 3 | A | 0190E001 | 2021-08-30 | 2020-03-24 | PHMEDIANJI
0190-030-754 | 562755 | 0190-COF-PRO-E54-EXTCEL04 | PM03 | 305 | 10Y E54 C4 lock ring replacement | Extraction Cell 54 No 4 | A | 0190E001 | 2021-08-30 | 2020-03-24 | PHMEDIANJI
0190-030-754 | 562755 | 0190-COF-PRO-E54-EXTCEL05 | PM03 | 305 | 10Y E54 C5 lock ring replacement | Extraction Cell 54 No 5 | A | 0190E001 | 2021-08-30 | 2020-03-24 | PHMEDIANJI
0190-030-754 | 562755 | 0190-COF-PRO-E54-EXTCEL06 | PM03 | 305 | 10Y E54 C6 lock ring replacement | Extraction Cell 54 No 6 | A | 0190E001 | 2021-08-30 | 2020-03-24 | PHMEDIANJI
0190-030-754 | 562755 | 0190-COF-PRO-E54-EXTCEL07 | PM03 | 305 | 10Y E54 C7 lock ring replacement | Extraction Cell 54 No 7 | A | 0190E001 | 2021-08-30 | 2020-03-24 | PHMEDIANJI
0190-030-754 | 562755 | 0190-COF-PRO-E54-EXTCEL08 | PM03 | 305 | 10Y E54 C8 lock ring replacement | Extraction Cell 54 No 8 | A | 0190E001 | 2021-08-30 | 2020-03-24 | PHMEDIANJI
0190-030-753 | 562755 | 0190-COF-PRO-E45-EXTCEL01 | PM03 | 305 | 10Y E45 C1 lock ring replacement | Extraction 45 Cell No 1 | A | 0190E001 |  | 2020-03-24
0190-030-753 | 562755 | 0190-COF-PRO-E45-EXTCEL02 | PM03 | 305 | 10Y E45 C2 lock ring replacement | Extraction 45 Cell No 2 | A | 0190E001 |  | 2020-03-24
0190-030-753 | 562755 | 0190-COF-PRO-E45-EXTCEL03 | PM03 | 305 | 10Y E45 C3 lock ring replacement | Extraction 45 Cell No 3 | A | 0190E001 |  | 2020-03-24
0190-030-753 | 562755 | 0190-COF-PRO-E45-EXTCEL04 | PM03 | 305 | 10Y E45 C4 lock ring replacement | Extraction 45 Cell No 4 | A | 0190E001 |  | 2020-03-24
0190-030-753 | 562755 | 0190-COF-PRO-E45-EXTCEL05 | PM03 | 305 | 10Y E45 C5 lock ring replacement | Extraction 45 Cell No 5 | A | 0190E001 |  | 2020-03-24
0190-030-753 | 562755 | 0190-COF-PRO-E45-EXTCEL06 | PM03 | 305 | 10Y E45 C6 lock ring replacement | Extraction 45 Cell No 6 | A | 0190E001 |  | 2020-03-24
0190-030-753 | 562755 | 0190-COF-PRO-E45-EXTCEL07 | PM03 | 305 | 10Y E45 C7 lock ring replacement | Extraction 45 Cell No 7 | A | 0190E001 |  | 2020-03-24
0190-030-753 | 562755 | 0190-COF-PRO-E45-EXTCEL08 | PM03 | 305 | 10Y E45 C8 lock ring replacement | Extraction 45 Cell No 8 | A | 0190E001 |  | 2020-03-24
0190-030-752 | 561858 | 0190-COF-PRO-EGA-CTISYSTM-BGHSLO01 | PM03 | 307 | 52W CTI Silo WIT Funct'y/Accuracy Check | Egron CTI Bag House | A | 0190E002 |  | 2020-02-22
0190-030-751 | 560806 | 0190-COF-PRO-A54-SKDASMBLY01-WTRCOL01 | PM03 | 307 | 3M PRV 3A7-PRV-13.06 Manual Relief | P-ERA 54 Water Absorption Column | B | 0190E001 | 2021-04-09 | 2020-02-07 | PHDAVODAMA
0190-030-751 | 560806 | 0190-COF-PRO-A54-SKDASMBLY02-ACNDSR01 | PM03 | 307 | 3M PRV 3A7-PRV-06.05 Manual Relief | P-ERA 54 Aroma Condenser | C | 0190E001 | 2021-04-09 | 2020-02-07 | PHDAVODAMA
0190-030-751 | 560806 | 0190-COF-PRO-A54-SKDASMBLY02-SPTRGL01 | PM03 | 307 | 3M PRV 3A7-PRV-09.08 Manual Relief | P-ERA 54 Gas-Liquid Separator | C | 0190E001 | 2021-04-09 | 2020-02-07 | PHDAVODAMA
0190-030-751 | 560806 | 0190-COF-PRO-E45-HPWHTR01-PRESSRELVAL_2 | PM03 | 307 | 3M PRV 3A9-PRV-31.05 Manual Relief | Pressure Relief Valve 02 | B | 0190E001 | 2021-04-09 | 2020-02-07 | PHDAVODAMA
0190-030-751 | 560806 | 0190-COF-PRO-FFE-FFE01-PRESSRELVAL_1 | PM03 | 307 | 3M PRV 3A8-PRV-01.06 Manual Relief | Pressure Relief Valve 01 | B | 0190E001 | 2021-04-09 | 2020-02-07 | PHDAVODAMA
0190-030-751 | 560806 | 0190-COF-PRO-FFE-FNSHRCLNDR | PM03 | 307 | 3M PRV 3A8-PRV-23.09 Manual Relief | FFE Finisher CALANDRIA | C | 0190E001 | 2021-04-09 | 2020-02-07 | PHDAVODAMA
0190-030-751 | 560806 | 0190-COF-PRO-SCE-EVAPTR01-PRESSRELVAL_1 | PM03 | 307 | 3M PRV 3D1-PRV-003 Manual Relief | Pressure Relief Valve 01 | B | 0190E001 | 2021-04-09 | 2020-02-07 | PHDAVODAMA
0190-030-751 | 560806 | 0190-COF-PRO-WFE-HEATER01 | PM03 | 307 | 3M PRV 3A9-PRV-13.04 Manual Relief | WFE Pre Heater | B | 0190E001 | 2021-04-09 | 2020-02-07 | PHDAVODAMA
0190-030-751 | 560806 | 0190-COF-PRO-WFE-HEATER02-PRESSRELVAL_1 | PM03 | 307 | 3M PRV 3A9-PRV-14.03 Manual Relief | Pressure Relief Valve 01 | B | 0190E001 | 2021-04-09 | 2020-02-07 | PHDAVODAMA
0190-030-751 | 560806 | 0190-COF-PRO-WFE-WFEVAP01-PRESSRELVAL_1 | PM03 | 307 | 3M PRV 3A9-PRV-15.13 Manual Relief | Pressure Relief Valve 01 | B | 0190E001 | 2021-04-09 | 2020-02-07 | PHDAVODAMA
0190-030-751 | 560806 | 0190-COF-PRO-WFE-WFEVAP01-PRESSRELVAL_2 | PM03 | 307 | 3M PRV 3A9-PRV-15.09 Manual Relief | Pressure Relief Valve 02 | B | 0190E001 | 2021-04-09 | 2020-02-07 | PHDAVODAMA
0190-030-750 | 560806 | 0190-COF-PRO-A45-DSTANKS-DSTNKA01 | PM03 | 307 | 3M PRV 3A6-PRV-15.12 Manual Relief | P-ERA 45 Distillate Tank A | B | 0190E001 | 2021-04-09 | 2020-02-07 | PHDAVODAMA
0190-030-750 | 560806 | 0190-COF-PRO-A45-DSTANKS-DSTNKA01 | PM03 | 307 | 3M PRV 3A6-PRV-70.04 Manual Relief | P-ERA 45 Distillate Tank A | B | 0190E001 | 2021-04-09 | 2020-02-07 | PHDAVODAMA
0190-030-750 | 560806 | 0190-COF-PRO-A45-DSTANKS-DSTNKB01 | PM03 | 307 | 3M PRV 3A6-PRV-16.11 Manual Relief | P-ERA 45 Distillate Tank B | B | 0190E001 | 2021-04-09 | 2020-02-07 | PHDAVODAMA
0190-030-750 | 560806 | 0190-COF-PRO-A45-DSTANKS-DSTNKB01 | PM03 | 307 | 3M PRV 3A6-PRV-16.12 Manual Relief | P-ERA 45 Distillate Tank B | B | 0190E001 | 2021-04-09 | 2020-02-07 | PHDAVODAMA
0190-030-750 | 560806 | 0190-COF-PRO-A45-SKDASMBLY01-RECOL01 | PM03 | 307 | 3M PRV 3A6-PRV-13.06 Manual Relief | P-ERA 45 Recycle Cooler | C | 0190E001 | 2021-04-09 | 2020-02-07 | PHDAVODAMA
0190-030-750 | 560806 | 0190-COF-PRO-A45-SKDASMBLY02-ACNDSR01 | PM03 | 307 | 3M PRV 3A6-PRV-06.03 Manual Relief | P-ERA 45 Aroma Condenser | C | 0190E001 | 2021-04-09 | 2020-02-07 | PHDAVODAMA
0190-030-750 | 560806 | 0190-COF-PRO-A45-SKDASMBLY02-ACNDSR01 | PM03 | 307 | 3M PRV 3A6-PRV-07.08 Manual Relief | P-ERA 45 Aroma Condenser | C | 0190E001 | 2021-04-09 | 2020-02-07 | PHDAVODAMA
0190-030-750 | 560806 | 0190-COF-PRO-A45-SKDASMBLY02-SPTRGL01 | PM03 | 307 | 3M PRV 3A6-PRV-09.08 Manual Relief | P-ERA 45 Gas-Liquid Separator | C | 0190E001 | 2021-04-09 | 2020-02-07 | PHDAVODAMA
0190-030-750 | 560806 | 0190-COF-PRO-A45-SKDASMBLY02-SPTRGL01 | PM03 | 307 | 3M PRV 3A6-PRV-10.02 Manual Relief | P-ERA 45 Gas-Liquid Separator | C | 0190E001 | 2021-04-09 | 2020-02-07 | PHDAVODAMA
0190-030-750 | 560806 | 0190-COF-PRO-A54-SKDASMBLY02-ACNDSR01 | PM03 | 307 | 3M PRV 3A7-PRV-06.03 Manual Relief | P-ERA 54 Aroma Condenser | C | 0190E001 | 2021-04-09 | 2020-02-07 | PHDAVODAMA
0190-030-749 | 560806 | 0190-COF-PRO-E45-STMHDR01-PRESSRELVAL_3 | PM03 | 307 | 3M PRV 3A6-PRV-03.11 Manual Relief | Pressure Relief Valve 03 | B | 0190E001 | 2021-04-09 | 2020-02-07 | PHDAVODAMA
0190-030-749 | 560806 | 0190-COF-PRO-E54-COOLER11-PRESSRELVAL_1 | PM03 | 307 | 3M PRV 3A4-PRV-14.09 Manual Relief | Pressure Relief Valve 01 | B | 0190E001 | 2021-04-09 | 2020-02-07 | PHDAVODAMA
0190-030-749 | 560806 | 0190-COF-PRO-E54-EXTCEL08-PRESSRELVAL_1 | PM03 | 307 | 3M PRV 3A4-PRV-07.06/08 Manual Relief | Pressure Relief Valve 01 | B | 0190E001 | 2021-04-09 | 2020-02-07 | PHDAVODAMA
0190-030-749 | 560806 | 0190-COF-PRO-E54-HEATER03-PRESSRELVAL_1 | PM03 | 307 | 3M PRV 3A4-PRV-13.04 Manual Relief | Pressure Relief Valve 01 | B | 0190E001 | 2021-04-09 | 2020-02-07 | PHDAVODAMA
0190-030-749 | 560806 | 0190-COF-PRO-E54-IPTPMP01 | PM03 | 307 | 3M PRV 3A4-PRV-12.06 Manual Relief | IPTA Pump No 1 Extraction 54 | B | 0190E001 | 2021-04-09 | 2020-02-07 | PHDAVODAMA
0190-030-749 | 560806 | 0190-COF-PRO-EGA-EGRTWR01-PRESSRELVAL_1 | PM03 | 307 | 3M PRV 3A5-PRV-006 Manual Relief | Pressure Relief Valve 01 | B | 0190E001 | 2021-04-09 | 2020-02-07 | PHDAVODAMA
0190-030-749 | 560806 | 0190-COF-PRO-EGA-EGRTWR01-PRESSRELVAL_2 | PM03 | 307 | 3M PRV 3A5-PRV-33.03 Manual Relief | Pressure Relief Valve 02 | C | 0190E001 | 2021-04-09 | 2020-02-07 | PHDAVODAMA
0190-030-749 | 560806 | 0190-COF-PRO-EGA-GRKVSL01-PRESSRELVAL_1 | PM03 | 307 | 3M PRV 3A5_PRV-001 Manual Relief | Pressure Relief Valve 01 | B | 0190E001 | 2021-04-09 | 2020-02-07 | PHDAVODAMA
0190-030-749 | 560806 | 0190-COF-PRO-EGA-GRKVSL02-PRESSRELVAL_1 | PM03 | 307 | 3M PRV 3A5-PRV-005 Manual Relief | Pressure Relief Valve 01 | B | 0190E001 | 2021-04-09 | 2020-02-07 | PHDAVODAMA
0190-030-749 | 560806 | 0190-COF-PRO-SCE-CHTR01 | PM03 | 307 | 3M PRV 3A5-PRV-003 Manual Relief | ERA CIP Heater | B | 0190E001 | 2021-04-09 | 2020-02-07 | PHDAVODAMA
0190-030-748 | 560806 | 0190-COF-PRO-E54-EXTCEL01-PRESSRELVAL_1 | PM03 | 307 | 3M PRV 3A4-PRV-07.06/01 Manual Relief | Pressure Relief Valve 01 | B | 0190E001 | 2021-04-09 | 2020-02-07 | PHDAVODAMA
0190-030-748 | 560806 | 0190-COF-PRO-E54-EXTCEL02-PRESSRELVAL_1 | PM03 | 307 | 3M PRV 3A4-PRV-07.06/02 Manual Relief | Pressure Relief Valve 01 | B | 0190E001 | 2021-04-09 | 2020-02-07 | PHDAVODAMA
0190-030-748 | 560806 | 0190-COF-PRO-E54-EXTCEL03-PRESSRELVAL_1 | PM03 | 307 | 3M PRV 3A4-PRV-07.06/03 Manual Relief | Pressure Relief Valve 01 | B | 0190E001 | 2021-04-09 | 2020-02-07 | PHDAVODAMA
0190-030-748 | 560806 | 0190-COF-PRO-E54-EXTCEL04-PRESSRELVAL_1 | PM03 | 307 | 3M PRV 3A4-PRV-07.06/04 Manual Relief | Pressure Relief Valve 01 | B | 0190E001 | 2021-04-09 | 2020-02-07 | PHDAVODAMA
0190-030-748 | 560806 | 0190-COF-PRO-E54-EXTCEL05-PRESSRELVAL_1 | PM03 | 307 | 3M PRV 3A4-PRV-07.06/05 Manual Relief | Pressure Relief Valve 01 | B | 0190E001 | 2021-04-09 | 2020-02-07 | PHDAVODAMA
0190-030-748 | 560806 | 0190-COF-PRO-E54-EXTCEL06-PRESSRELVAL_1 | PM03 | 307 | 3M PRV 3A4-PRV-07.06/06 Manual Relief | Pressure Relief Valve 01 | B | 0190E001 | 2021-04-09 | 2020-02-07 | PHDAVODAMA
0190-030-748 | 560806 | 0190-COF-PRO-E54-EXTCEL07-PRESSRELVAL_1 | PM03 | 307 | 3M PRV 3A4-PRV-07.06/07 Manual Relief | Pressure Relief Valve 01 | B | 0190E001 | 2021-04-09 | 2020-02-07 | PHDAVODAMA
0190-030-748 | 560806 | 0190-COF-PRO-E54-FLSTNK01 | PM03 | 307 | 3M PRV 3A4-PRV-06.15 Manual Relief | IPTA Flash Tank | B | 0190E001 | 2021-04-09 | 2020-02-07 | PHDAVODAMA
0190-030-748 | 560806 | 0190-COF-PRO-E54-HEATER01 | PM03 | 307 | 3M PRV 3A4-PRV-06.03 Manual Relief | Water Heater High Pressure | A | 0190E001 | 2021-04-09 | 2020-02-07 | PHDAVODAMA
0190-030-748 | 560806 | 0190-COF-PRO-E54-STMHDR01-PRESSRELVAL_2 | PM03 | 307 | 3M PRV 3A4-PRV-05.13 Manual Relief | Pressure Relief Valve 02 | B | 0190E001 | 2021-04-09 | 2020-02-07 | PHDAVODAMA
0190-030-747 | 560806 | 0190-COF-PRO-A45-DSTANKS-DSTNKA01 | PM03 | 307 | 3M PRV 3A3-PRV-15.11 Manual Relief | P-ERA 45 Distillate Tank A | B | 0190E001 | 2021-04-09 | 2020-02-07 | PHDAVODAMA
0190-030-747 | 560806 | 0190-COF-PRO-E45-CELHDR01 | PM03 | 307 | 3M PRV 3A3-PRV-14.08 Manual Relief | E45 Cell Header | B | 0190E001 | 2021-04-09 | 2020-02-07 | PHDAVODAMA
0190-030-747 | 560806 | 0190-COF-PRO-E45-EXTCEL08-PRESSRELVAL_1 | PM03 | 307 | 3M PRV 3A3-PRV-07.06/08 Manual Relief | Pressure Relief Valve 001 | B | 0190E001 | 2021-04-09 | 2020-02-07 | PHDAVODAMA
0190-030-747 | 560806 | 0190-COF-PRO-E45-FLSTNK01 | PM03 | 307 | 3M PRV 3A3-PRV-08.16 Manual Relief | IPTA Flash Tank | B | 0190E001 | 2021-04-09 | 2020-02-07 | PHDAVODAMA
0190-030-747 | 560806 | 0190-COF-PRO-E45-HPWHTR01-PRESSRELVAL_1 | PM03 | 307 | 3M PRV 3A4-PRV-05.03 Manual Relief | Pressure Relief Valve 001 | B | 0190E001 | 2021-04-09 | 2020-02-07 | PHDAVODAMA
0190-030-747 | 560806 | 0190-COF-PRO-E45-IPTPMPSYSTM-IPTPMP01 | PM03 | 307 | 3M PRV 3A3-PRV-12.07 Manual Relief | IPTA Pump No 1 | B | 0190E001 | 2021-04-09 | 2020-02-07 | PHDAVODAMA
0190-030-747 | 560806 | 0190-COF-PRO-E45-PREHTR01-PRESSRELVAL_1 | PM03 | 307 | 3M PRV 3A3-PRV-13.04 Manual Relief | Pressure Relief Valve 01 | B | 0190E001 | 2021-04-09 | 2020-02-07 | PHDAVODAMA
0190-030-747 | 560806 | 0190-COF-PRO-E54-HEATER02 | PM03 | 307 | 3M PRV 3A4-PRV-05.01 Manual Relief | Water Heater Low Pressure | A | 0190E001 | 2021-04-09 | 2020-02-07 | PHDAVODAMA
0190-030-747 | 560806 | 0190-COF-PRO-E54-HEATER02 | PM03 | 307 | 3M PRV 3A4-PRV-05.02 Manual Relief | Water Heater Low Pressure | A | 0190E001 | 2021-04-09 | 2020-02-07 | PHDAVODAMA
0190-030-747 | 560806 | 0190-COF-PRO-E54-HEATER02-PRESSRELVAL_1 | PM03 | 307 | 3M PRV 3A4-PRV-04.16 Manual Relief | Pressure Relief Valve 01 | B | 0190E001 | 2021-04-09 | 2020-02-07 | PHDAVODAMA
0190-030-747 | 560806 | 0190-COF-PRO-E54-STMHDR05-PRESSRELVAL_1 | PM03 | 307 | 3M PRV 3A4-PRV-03.17 Manual Relief | Pressure Relief Valve 01 | B | 0190E001 | 2021-04-09 | 2020-02-07 | PHDAVODAMA
0190-030-746 | 560806 | 0190-COF-PRO-E45-EXTCEL01-PRESSRELVAL_1 | PM03 | 307 | 3M PRV 3A3-PRV-07.06/01 Manual Relief | Pressure Relief Valve 01 | B | 0190E001 | 2021-04-09 | 2020-02-07 | PHDAVODAMA
0190-030-746 | 560806 | 0190-COF-PRO-E45-EXTCEL02-PRESSRELVAL_1 | PM03 | 307 | 3M PRV 3A3-PRV-07.06/02 Manual Relief | Pressure Relief Valve 01 | B | 0190E001 | 2021-04-09 | 2020-02-07 | PHDAVODAMA
0190-030-746 | 560806 | 0190-COF-PRO-E45-EXTCEL03-PRESSRELVAL_1 | PM03 | 307 | 3M PRV 3A3-PRV-07.06/03 Manual Relief | Pressure Relief Valve 01 | B | 0190E001 | 2021-04-09 | 2020-02-07 | PHDAVODAMA
0190-030-746 | 560806 | 0190-COF-PRO-E45-EXTCEL04-PRESSRELVAL_1 | PM03 | 307 | 3M PRV 3A3-PRV-07.06/04 Manual Relief | Pressure Relief Valve 01 | B | 0190E001 | 2021-04-09 | 2020-02-07 | PHDAVODAMA
0190-030-746 | 560806 | 0190-COF-PRO-E45-EXTCEL05-PRESSRELVAL_1 | PM03 | 307 | 3M PRV 3A3-PRV-07.06/05 Manual Relief | Pressure Relief Valve 01 | B | 0190E001 | 2021-04-09 | 2020-02-07 | PHDAVODAMA
0190-030-746 | 560806 | 0190-COF-PRO-E45-EXTCEL06-PRESSRELVAL_1 | PM03 | 307 | 3M PRV 3A3-PRV-07.06/06 Manual Relief | Pressure Relief Valve 01 | B | 0190E001 | 2021-04-09 | 2020-02-07 | PHDAVODAMA
0190-030-746 | 560806 | 0190-COF-PRO-E45-EXTCEL07-PRESSRELVAL_1 | PM03 | 307 | 3M PRV 3A3-PRV-07.06/07 Manual Relief | Pressure Relief Valve 001 | B | 0190E001 | 2021-04-09 | 2020-02-07 | PHDAVODAMA
0190-030-746 | 560806 | 0190-COF-PRO-E45-LPWHTR02-PRESSRELVAL_1 | PM03 | 307 | 3M PRV 3A3-PRV-06.03 Manual Relief | Pressure Relief Valve 01 | B | 0190E001 | 2021-04-09 | 2020-02-07 | PHDAVODAMA
0190-030-746 | 560806 | 0190-COF-PRO-E45-LPWHTR02-PRESSRELVAL_2 | PM03 | 307 | 3M PRV 3A3-PRV-05.03 Manual Relief | Pressure Relief Valve 02 | B | 0190E001 | 2021-04-09 | 2020-02-07 | PHDAVODAMA
0190-030-746 | 560806 | 0190-COF-PRO-E45-STMHDR01-PRESSRELVAL_1 | PM03 | 307 | 3M PRV 3A3-PRV-05.31 Manual Relief | Pressure Relief Valve 01 | B | 0190E001 | 2021-04-09 | 2020-02-07 | PHDAVODAMA
0190-030-745 | 560806 | 0190-COF-PRO-A45-DSTANKS-DSTNKA01 | PM03 | 307 | 3M PRV 3A3-PRV-001 Manual Relief | P-ERA 45 Distillate Tank A | B | 0190E001 | 2021-04-09 | 2020-02-07 | PHDAVODAMA
0190-030-745 | 560806 | 0190-COF-PRO-ARC-ARTANK01-AROMAPUMP | PM03 | 307 | 3M PRV 3A10-PRV-26.26 Manual Relief | Aroma Outfeed Pump 01 | B | 0190E001 | 2021-04-09 | 2020-02-07 | PHDAVODAMA
0190-030-745 | 560806 | 0190-COF-PRO-ARC-OILT01 | PM03 | 307 | 3M PRV 3A10-PRV-26.19 Manual Relief | Oil Tank | B | 0190E001 | 2021-04-09 | 2020-02-07 | PHDAVODAMA
0190-030-745 | 560806 | 0190-COF-PRO-ARC-OILT01-OILPUMP02 | PM03 | 307 | 3M PRV 3A10-PRV-21.77 Manual Relief | Transfer Pump 02 | B | 0190E001 | 2021-04-09 | 2020-02-07 | PHDAVODAMA
0190-030-745 | 560806 | 0190-COF-PRO-E54-HEATER04 | PM03 | 307 | 3M PRV 3A3-PRV-04.21 Manual Relief | Pre Wetting Heater Assembly | B | 0190E001 | 2021-04-09 | 2020-02-07 | PHDAVODAMA
0190-030-745 | 560806 | 0190-COF-PRO-RST-AIRTNK03-PRESSRELVAL_1 | PM03 | 307 | 3M PRV 3A2-PRV-001 Manual Relief | Pressure Relief Valve 01 | B | 0190E001 | 2021-04-09 | 2020-02-07 | PHDAVODAMA
0190-030-745 | 560806 | 0190-COF-PRO-RST-AIRTNK04-PRESSRELVAL_1 | PM03 | 307 | 3M PRV 3A2-PRV-002 Manual Relief | Pressure Relief Valve 01 | B | 0190E001 | 2021-04-09 | 2020-02-07 | PHDAVODAMA
0190-030-745 | 560806 | 0190-COF-PRO-RST-HDRTNK01-PRESSRELVAL_1 | PM03 | 307 | 3M PRV 3A2-PRV-32.08/01 Manual Relief | Pressure Relief Valve 01 | B | 0190E001 | 2021-04-09 | 2020-02-07 | PHDAVODAMA
0190-030-745 | 560806 | 0190-COF-PRO-RST-HDRTNK02-PRESSRELVAL_1 | PM03 | 307 | 3M PRV 3A2-PRV-32.08/02 Manual Relief | Pressure Relief Valve 01 | B | 0190E001 | 2021-04-09 | 2020-02-07 | PHDAVODAMA
0190-030-745 | 560806 | 0190-COF-PRO-RST-HDRTNK03-PRESSRELVAL_1 | PM03 | 307 | 3M PRV 3A2-PRV-32.08/03 Manual Relief | Pressure Relief Valve 01 | B | 0190E001 | 2021-04-09 | 2020-02-07 | PHDAVODAMA
0190-030-745 | 560806 | 0190-COF-PRO-RST-HDRTNK04-PRESSRELVAL_1 | PM03 | 307 | 3M PRV 3A2-PRV-32.08/04 Manual Relief | Pressure Relief Valve 01 | B | 0190E001 | 2021-04-09 | 2020-02-07 | PHDAVODAMA
0190-030-744 | 560806 | 0190-COF-PRO-ARC-ARMTRT | PM03 | 307 | 3M PRV 3A10-PRV-11.39 Manual Relief | Aroma Treatment Stage | B | 0190E001 | 2021-04-09 | 2020-02-07 | PHDAVODAMA
0190-030-744 | 560806 | 0190-COF-PRO-ARC-ARMTRT | PM03 | 307 | 3M PRV 3A10-PRV-14.10 Manual Relief | Aroma Treatment Stage | B | 0190E001 | 2021-04-09 | 2020-02-07 | PHDAVODAMA
0190-030-744 | 560806 | 0190-COF-PRO-ARC-ARMTRT | PM03 | 307 | 3M PRV 3A10-PRV-21.25 Manual Relief | Aroma Treatment Stage | B | 0190E001 | 2021-04-09 | 2020-02-07 | PHDAVODAMA
0190-030-744 | 560806 | 0190-COF-PRO-ARC-ARTANK01 | PM03 | 307 | 3M PRV 3A10-PRV-07.13 Manual Relief | Aroma Infeed Tank 01 | B | 0190E001 | 2021-04-09 | 2020-02-07 | PHDAVODAMA
0190-030-744 | 560806 | 0190-COF-PRO-ARC-ARTANK02 | PM03 | 307 | 3M PRV 3A10-PRV-11.49 Manual Relief | Aroma Outlet Tank 02 | B | 0190E001 | 2021-04-09 | 2020-02-07 | PHDAVODAMA
0190-030-744 | 560806 | 0190-COF-PRO-ARC-ARTANK02-AROMAPUMP | PM03 | 307 | 3M PRV 3A10-PRV-21.34 Manual Relief | Aroma Outfeed Pump 02 | B | 0190E001 | 2021-04-09 | 2020-02-07 | PHDAVODAMA
0190-030-744 | 560806 | 0190-COF-PRO-ARC-OILT02 | PM03 | 307 | 3M PRV 3A10-PRV-51.13 Manual Relief | Oil Feed Tank | B | 0190E001 | 2021-04-09 | 2020-02-07 | PHDAVODAMA
0190-030-744 | 560806 | 0190-COF-PRO-ARC-OILT03 | PM03 | 307 | 3M PRV 3A10-PRV-21.32 Manual Relief | Oil Collect Tank | B | 0190E001 | 2021-04-09 | 2020-02-07 | PHDAVODAMA
0190-030-744 | 560806 | 0190-COF-PRO-ARC-PRESVT | PM03 | 307 | 3M PRV 3A10-PRV-05.07 Manual Relief | Preservative Line | B | 0190E001 | 2021-04-09 | 2020-02-07 | PHDAVODAMA
0190-030-744 | 560806 | 0190-COF-PRO-E45-STMHDR01 | PM03 | 307 | 3M PRV 2B-PRV-027 Manual Relief | E45 Main Steam Supply Header | A | 0190E001 | 2021-04-09 | 2020-02-07 | PHDAVODAMA
0190-030-740 | 560806 | 0190-COF-PRO-FFE-1FXCAL | PM03 | 307 | 13W PRV Manual Relief Execution | FFE 1st Effect Calandria | A | 0190E001 | 2021-11-26 | 2020-01-16 | PHSONUGAHA1
0190-030-739 | 555515 | 0190-COF-PRO-EGA-BGHOUSESYS-BHSTRV02 | PM03 | 305 | 52W Baghouse SV1 Bearing Replacement | Baghouse Starvalve | A | 0190E001 | 2019-07-10 | 2019-07-10 | PHSANTANJO
0190-030-738 | 555515 | 0190-COF-PRO-EGA-FLDLFTSYS-FLSTRV12 | PM03 | 305 | 52W Fluid Lift SV2 Bearing Replacement | Fluid Lift NUCON Star Valve 02 | A | 0190E001 | 2019-07-10 | 2019-07-10 | PHSANTANJO
0190-030-737 | 555515 | 0190-COF-PRO-EGA-FLDLFTSYS-FLSTRV11 | PM03 | 305 | 52W Fluid Lift SV1 Bearing Replacement | Fluid Lift NUCON Star Valve 01 | A | 0190E001 | 2019-07-10 | 2019-07-10 | PHSANTANJO
0190-030-736 | 555083 | 0190-COF-PRO-E45-EXTCEL01 | PM03 | 305 | 10Y E45C1 PLC Commu TB3 Replacement | Extraction 45 Cell No 1 | A | 0190E002 | 2019-06-23 | 2019-06-23 | PHSANTANJO
0190-030-736 | 555083 | 0190-COF-PRO-E45-EXTCEL02 | PM03 | 305 | 10Y E45C2 PLC Commu TB3 Replacement | Extraction 45 Cell No 2 | A | 0190E002 | 2019-06-23 | 2019-06-23 | PHSANTANJO
0190-030-736 | 555083 | 0190-COF-PRO-E45-EXTCEL03 | PM03 | 305 | 10Y E45C3 PLC Commu TB3 Replacement | Extraction 45 Cell No 3 | A | 0190E002 | 2019-06-23 | 2019-06-23 | PHSANTANJO
0190-030-736 | 555083 | 0190-COF-PRO-E45-EXTCEL04 | PM03 | 305 | 10Y E45C4 PLC Commu TB3 Replacement | Extraction 45 Cell No 4 | A | 0190E002 | 2019-06-23 | 2019-06-23 | PHSANTANJO
0190-030-736 | 555083 | 0190-COF-PRO-E45-EXTCEL05 | PM03 | 305 | 10Y E45C5 PLC Commu TB3 Replacement | Extraction 45 Cell No 5 | A | 0190E002 | 2019-06-23 | 2019-06-23 | PHSANTANJO
0190-030-736 | 555083 | 0190-COF-PRO-E45-EXTCEL06 | PM03 | 305 | 10Y E45C6 PLC Commu TB3 Replacement | Extraction 45 Cell No 6 | A | 0190E002 | 2019-06-23 | 2019-06-23 | PHSANTANJO
0190-030-736 | 555083 | 0190-COF-PRO-E45-EXTCEL07 | PM03 | 305 | 10Y E45C7 PLC Commu TB3 Replacement | Extraction 45 Cell No 7 | A | 0190E002 | 2019-06-23 | 2019-06-23 | PHSANTANJO
0190-030-736 | 555083 | 0190-COF-PRO-E45-EXTCEL08 | PM03 | 305 | 10Y E45C8 PLC Commu TB3 Replacement | Extraction 45 Cell No 8 | A | 0190E002 | 2019-06-23 | 2019-06-23 | PHSANTANJO
0190-030-736 | 555083 | 0190-COF-PRO-E54-EXTCEL01 | PM03 | 305 | 10Y E54C1 PLC Commu TB3 Replacement | Extraction Cell 54 No 1 | A | 0190E002 | 2019-06-23 | 2019-06-23 | PHSANTANJO
0190-030-736 | 555083 | 0190-COF-PRO-E54-EXTCEL02 | PM03 | 305 | 10Y E54C2 PLC Commu TB3 Replacement | Extraction Cell 54 No 2 | A | 0190E002 | 2019-06-23 | 2019-06-23 | PHSANTANJO
0190-030-736 | 555083 | 0190-COF-PRO-E54-EXTCEL03 | PM03 | 305 | 10Y E54C3 PLC Commu TB3 Replacement | Extraction Cell 54 No 3 | A | 0190E002 | 2019-06-23 | 2019-06-23 | PHSANTANJO
0190-030-736 | 555083 | 0190-COF-PRO-E54-EXTCEL04 | PM03 | 305 | 10Y E54C4 PLC Commu TB3 Replacement | Extraction Cell 54 No 4 | A | 0190E002 | 2019-06-23 | 2019-06-23 | PHSANTANJO
0190-030-736 | 555083 | 0190-COF-PRO-E54-EXTCEL05 | PM03 | 305 | 10Y E54C5 PLC Commu TB3 Replacement | Extraction Cell 54 No 5 | A | 0190E002 | 2019-06-23 | 2019-06-23 | PHSANTANJO
0190-030-736 | 555083 | 0190-COF-PRO-E54-EXTCEL06 | PM03 | 305 | 10Y E54C6 PLC Commu TB3 Replacement | Extraction Cell 54 No 6 | A | 0190E002 | 2019-06-23 | 2019-06-23 | PHSANTANJO
0190-030-736 | 555083 | 0190-COF-PRO-E54-EXTCEL07 | PM03 | 305 | 10Y E54C7 PLC Commu TB3 Replacement | Extraction Cell 54 No 7 | A | 0190E002 | 2019-06-23 | 2019-06-23 | PHSANTANJO
0190-030-736 | 555083 | 0190-COF-PRO-E54-EXTCEL08 | PM03 | 305 | 10Y E54C8 PLC Commu TB3 Replacement | Extraction Cell 54 No 8 | A | 0190E002 | 2019-06-23 | 2019-06-23 | PHSANTANJO
0190-030-735 | 554991 | 0190-COF-PRO-E45-EXTCEL01 | PM03 | 307 | 52W E45C1 VRS21/21 MUCH Steam line inspn | Extraction 45 Cell No 1 | A | 0190E001 | 2020-10-03 | 2019-06-21 | PHDAVODAMA
0190-030-735 | 554991 | 0190-COF-PRO-E45-EXTCEL02 | PM03 | 307 | 52W E45C2 VRS21/21 MUCH Steam line inspn | Extraction 45 Cell No 2 | A | 0190E001 | 2020-10-03 | 2019-06-21 | PHDAVODAMA
0190-030-735 | 554991 | 0190-COF-PRO-E45-EXTCEL03 | PM03 | 307 | 52W E45C3 VRS21/21 MUCH Steam line inspn | Extraction 45 Cell No 3 | A | 0190E001 | 2020-10-03 | 2019-06-21 | PHDAVODAMA
0190-030-735 | 554991 | 0190-COF-PRO-E45-EXTCEL04 | PM03 | 307 | 52W E45C4 VRS21/21 MUCH Steam line inspn | Extraction 45 Cell No 4 | A | 0190E001 | 2020-10-03 | 2019-06-21 | PHDAVODAMA
0190-030-735 | 554991 | 0190-COF-PRO-E45-EXTCEL05 | PM03 | 307 | 52W E45C5 VRS21/21 MUCH Steam line inspn | Extraction 45 Cell No 5 | A | 0190E001 | 2020-10-03 | 2019-06-21 | PHDAVODAMA
0190-030-735 | 554991 | 0190-COF-PRO-E45-EXTCEL06 | PM03 | 307 | 52W E45C6 VRS21/21 MUCH Steam line inspn | Extraction 45 Cell No 6 | A | 0190E001 | 2020-10-03 | 2019-06-21 | PHDAVODAMA
0190-030-735 | 554991 | 0190-COF-PRO-E45-EXTCEL07 | PM03 | 307 | 52W E45C7 VRS21/21 MUCH Steam line inspn | Extraction 45 Cell No 7 | A | 0190E001 | 2020-10-03 | 2019-06-21 | PHDAVODAMA
0190-030-735 | 554991 | 0190-COF-PRO-E45-EXTCEL08 | PM03 | 307 | 52W E45C8 VRS21/21 MUCH Steam line inspn | Extraction 45 Cell No 8 | A | 0190E001 | 2020-10-03 | 2019-06-21 | PHDAVODAMA
0190-030-735 | 554991 | 0190-COF-PRO-E54-EXTCEL01 | PM03 | 307 | 52W E54C1 VRS21/21 MUCH Steam line inspn | Extraction Cell 54 No 1 | A | 0190E001 | 2020-10-03 | 2019-06-21 | PHDAVODAMA
0190-030-735 | 554991 | 0190-COF-PRO-E54-EXTCEL02 | PM03 | 307 | 52W E54C2 VRS21/21 MUCH Steam line inspn | Extraction Cell 54 No 2 | A | 0190E001 | 2020-10-03 | 2019-06-21 | PHDAVODAMA
0190-030-735 | 554991 | 0190-COF-PRO-E54-EXTCEL03 | PM03 | 307 | 52W E54C3 VRS21/21 MUCH Steam line inspn | Extraction Cell 54 No 3 | A | 0190E001 | 2020-10-03 | 2019-06-21 | PHDAVODAMA
0190-030-735 | 554991 | 0190-COF-PRO-E54-EXTCEL04 | PM03 | 307 | 52W E54C4 VRS21/21 MUCH Steam line inspn | Extraction Cell 54 No 4 | A | 0190E001 | 2020-10-03 | 2019-06-21 | PHDAVODAMA
0190-030-735 | 554991 | 0190-COF-PRO-E54-EXTCEL05 | PM03 | 307 | 52W E54C5 VRS21/21 MUCH Steam line inspn | Extraction Cell 54 No 5 | A | 0190E001 | 2020-10-03 | 2019-06-21 | PHDAVODAMA
0190-030-735 | 554991 | 0190-COF-PRO-E54-EXTCEL06 | PM03 | 307 | 52W E54C6 VRS21/21 MUCH Steam line inspn | Extraction Cell 54 No 6 | A | 0190E001 | 2020-10-03 | 2019-06-21 | PHDAVODAMA
0190-030-735 | 554991 | 0190-COF-PRO-E54-EXTCEL07 | PM03 | 307 | 52W E54C7 VRS21/21 MUCH Steam line inspn | Extraction Cell 54 No 7 | A | 0190E001 | 2020-10-03 | 2019-06-21 | PHDAVODAMA
0190-030-735 | 554991 | 0190-COF-PRO-E54-EXTCEL08 | PM03 | 307 | 52W E54C8 VRS21/21 MUCH Steam line inspn | Extraction Cell 54 No 8 | A | 0190E001 | 2020-10-03 | 2019-06-21 | PHDAVODAMA
0190-030-734 | 554990 | 0190-COF-PRO-A45-GRNDRSYSTM01-FEEDR01 | PM03 | 305 | 156W A45 Grinder1 Roller Sharpening | P-ERA 45 Feeder Motor 01 | A | 0190E001 |  | 2019-06-21
0190-030-734 | 554990 | 0190-COF-PRO-A45-GRNDRSYSTM02-FEEDR02 | PM03 | 305 | 156W A45 Grinder2 Roller Sharpening | P-ERA 45 Feeder Motor 02 | A | 0190E001 |  | 2019-06-21
0190-030-734 | 554990 | 0190-COF-PRO-A45-GRNDRSYSTM03-FEEDR03 | PM03 | 305 | 156W A45 Grinder3 Roller Sharpening | P-ERA 45 Feeder Motor 03 | A | 0190E001 |  | 2019-06-21
0190-030-734 | 554990 | 0190-COF-PRO-A54-GRNDRSYSTM01-FEEDR01 | PM03 | 305 | 156W A54 Grinder1 Roller Sharpening | P-ERA 54 Feeder Motor 01 | A | 0190E001 |  | 2019-06-21
0190-030-734 | 554990 | 0190-COF-PRO-A54-GRNDRSYSTM02-FEEDR02 | PM03 | 305 | 156W A54 Grinder2 Roller Sharpening | P-ERA 54 Feeder Motor 02 | A | 0190E001 |  | 2019-06-21
0190-030-734 | 554990 | 0190-COF-PRO-A54-GRNDRSYSTM03-FEEDR03 | PM03 | 305 | 156W A54 Grinder3 Roller Sharpening | P-ERA 54 Feeder Motor 03 | A | 0190E001 |  | 2019-06-21
0190-030-733 | 544817 | 0190-COF-PRO-E45-HYDSYSTM-HYDPMP01 | PM03 | 307 | 52W E45 Hydraulic Pump01 Inspection | Hydraulic Pump No 1 E45 | B | 0190E001 | 2021-03-10 | 2018-09-14 | PHDAVODAMA
0190-030-733 | 544817 | 0190-COF-PRO-E45-HYDSYSTM-HYDPMP02 | PM03 | 307 | 52W E45 Hydraulic Pump02 Inspection | Hydraulic Pump No 2 E45 | B | 0190E001 | 2021-03-10 | 2018-09-14 | PHDAVODAMA
0190-030-733 | 544817 | 0190-COF-PRO-E54-HYDPMP01 | PM03 | 307 | 52W E54 Hydraulic Pump01 Inspection | Compair Hydraulic Pump No 1 Ext 54 | B | 0190E001 | 2021-03-10 | 2018-09-14 | PHDAVODAMA
0190-030-733 | 544817 | 0190-COF-PRO-E54-HYDPMP02 | PM03 | 307 | 52W E54 Hydraulic Pump02 Inspection | Compair Hydraulic Pump No 2 Ext 54 | B | 0190E001 | 2021-03-10 | 2018-09-14 | PHDAVODAMA
0190-030-732 | 33063 | 0190-COF-PRO-A45-DSTANKS-DSTNKB01 | PM03 | 301 | 2Y Press. Transmitter Calibration | P-ERA 45 Distillate Tank B | B | 0190E002 | 2014-09-17 | 2008-09-08 | PHSANTANJO
0190-030-732 | 33063 | 0190-COF-PRO-E45-CELHDR01 | PM03 | 301 | 2Y Press. Transmitter Calibration | E45 Cell Header | B | 0190E002 | 2014-09-17 | 2008-09-08 | PHSANTANJO
0190-030-732 | 33062 | 0190-COF-PRO-E45-EXTCEL02 | PM03 | 301 | 2Y Temp. Transmitter Calibration | Extraction 45 Cell No 2 | A | 0190E002 | 2014-09-17 | 2008-09-08 | PHSANTANJO
0190-030-732 | 33063 | 0190-COF-PRO-E54-CMMN | PM03 | 301 | 2Y Press. Transmitter Calibration | Extraction 54 Common | C | 0190E002 | 2014-09-17 | 2008-09-08 | PHSANTANJO
0190-030-732 | 33062 | 0190-COF-PRO-E54-EXTCEL03 | PM03 | 301 | 2Y Temp. Transmitter Calibration | Extraction Cell 54 No 3 | A | 0190E002 | 2014-09-17 | 2008-09-08 | PHSANTANJO
0190-030-732 | 33062 | 0190-COF-PRO-EGA-WTRBAT01 | PM03 | 301 | 2Y Temp. Transmitter Calibration | Egron Water Bath No 1 | B | 0190E002 | 2014-09-17 | 2008-09-08 | PHSANTANJO
0190-030-732 | 33065 | 0190-COF-PRO-FFE-CLARIF05 | PM03 | 301 | 2Y Flow Transmitter Calibration | FFE Centrifuge Clarifier No 5 | B | 0190E002 | 2014-09-17 | 2008-09-08 | PHSANTANJO
0190-030-732 | 33064 | 0190-COF-PRO-FFE-CMMN | PM03 | 301 | 2Y Level Transmitter Calibration | Falling Film Evap Common | C | 0190E002 | 2014-09-17 | 2008-09-08 | PHSANTANJO
0190-030-732 | 33067 | 0190-COF-PRO-RST-ROASTR01-PLCPNL01 | PM03 | 301 | 2Y Positioner Control Calibration | R1 PLC Panel Board | B | 0190E002 | 2014-09-17 | 2008-09-08 | PHSANTANJO
0190-030-732 | 33063 | 0190-COF-PRO-SCE-STMEJE01 | PM03 | 301 | 2Y Press. Transmitter Calibration | Steam Ejector | C | 0190E002 | 2014-09-17 | 2008-09-08 | PHSANTANJO
0190-030-732 | 33064 | 0190-COF-PRO-WFE-STMCON-CONTNK01 | PM03 | 301 | 2Y Level Transmitter Calibration | WFE Steam Condensate Tank | C | 0190E002 | 2014-09-17 | 2008-09-08 | PHSANTANJO
0190-030-731 | 33064 | 0190-COF-PRO-A45-DSTANKS-DSTNKB01 | PM03 | 301 | 2Y Level Transmitter Calibration | P-ERA 45 Distillate Tank B | B | 0190E002 | 2014-09-17 | 2008-09-08 | PHSANTANJO
0190-030-731 | 33063 | 0190-COF-PRO-E45-CELHDR01 | PM03 | 301 | 2Y Press. Transmitter Calibration | E45 Cell Header | B | 0190E002 | 2014-09-17 | 2008-09-08 | PHSANTANJO
0190-030-731 | 33062 | 0190-COF-PRO-E45-EXTCEL01 | PM03 | 301 | 2Y Temp. Transmitter Calibration | Extraction 45 Cell No 1 | A | 0190E002 | 2014-09-17 | 2008-09-08 | PHSANTANJO
0190-030-731 | 33063 | 0190-COF-PRO-E54-CMMN | PM03 | 301 | 2Y Press. Transmitter Calibration | Extraction 54 Common | C | 0190E002 | 2014-09-17 | 2008-09-08 | PHSANTANJO
0190-030-731 | 33062 | 0190-COF-PRO-E54-EXTCEL02 | PM03 | 301 | 2Y Temp. Transmitter Calibration | Extraction Cell 54 No 2 | A | 0190E002 | 2014-09-17 | 2008-09-08 | PHSANTANJO
0190-030-731 | 33062 | 0190-COF-PRO-EGA-WTRBAT01 | PM03 | 301 | 2Y Temp. Transmitter Calibration | Egron Water Bath No 1 | B | 0190E002 | 2014-09-17 | 2008-09-08 | PHSANTANJO
0190-030-731 | 33065 | 0190-COF-PRO-FFE-CLARIF04 | PM03 | 301 | 2Y Flow Transmitter Calibration | FFE Centrifuge Clarifier No 4 | B | 0190E002 | 2014-09-17 | 2008-09-08 | PHSANTANJO
0190-030-731 | 33064 | 0190-COF-PRO-FFE-FNSHRCLNDR | PM03 | 301 | 2Y Level Transmitter Calibration | FFE Finisher CALANDRIA | C | 0190E002 | 2014-09-17 | 2008-09-08 | PHSANTANJO
0190-030-731 | 33062 | 0190-COF-PRO-RST-ROASTR04-PLCPNL04 | PM03 | 301 | 2Y Temp. Transmitter Calibration | Roaster No 4 PLC Panel Board | B | 0190E002 | 2014-09-17 | 2008-09-08 | PHSANTANJO
0190-030-731 | 33063 | 0190-COF-PRO-SCE-STMEJE01 | PM03 | 301 | 2Y Press. Transmitter Calibration | Steam Ejector | C | 0190E002 | 2014-09-17 | 2008-09-08 | PHSANTANJO
0190-030-731 | 33065 | 0190-COF-PRO-WFE-VPRCON-CONTNK02 | PM03 | 301 | 2Y Flow Transmitter Calibration | WFE Vapor Condensate Tank | C | 0190E002 | 2014-09-17 | 2008-09-08 | PHSANTANJO
0190-030-730 | 515291 | 0190-COF-PRO-EGA-PNLBRD01 | PM03 | 305 | 104W FMZ Back-up Batteries replacement | Egron A Safety Panel Board | A | 0190E002 | 2017-12-27 | 2008-09-08 | PHSANTANJO
0190-030-729 | 423960 | 0190-COF-PRO-E54-DISHED02 | PM03 | 305 | 52W E54 Hydraulic Oil Replacement | E54 Hydraulic Distribution System | B | 0190E002 | 2020-11-12 | 2008-08-23 | PHDAVODAMA
0190-030-728 | 423960 | 0190-COF-PRO-E45-HYDSYSTM-HYDSYS03 | PM03 | 305 | 52W E45 Hydraulic Oil Replacement | E45 Hydraulic Distribution System | B | 0190E002 | 2020-07-29 | 2008-07-24 | PHDAVODAMA
0190-030-727 | 423858 | 0190-COF-PRO-FFE-CLARIF06 | PM03 | 305 | 104W GSE Control Valve servicing | FFE Centrifuge Clarifier No 6 | B | 0190E002 | 2021-11-26 | 2008-07-08 | PHSONUGAHA1
0190-030-726 | 423652 | 0190-COF-PRO-A54-STRCOLMN | PM03 | 305 | 52W A54 Stripping column PRV servicing | P-ERA 54 Stripping Column | B | 0190E001 | 2020-03-19 | 2008-06-04 | PHDAVODAMA
0190-030-725 | 423652 | 0190-COF-PRO-A45-STRCOLMN | PM03 | 305 | 52W A45 Stripping column PRV servicing | P-ERA 45 Stripping Column | C | 0190E001 | 2017-12-27 | 2008-06-04 | PHSANTANJO
0190-030-724 | 423651 | 0190-COF-PRO-A54-STRCOLMN | PM03 | 305 | 260W A54 STRCOL gearbox replacement | P-ERA 54 Stripping Column | B | 0190E001 | 2017-12-27 | 2008-06-04 | PHSANTANJO
0190-030-723 | 423651 | 0190-COF-PRO-A45-STRCOLMN | PM03 | 305 | 260W A45 STRCOL gearbox replacement | P-ERA 45 Stripping Column | C | 0190E001 | 2017-12-27 | 2008-06-04 | PHSANTANJO
0190-030-722 | 581026 | 0190-COF-PRO-A54-STRCOLMN-SCSCRW01 | PM03 | 305 | 260W A54 DS SCRW gearbox replacement | P-ERA 54 Discharge Screw Conveyor | C | 0190E001 | 2021-11-12 | 2008-06-04 | PHDAVODAMA
0190-030-721 | 423651 | 0190-COF-PRO-A45-STRCOLMN-SCSCRW01 | PM03 | 305 | 260W A45 DS SCRW gearbox replacement | P-ERA 45 Discharge Screw Conveyor | C | 0190E001 | 2017-12-27 | 2008-06-04 | PHSANTANJO
0190-030-712 | 423651 | 0190-COF-PRO-A54-CFRHPR01-CFSCRW01 | PM03 | 305 | 260W A54 CFRSCRW gearbox replacement | P-ERA 54 Constant Feed Rate Screwfeeder | B | 0190E001 | 2017-12-27 | 2008-06-02 | PHSANTANJO
0190-030-711 | 423651 | 0190-COF-PRO-A45-CFRHPR01-CFSCRW01 | PM03 | 305 | 260W A45 CFRSCRW gearbox replacement | P-ERA 45 Constant Feed Rate Screwfeeder | B | 0190E001 | 2017-12-27 | 2008-06-02 | PHSANTANJO
0190-030-710 | 423650 | 0190-COF-PRO-A54-STRCOLMN | PM03 | 305 | 104W A54 STRCOL gearbox oil replacement | P-ERA 54 Stripping Column | B | 0190E001 | 2017-12-27 | 2008-06-02 | PHSANTANJO
0190-030-709 | 423650 | 0190-COF-PRO-A45-STRCOLMN | PM03 | 305 | 104W A45 STRCOL gearbox oil replacement | P-ERA 45 Stripping Column | C | 0190E001 | 2020-06-05 | 2008-05-31 | PHDAVODAMA
0190-030-708 | 423650 | 0190-COF-PRO-A54-STRCOLMN-SCSCRW01 | PM03 | 305 | 104W A54 SCSCRW gearbox oil replacement | P-ERA 54 Discharge Screw Conveyor | C | 0190E001 | 2017-12-27 | 2008-05-31 | PHSANTANJO
0190-030-707 | 423650 | 0190-COF-PRO-A45-STRCOLMN-SCSCRW01 | PM03 | 305 | 104W A45 SCSCRW gearbox oil replacement | P-ERA 45 Discharge Screw Conveyor | C | 0190E001 | 2019-07-19 | 2008-05-31 | PHSANTANJO
0190-030-706 | 423650 | 0190-COF-PRO-A54-CFRHPR01-CFSCRW01 | PM03 | 305 | 104W A54 CFSCRW gearbox oil replacement | P-ERA 54 Constant Feed Rate Screwfeeder | B | 0190E001 | 2017-12-27 | 2008-05-31 | PHSANTANJO
0190-030-705 | 423650 | 0190-COF-PRO-A45-CFRHPR01-CFSCRW01 | PM03 | 305 | 104W A45 CFSCRW gearbox oil replacement | P-ERA 45 Constant Feed Rate Screwfeeder | B | 0190E001 | 2019-07-19 | 2008-05-31 | PHSANTANJO
0190-030-704 | 423647 | 0190-COF-PRO-E54-COOLER11 | PM03 | 307 | 52W E54 COOLER Bursting disc inspection | E54 Final Cooler-TETRA PAK | A | 0190E001 | 2021-11-23 | 2008-05-31 | PHDAVODAMA
0190-030-703 | 423647 | 0190-COF-PRO-E45-COOLER11 | PM03 | 307 | 52W E45 COOLER Bursting disc inspection | E45 Final Cooler-TETRA PAK | A | 0190E001 | 2021-11-23 | 2008-05-31 | PHDAVODAMA
0190-030-702 | 423647 | 0190-COF-PRO-E54-FLSTNK01 | PM03 | 307 | 52W E54 FLSTNK Bursting disc inspection | IPTA Flash Tank | B | 0190E001 | 2021-11-23 | 2008-05-31 | PHDAVODAMA
0190-030-701 | 423647 | 0190-COF-PRO-E45-FLSTNK01 | PM03 | 307 | 52W E45 FLSTNK Bursting disc inspection | IPTA Flash Tank | B | 0190E001 | 2021-11-23 | 2008-05-30 | PHDAVODAMA
0190-030-499 | 558604 | 0190-COF-PRO-E45-EXTCEL01 | PM03 | 305 | 1352W E45 C1 Top Lid replacement | Extraction 45 Cell No 1 | A | 0190E001 | 2019-10-23 | 2019-10-23 | PHSANTANJO
0190-030-499 | 558604 | 0190-COF-PRO-E45-EXTCEL02 | PM03 | 305 | 1352W E45 C2 Top Lid replacement | Extraction 45 Cell No 2 | A | 0190E001 | 2019-10-23 | 2019-10-23 | PHSANTANJO
0190-030-499 | 558604 | 0190-COF-PRO-E45-EXTCEL03 | PM03 | 305 | 1352W E45 C3 Top Lid replacement | Extraction 45 Cell No 3 | A | 0190E001 | 2019-10-23 | 2019-10-23 | PHSANTANJO
0190-030-499 | 558604 | 0190-COF-PRO-E45-EXTCEL04 | PM03 | 305 | 1352W E45 C4 Top Lid replacement | Extraction 45 Cell No 4 | A | 0190E001 | 2019-10-23 | 2019-10-23 | PHSANTANJO
0190-030-499 | 558604 | 0190-COF-PRO-E45-EXTCEL05 | PM03 | 305 | 1352W E45 C5 Top Lid replacement | Extraction 45 Cell No 5 | A | 0190E001 | 2019-10-23 | 2019-10-23 | PHSANTANJO
0190-030-499 | 558604 | 0190-COF-PRO-E45-EXTCEL06 | PM03 | 305 | 1352W E45 C6 Top Lid replacement | Extraction 45 Cell No 6 | A | 0190E001 | 2019-10-23 | 2019-10-23 | PHSANTANJO
0190-030-499 | 558604 | 0190-COF-PRO-E45-EXTCEL07 | PM03 | 305 | 1352W E45 C7 Top Lid replacement | Extraction 45 Cell No 7 | A | 0190E001 | 2019-10-23 | 2019-10-23 | PHSANTANJO
0190-030-499 | 558604 | 0190-COF-PRO-E45-EXTCEL08 | PM03 | 305 | 1352W E45 C8 Top Lid replacement | Extraction 45 Cell No 8 | A | 0190E001 | 2019-10-23 | 2019-10-23 | PHSANTANJO
0190-030-499 | 558604 | 0190-COF-PRO-E54-EXTCEL01 | PM03 | 305 | 1352W E54 C1 Top Lid replacement | Extraction Cell 54 No 1 | A | 0190E001 | 2019-10-23 | 2019-10-23 | PHSANTANJO
0190-030-499 | 558604 | 0190-COF-PRO-E54-EXTCEL02 | PM03 | 305 | 1352W E54 C2 Top Lid replacement | Extraction Cell 54 No 2 | A | 0190E001 | 2019-10-23 | 2019-10-23 | PHSANTANJO
0190-030-499 | 558604 | 0190-COF-PRO-E54-EXTCEL03 | PM03 | 305 | 1352W E54 C3 Top Lid replacement | Extraction Cell 54 No 3 | A | 0190E001 | 2019-10-23 | 2019-10-23 | PHSANTANJO
0190-030-499 | 558604 | 0190-COF-PRO-E54-EXTCEL04 | PM03 | 305 | 1352W E54 C4 Top Lid replacement | Extraction Cell 54 No 4 | A | 0190E001 | 2019-10-23 | 2019-10-23 | PHSANTANJO
0190-030-499 | 558604 | 0190-COF-PRO-E54-EXTCEL05 | PM03 | 305 | 1352W E54 C5 Top Lid replacement | Extraction Cell 54 No 5 | A | 0190E001 | 2019-10-23 | 2019-10-23 | PHSANTANJO
0190-030-499 | 558604 | 0190-COF-PRO-E54-EXTCEL06 | PM03 | 305 | 1352W E54 C6 Top Lid replacement | Extraction Cell 54 No 6 | A | 0190E001 | 2019-10-23 | 2019-10-23 | PHSANTANJO
0190-030-499 | 558604 | 0190-COF-PRO-E54-EXTCEL07 | PM03 | 305 | 1352W E54 C7 Top Lid replacement | Extraction Cell 54 No 7 | A | 0190E001 | 2019-10-23 | 2019-10-23 | PHSANTANJO
0190-030-499 | 558604 | 0190-COF-PRO-E54-EXTCEL08 | PM03 | 305 | 1352W E54 C8 Top Lid replacement | Extraction Cell 54 No 8 | A | 0190E001 | 2019-10-23 | 2019-10-23 | PHSANTANJO
0190-030-498 | 556799 | 0190-COF-PRO-RST-ROASTR01-CYCLON01 | PM03 | 305 | 104W Replace R1 Cold Centriclone SV Brg | R1 Cold Centriclone | C | 0190E001 | 2021-03-10 | 2019-08-29 | PHDAVODAMA
0190-030-498 | 556799 | 0190-COF-PRO-RST-ROASTR01-HOTCTRCLN | PM03 | 305 | 104W Replace R1 Hot Centriclone SV Brg | R1 Hot Centriclone | C | 0190E001 | 2021-03-10 | 2019-08-29 | PHDAVODAMA
0190-030-498 | 556799 | 0190-COF-PRO-RST-ROASTR02-COLDCTRCLN | PM03 | 305 | 104W Replace R2 Cold Centriclone SV Brg | R2 Cold Centriclone | C | 0190E001 | 2021-03-10 | 2019-08-29 | PHDAVODAMA
0190-030-498 | 556799 | 0190-COF-PRO-RST-ROASTR02-HOTCTRCLN | PM03 | 305 | 104W Replace R2 Hot Centriclone SV Brg | R2 Hot Centriclone | C | 0190E001 | 2021-03-10 | 2019-08-29 | PHDAVODAMA
0190-030-498 | 556799 | 0190-COF-PRO-RST-ROASTR03-COLDCTRCLN | PM03 | 305 | 104W Replace R3 Cold Centriclone SV Brg | R3 Cold Centriclone | C | 0190E001 | 2021-03-10 | 2019-08-29 | PHDAVODAMA
0190-030-498 | 556799 | 0190-COF-PRO-RST-ROASTR03-HOTCTRCLN | PM03 | 305 | 104W Replace R3 Hot Centriclone SV Brg | R3 Hot Centriclone | C | 0190E001 | 2021-03-10 | 2019-08-29 | PHDAVODAMA
0190-030-498 | 556799 | 0190-COF-PRO-RST-ROASTR04-COLDCTRCLN | PM03 | 305 | 104W Replace R4 Cold Centriclone SV Brg | Roaster No 4 Cold Centriclone | C | 0190E001 | 2021-03-10 | 2019-08-29 | PHDAVODAMA
0190-030-498 | 556799 | 0190-COF-PRO-RST-ROASTR04-HOTCTRCLN | PM03 | 305 | 104W Replace R4 Hot Centriclone SV Brg | Roaster No 4 Hot Centriclone | C | 0190E001 | 2021-03-10 | 2019-08-29 | PHDAVODAMA
0190-030-497 | 556104 | 0190-COF-PRO-A54-XHPR01 | PM03 | 305 | 52W A54 DischgHopper SlideGate Servicing | P-ERA 54 Discharge Hopper | B | 0190E002 |  | 2019-07-30
0190-030-496 | 556104 | 0190-COF-PRO-A45-XHPR01 | PM03 | 305 | 52W A45 DischgHopper SlideGate Servicing | P-ERA 45 Discharge Hopper | C | 0190E002 | 2021-08-16 | 2019-07-30 | PHDAVODAMA
0190-030-473 | 555584 | 0190-COF-GCO-CND-RACSYS | PM03 | 307 | 3Y GreenCof Storg Racking Sys Assessment | GC Racking System | B | 0190E001 | 2019-07-11 | 2019-07-11 | PHSANTANJO
0190-030-472 | 555525 | 0190-COF-PRO-E45-EXTCEL08-PEPNEL08 | PM03 | 305 | 52W E45C8 Replace PE Panel Directn Valve | E45 P.E. Panel Cell 08 | A | 0190E002 | 2021-03-10 | 2019-07-10 | PHDAVODAMA
0190-030-471 | 555525 | 0190-COF-PRO-E45-EXTCEL07-PEPNEL07 | PM03 | 305 | 52W E45C7 Replace PE Panel Directn Valve | E45 P.E. Panel Cell 07 | A | 0190E002 | 2021-03-10 | 2019-07-10 | PHDAVODAMA
0190-030-470 | 555525 | 0190-COF-PRO-E45-EXTCEL06-PEPNEL06 | PM03 | 305 | 52W E45C6 Replace PE Panel Directn Valve | E45 P.E. Panel Cell 06 | A | 0190E002 | 2021-03-10 | 2019-07-10 | PHDAVODAMA
0190-030-469 | 555525 | 0190-COF-PRO-E45-EXTCEL05-PEPNEL05 | PM03 | 305 | 52W E45C5 Replace PE Panel Directn Valve | E45 P.E. Panel Cell 05 | A | 0190E002 | 2021-03-10 | 2019-07-10 | PHDAVODAMA
0190-030-468 | 555525 | 0190-COF-PRO-E45-EXTCEL04-PEPNEL04 | PM03 | 305 | 52W E45C4 Replace PE Panel Directn Valve | E45 P.E. Panel Cell 04 | A | 0190E002 | 2021-03-10 | 2019-07-10 | PHDAVODAMA
0190-030-467 | 555525 | 0190-COF-PRO-E45-EXTCEL03-PEPNEL03 | PM03 | 305 | 52W E45C3 Replace PE Panel Directn Valve | E45 P.E. Panel Cell 03 | A | 0190E002 | 2021-03-10 | 2019-07-10 | PHDAVODAMA
0190-030-466 | 555525 | 0190-COF-PRO-E45-EXTCEL02-PEPNEL02 | PM03 | 305 | 52W E45C2 Replace PE Panel Directn Valve | E45 P.E. Panel Cell 02 | A | 0190E002 | 2021-03-10 | 2019-07-10 | PHDAVODAMA
0190-030-465 | 555525 | 0190-COF-PRO-E45-EXTCEL01-PEPNEL01 | PM03 | 305 | 52W E45C1 Replace PE Panel Directn Valve | E45 P.E. Panel Cell 01 | A | 0190E002 | 2021-03-10 | 2019-07-10 | PHDAVODAMA
0190-030-464 | 555525 | 0190-COF-PRO-E54-EXTCEL08-PEPNEL08 | PM03 | 305 | 52W E54C8 Replace PE Panel Directn Valve | E54 P.E. Panel Cell 08 | A | 0190E002 | 2021-03-10 | 2019-07-10 | PHDAVODAMA
0190-030-463 | 555525 | 0190-COF-PRO-E54-EXTCEL07-PEPNEL07 | PM03 | 305 | 52W E54C7 Replace PE Panel Directn Valve | E54 P.E. Panel Cell 07 | A | 0190E002 | 2021-03-10 | 2019-07-10 | PHDAVODAMA
0190-030-462 | 555525 | 0190-COF-PRO-E54-EXTCEL06-PEPNEL06 | PM03 | 305 | 52W E54C6 Replace PE Panel Directn Valve | E54 P.E. Panel Cell 06 | A | 0190E002 | 2021-03-10 | 2019-07-10 | PHDAVODAMA
0190-030-461 | 555525 | 0190-COF-PRO-E54-EXTCEL05-PEPNEL05 | PM03 | 305 | 52W E54C5 Replace PE Panel Directn Valve | E54 P.E. Panel Cell 05 | A | 0190E002 | 2021-03-10 | 2019-07-10 | PHDAVODAMA
0190-030-460 | 555525 | 0190-COF-PRO-E54-EXTCEL04-PEPNEL04 | PM03 | 305 | 52W E54C4 Replace PE Panel Directn Valve | E54 P.E. Panel Cell 04 | A | 0190E002 | 2021-03-10 | 2019-07-10 | PHDAVODAMA
0190-030-459 | 555525 | 0190-COF-PRO-E54-EXTCEL03-PEPNEL03 | PM03 | 305 | 52W E54C3 Replace PE Panel Directn Valve | E54 P.E. Panel Cell 03 | A | 0190E002 | 2021-03-10 | 2019-07-10 | PHDAVODAMA
0190-030-458 | 555525 | 0190-COF-PRO-E54-EXTCEL02-PEPNEL02 | PM03 | 305 | 52W E54C2 Replace PE Panel Directn Valve | E54 P.E. Panel Cell 02 | A | 0190E002 | 2021-03-10 | 2019-07-10 | PHDAVODAMA
0190-030-457 | 555525 | 0190-COF-PRO-E54-EXTCEL01-PEPNEL01 | PM03 | 305 | 32W E54C1 Replace PE Panel Directn Valve | E54 P.E. Panel Cell 01 | A | 0190E002 | 2021-03-10 | 2019-07-10 | PHDAVODAMA
0190-030-456 | 555518 | 0190-COF-PRO-EGA-CTIFDR-CTIFDR01 | PM03 | 305 | 52W CTI Screwfeeder1 Bearing Replacement | CTI Screwfeeder 01 | A | 0190E001 | 2021-03-10 | 2019-07-10 | PHDAVODAMA
0190-030-456 | 555518 | 0190-COF-PRO-EGA-CTIFDR-CTIFDR02 | PM03 | 305 | 52W CTI Screwfeeder2 Bearing Replacement | CTI Screwfeeder 02 | A | 0190E001 | 2021-03-10 | 2019-07-10 | PHDAVODAMA
0190-030-456 | 555518 | 0190-COF-PRO-EGA-CTIFDR-CTIFDR03 | PM03 | 305 | 52W CTI Screwfeeder3 Bearing Replacement | CTI Screwfeeder 03 | A | 0190E001 | 2021-03-10 | 2019-07-10 | PHDAVODAMA
0190-030-456 | 555518 | 0190-COF-PRO-EGA-CTIFDR-CTIFDR04 | PM03 | 305 | 52W CTI Screwfeeder4 Bearing Replacement | CTI Screwfeeder 04 | A | 0190E001 | 2021-03-10 | 2019-07-10 | PHDAVODAMA
0190-030-456 | 555518 | 0190-COF-PRO-EGA-CTIFDR-CTIFDR05 | PM03 | 305 | 52W CTI Screwfeeder5 Bearing Replacement | CTI Screwfeeder 05 | A | 0190E001 | 2021-03-10 | 2019-07-10 | PHDAVODAMA
0190-030-456 | 555518 | 0190-COF-PRO-EGA-CTIFDR-CTIFDR06 | PM03 | 305 | 52W CTI Screwfeeder6 Bearing Replacement | CTI Screwfeeder 06 | A | 0190E001 | 2021-03-10 | 2019-07-10 | PHDAVODAMA
0190-030-455 | 545690 | 0190-COF-PRO-FFE-PRHTR | PM03 | 305 | 104W ACTINI Gasket replacement | FFE Pre-heater | A | 0190E001 | 2021-11-26 | 2018-10-17 | PHSONUGAHA1
0190-030-454 | 49715 | 0190-COF-PRO-WFE-XTRCTNLT-INTPMP02 | PM03 | 307 | 3M WFE Inlet Pump02 Servicing | WFE Inlet Pump 02 | A | 0190E001 | 2021-03-10 | 2010-05-08 | PHDAVODAMA
0190-030-453 | 49715 | 0190-COF-PRO-WFE-XTRCTNLT-INTPMP01 | PM03 | 305 | 3M WFE Inlet Pump01 Servicing | WFE Inlet Pump 01 | B | 0190E001 | 2021-11-27 | 2010-05-08 | PHDAVODAMA
0190-030-452 | 49715 | 0190-COF-PRO-WFE-XTRCTOUTLT-OUTPMP02 | PM03 | 307 | 3M WFE Outlet Pump02 Servicing | WFE Outlet Pump 2 | A | 0190E001 | 2021-03-10 | 2010-05-08 | PHDAVODAMA
0190-030-451 | 49715 | 0190-COF-PRO-WFE-XTRCTOUTLT-OUTPMP01 | PM03 | 305 | 3M WFE Outlet Pump01 Servicing | WFE Outlet Pump 1 | A | 0190E001 | 2021-03-10 | 2010-10-13 | PHDAVODAMA
0190-030-447 | 49402 | 0190-COF-PRO-EGA-PNLBRD01 | PM03 | 307 | 3M FMZ Back-up Batteries Check | Egron A Safety Panel Board | A | 0190E002 | 2020-03-19 | 2010-04-06 | PHDAVODAMA
0190-030-446 | 49715 | 0190-COF-PRO-EGA-STFPMP01 | PM03 | 305 | 13W Egron Stuffing Pump Servicing | Egron A Stuffing Pump 01 | A | 0190E001 | 2021-11-26 | 2009-11-04 | PHDAVODAMA
0190-030-445 | 49715 | 0190-COF-PRO-EGA-INJCTNFD-FEDPMP02 | PM03 | 305 | 3M Egron Feed Pump Servicing | Egron Injection Feed Pump No 2 | A | 0190E001 | 2021-03-10 | 2009-11-04 | PHDAVODAMA
0190-030-444 | 49715 | 0190-COF-PRO-EGA-INJCTNFD-FEDPMP01 | PM03 | 305 | 3M Egron Feed Pump Servicing | Egron Injection Feed Pump No 1 | A | 0190E001 | 2021-03-10 | 2009-11-04 | PHDAVODAMA
0190-030-443 | 45862 | 0190-COF-PRO-EGA-STFPMP01 | PM03 | 305 | 1Y Egron Stuffing Pump Servicing | Egron A Stuffing Pump 01 | A | 0190E001 | 2019-08-02 | 2009-11-04 | PHSANTANJO
0190-030-442 | 45862 | 0190-COF-PRO-EGA-INJCTNFD-FEDPMP02 | PM03 | 305 | 1Y Egron Feed Pump Servicing | Egron Injection Feed Pump No 2 | A | 0190E001 | 2021-03-10 | 2009-11-04 | PHDAVODAMA
0190-030-441 | 45862 | 0190-COF-PRO-EGA-INJCTNFD-FEDPMP01 | PM03 | 305 | 1Y Egron Feed Pump Servicing | Egron Injection Feed Pump No 1 | A | 0190E001 | 2019-08-02 | 2009-11-04 | PHSANTANJO
0190-030-434 | 31747 | 0190-COF-PRO-EGA-CTISYSTM-M65 | PM03 | 307 | 3M CTI ExhaustFan Inspection | CTI Exhaust Fan | B | 0190E001 | 2021-11-25 | 2008-05-04 | PHDAVODAMA
0190-030-433 | 31747 | 0190-COF-PRO-EGA-BGHOUSESYS-BHXFAN | PM03 | 303 | 3M Baghouse Exhaust Fan Servicing | Baghouse Exhaust Fan | A | 0190E001 | 2021-03-19 | 2008-05-04 | PHILAGANAN
0190-030-432 | 523850 | 0190-COF-PRO-RST-ABC01-BURNER | PM03 | 307 | 260W ABC1 burner oil nozzle inspection | ABC01 Burner | A | 0190E001 | 2017-12-27 | 2008-05-04 | PHSANTANJO
0190-030-432 | 523850 | 0190-COF-PRO-RST-ABC02-BURNER | PM03 | 307 | 260W ABC2 burner oil nozzle inspection | ABC02 Burner | A | 0190E001 | 2017-12-27 | 2017-04-18 | PHSANTANJO
0190-030-432 | 523850 | 0190-COF-PRO-RST-ABC03-BURNER | PM03 | 307 | 260W ABC3 burner oil nozzle inspection | ABC03 Burner | A | 0190E001 | 2017-12-27 | 2017-04-18 | PHSANTANJO
0190-030-432 | 523850 | 0190-COF-PRO-RST-ABC04-BURNER | PM03 | 307 | 260W ABC4 burner oil nozzle inspection | ABC04 Burner | A | 0190E001 | 2017-12-27 | 2017-04-18 | PHSANTANJO
0190-030-431 | 31747 | 0190-COF-PRO-EGA-M61 | PM03 | 307 | 13W Egron Exhaust Fan01 Servicing | Egron Exhaust Air Fan No 1 | A | 0190E001 | 2021-11-27 | 2008-05-04 | PHDAVODAMA
0190-030-431 | 31747 | 0190-COF-PRO-EGA-M62 | PM03 | 307 | 13W Egron Exhaust Fan02 Servicing | Egron Exhaust Air Fan No 2 | A | 0190E001 | 2021-11-27 | 2008-05-04 | PHDAVODAMA
0190-030-423 | 433231 | 0190-COF-PRO-EGA-OVRDRVESYS-M75 | PM03 | 305 | 104W Over's blower replacement | Overs Blower | A | 0190E001 | 2021-03-10 | 2016-02-15 | PHDAVODAMA
0190-030-422 | 433231 | 0190-COF-PRO-EGA-FLDLFTSYS-M47 | PM03 | 305 | 104W FL #2 blower replacement | Blower Fluidlift No 2 | A | 0190E001 | 2017-11-23 | 2016-02-15 | PHSANTANJO
0190-030-421 | 433231 | 0190-COF-PRO-EGA-FLDLFTSYS-M46 | PM03 | 305 | 104W FL #1 blower replacement | Blower Fluidlift No 1 | A | 0190E001 | 2017-11-23 | 2009-10-07 | PHSANTANJO
0190-030-418 | 554226 | 0190-COF-PRO-EGA-FLDLFTSYS-FLFDR02 | PM03 | 305 | 5YFluidliftscrew gearbox overhaul | Fluid Lift Screwfeeder 02 | A | 0190E001 | 2021-03-19 | 2020-08-20 | PHILAGANAN
0190-030-417 | 554226 | 0190-COF-PRO-EGA-FLDLFTSYS-FLFDR01 | PM03 | 305 | 5YFluidliftscrew gearbox overhaul | Fluid Lift Screwfeeder 01 | A | 0190E001 | 2021-03-19 | 2020-08-20 | PHILAGANAN
0190-030-416 | 423639 | 0190-COF-PRO-E54-DISHED01 | PM03 | 305 | 26W VEXE Valve servicing | E54 Cell Header | B | 0190E001 | 2021-03-10 | 2009-08-24 | PHDAVODAMA
0190-030-413 | 510203 | 0190-COF-PRO-EGA-GRKVSL02 | PM03 | 305 | 3M GERICKE Vessel2 Inlet Valves 12 Servg | Egron GERICKE Vessel 02 | A | 0190E001 | 2021-03-10 | 2010-05-08 | PHDAVODAMA
0190-030-412 | 49468 | 0190-COF-PRO-EGA-GRKVSL01 | PM03 | 305 | 3M GERICKE Vessel1 Inlet Valves 16 Servg | Egron GERICKE Vessel 01 | A | 0190E001 | 2021-03-10 | 2010-04-09 | PHDAVODAMA
0190-030-411 | 34263 | 0190-COF-PRO-EGA-BGHOUSESYS-BHSTRV02 | PM03 | 307 | 3M SV Servicing & Clearance Check | Baghouse Starvalve | A | 0190E001 | 2021-03-10 | 2008-09-08 | PHDAVODAMA
0190-030-411 | 34263 | 0190-COF-PRO-EGA-FLDLFTSYS-FLSTRV11 | PM03 | 307 | 3M SV Servicing & Clearance Check | Fluid Lift NUCON Star Valve 01 | A | 0190E001 | 2021-03-10 | 2008-09-08 | PHDAVODAMA
0190-030-411 | 34263 | 0190-COF-PRO-EGA-FLDLFTSYS-FLSTRV12 | PM03 | 307 | 3M SV Servicing & Clearance Check | Fluid Lift NUCON Star Valve 02 | A | 0190E001 | 2021-03-10 | 2008-09-08 | PHDAVODAMA
0190-030-404 | 433232 | 0190-COF-PRO-EGA-BLWR06-EDUCTORBLOWER02 | PM03 | 305 | 104W Eductor blower02 replacement | EDUCTOR Blower Assembly02 | A | 0190E001 | 2017-11-23 | 2016-02-15 | PHSANTANJO
0190-030-403 | 433232 | 0190-COF-PRO-EGA-BLWR06-EDUCTORBLOWER01 | PM03 | 305 | 104W Eductor blower01 replacement | EDUCTOR Blower Assembly01 | A | 0190E001 | 2017-11-23 | 2016-02-15 | PHSANTANJO
0190-030-402 | 49890 | 0190-COF-PRO-EGA-FLDLFTSYS-M46 | PM03 | 305 | 26W FL Blwr01 Servicing | Blower Fluidlift No 1 | A | 0190E001 | 2021-03-10 | 2010-05-08 | PHDAVODAMA
0190-030-402 | 49890 | 0190-COF-PRO-EGA-FLDLFTSYS-M47 | PM03 | 305 | 26W FL Blwr02 Servicing | Blower Fluidlift No 2 | A | 0190E001 | 2021-03-10 | 2015-07-09 | PHDAVODAMA
0190-030-401 | 31812 | 0190-COF-PRO-EGA-M61 | PM03 | 305 | 26W Exhst Fan 01 Servicing | Egron Exhaust Air Fan No 1 | A | 0190E001 | 2021-03-19 | 2008-03-07 | PHILAGANAN
0190-030-364 | 32264 | 0190-COF-PRO-RST-ROASTR04 | PM03 | 306 | 26W Roaster 04 Safety Check | Roaster No 4 | A | 0190E001 | 2021-06-03 | 2008-04-24 | PHILAGANAN
0190-030-363 | 32264 | 0190-COF-PRO-RST-ROASTR03 | PM03 | 306 | 26W Roaster 03 Safety Check | Roaster No 3 | A | 0190E001 | 2021-06-03 | 2008-04-24 | PHILAGANAN
0190-030-362 | 32264 | 0190-COF-PRO-RST-ROASTR02 | PM03 | 306 | 26W Roaster 02 Safety Check | Roaster No 2 | A | 0190E001 | 2021-06-03 | 2008-04-24 | PHILAGANAN
0190-030-361 | 32264 | 0190-COF-PRO-RST-ROASTR01 | PM03 | 306 | 26W Roaster 01 Safety Check | Roaster No 1 | A | 0190E001 | 2021-06-03 | 2008-04-24 | PHILAGANAN
0190-030-351 | 35190 | 0190-COF-PRO-RST-TRNSPRT-M03 | PM03 | 305 | 26W GC to Rstrs Blower Servicing | GC Blower To Roasters | B | 0190E001 | 2021-03-10 | 2008-12-02 | PHDAVODAMA
0190-030-347 | 570894 | 0190-COF-PRO-FFE-MCCPNL01-2AEXPMP1 | PM03 | 307 | 52W Inspection of VFD FFE M52 PUMP | VFD FFE 2A Outlet Pump M52 | B | 0190E002 | 2021-11-26 | 2021-01-30 | PHSONUGAHA1
0190-030-341 | 45505 | 0190-COF-PRO-RST-TRNSPRT-STRVLV01 | PM03 | 305 | 26W GC Tipping to Silo SV Servicing | GC Tipping to Silo Star Valve | B | 0190E001 | 2017-05-26 | 2009-10-14 | PHSANTANJO
0190-030-341 | 45505 | 0190-COF-PRO-RST-TRNSPRT-STRVLV02 | PM03 | 305 | 26W GC Transport to Rstr SV Servicing | GCTransport to Roasters Star Valve | B | 0190E001 | 2017-05-26 | 2009-10-14 | PHSANTANJO
0190-030-341 | 45505 | 0190-COF-PRO-RST-TRNSPRT-STRVLV03 | PM03 | 305 | 26W R1R2 Transport SV Servicing | R1R2 RCTransport to Silo A1Star Valve | B | 0190E001 | 2017-05-26 | 2009-10-14 | PHSANTANJO
0190-030-341 | 45505 | 0190-COF-PRO-RST-TRNSPRT-STRVLV04 | PM03 | 305 | 26W R3 Transport SV Servicing | R3 RC Transport to Silo A1 Star Valve | B | 0190E001 | 2017-05-26 | 2009-10-14 | PHSANTANJO
0190-030-341 | 45505 | 0190-COF-PRO-RST-TRNSPRT-STRVLV05 | PM03 | 305 | 26W R4 Transport SV Servicing | R4 RC Transport to Silo A1 Star Valve | B | 0190E001 | 2017-05-26 | 2009-10-14 | PHSANTANJO
0190-030-341 | 45505 | 0190-COF-PRO-RST-TRNSPRT-STRVLV06 | PM03 | 305 | 26W Destoned RC SV Servicing | Destoned RC to Silo B1B2 Star Valve | B | 0190E001 | 2017-05-26 | 2009-10-14 | PHSANTANJO
0190-030-341 | 45505 | 0190-COF-PRO-RST-TRNSPRT-STRVLV07 | PM03 | 305 | 26W Transport to Grinders SV Servicing | RC Transport to Grinders Star Valve | B | 0190E001 | 2017-05-26 | 2009-10-14 | PHSANTANJO
0190-030-334 | 31744 | 0190-COF-PRO-RST-ROASTR04 | PM03 | 303 | 26W Roaster 04 Servicing_Mechl | Roaster No 4 | A | 0190E001 | 2021-03-10 | 2008-05-02 | PHDAVODAMA
0190-030-333 | 31744 | 0190-COF-PRO-RST-ROASTR03 | PM03 | 303 | 26W Roaster 03 Servicing-Mechl | Roaster No 3 | A | 0190E001 | 2021-03-10 | 2008-05-02 | PHDAVODAMA
0190-030-332 | 31744 | 0190-COF-PRO-RST-ROASTR02 | PM03 | 303 | 26W Roaster 02 Servicing_Mechl | Roaster No 2 | A | 0190E001 | 2021-03-19 | 2008-05-02 | PHILAGANAN
0190-030-331 | 31744 | 0190-COF-PRO-RST-ROASTR01 | PM03 | 303 | 26W Roaster 01Servicing_Mechl | Roaster No 1 | A | 0190E001 | 2021-03-19 | 2008-05-02 | PHILAGANAN
0190-030-330 | 525903 | 0190-COF-GCO-CND-TIPSTN01-DVRTRVLV_1 | PM03 | 305 | 104W Diverter Valve 1 Servicing | Diverter Valve 1 to GC Silo 3 | C | 0190E001 | 2020-05-01 | 2017-05-11 | PHDAVODAMA
0190-030-330 | 525903 | 0190-COF-GCO-CND-TIPSTN01-DVRTRVLV_2 | PM03 | 305 | 104W Diverter Valve 2 Servicing | Diverter Valve 2 to GC Silo 2 | C | 0190E001 | 2020-05-01 | 2017-05-11 | PHDAVODAMA
0190-030-330 | 525903 | 0190-COF-GCO-CND-WGHSLO01-DVRTRVLV_3 | PM03 | 305 | 104W Diverter Valve 3 Servicing | Diverter Valve 3 to DV5 & DV6 | C | 0190E001 | 2020-05-01 | 2017-05-11 | PHDAVODAMA
0190-030-330 | 525903 | 0190-COF-GCO-CND-WGHSLO01-DVRTRVLV_5 | PM03 | 305 | 104W Diverter Valve 5 Servicing | Diverter Valve 5 to GC Silo 1 & 2 | C | 0190E001 | 2020-05-01 | 2017-05-11 | PHDAVODAMA
0190-030-330 | 525903 | 0190-COF-GCO-CND-WGHSLO01-DVRTRVLV_6 | PM03 | 305 | 104W Diverter Valve 6 Servicing | Diverter Valve 6 to DV7 & DV8 | C | 0190E001 | 2020-05-01 | 2017-05-11 | PHDAVODAMA
0190-030-330 | 525903 | 0190-COF-GCO-CND-WGHSLO01-DVRTRVLV_7 | PM03 | 305 | 104W Diverter Valve 7 Servicing | Diverter Valve 7 to R1 & R2 | C | 0190E001 | 2020-05-01 | 2017-05-11 | PHDAVODAMA
0190-030-330 | 525903 | 0190-COF-GCO-CND-WGHSLO01-DVRTRVLV_8 | PM03 | 305 | 104W Diverter Valve 8 Servicing | Diverter Valve 8 to R3 & R4 | C | 0190E001 | 2020-05-01 | 2017-05-11 | PHDAVODAMA
0190-030-330 | 525903 | 0190-COF-PRO-RST-TRNSPRT-DVRTRVLV_12 | PM03 | 305 | 104W Diverter Valve 12 Servicing | Diverter Valve 12 to RC Silo A1 & B3 | B | 0190E001 | 2020-05-01 | 2017-05-11 | PHDAVODAMA
0190-030-330 | 525903 | 0190-COF-PRO-RST-TRNSPRT-DVRTRVLV_15 | PM03 | 305 | 104W Diverter Valve 15 Servicing | Diverter Valve 15 to RC Silo B3 & A1 | B | 0190E001 | 2020-05-01 | 2017-05-11 | PHDAVODAMA
0190-030-330 | 525903 | 0190-COF-PRO-RST-WGHSCL03-DVRTRVLV_13 | PM03 | 305 | 104W Diverter Valve 13 Servicing | Diverter Valve 13 to RC Silo B1 & B2 | B | 0190E001 | 2020-05-01 | 2017-05-11 | PHDAVODAMA
0190-030-330 | 525903 | 0190-COF-PRO-RST-WGHSCL04-DVRTRVLV_17 | PM03 | 305 | 104W Diverter Valve 17 Servicing | Diverter Valve 17 to DV18 & E54 | B | 0190E001 | 2020-05-01 | 2017-05-11 | PHDAVODAMA
0190-030-330 | 525903 | 0190-COF-PRO-RST-WGHSCL04-DVRTRVLV_18 | PM03 | 305 | 104W Diverter Valve 18 Servicing | Diverter Valve 18 to RC Silo B2 & B1 | B | 0190E001 | 2020-05-01 | 2017-05-11 | PHDAVODAMA
0190-030-330 | 525903 | 0190-COF-PRO-RST-WGHSCL04-DVRTRVLV_4 | PM03 | 305 | 104W Diverter Valve 4 Servicing | Diverter Valve 4 to DV17 & E45 | B | 0190E001 | 2020-05-01 | 2017-05-11 | PHDAVODAMA
0190-030-329 | 564374 | 0190-COF-PRO-FFE-CLARIF06 | PM03 | 305 | 26W GSE200 Clarifier 06 belt drive Repla | FFE Centrifuge Clarifier No 6 | B | 0190E001 | 2021-11-26 | 2020-11-02 | PHSONUGAHA1
0190-030-328 | 564374 | 0190-COF-PRO-FFE-CLARIF05 | PM03 | 305 | 26W Belt drive Replacement | FFE Centrifuge Clarifier No 5 | B | 0190E001 | 2021-03-10 | 2020-06-12 | PHDAVODAMA
0190-030-327 | 45488 | 0190-COF-PRO-RST-TRNSPRT-M27 | PM03 | 305 | 3M Chaff Blower A Servicing | Chaff Aspiration A Blower | B | 0190E001 | 2021-11-27 | 2016-03-02 | PHDAVODAMA
0190-030-326 | 579667 | 0190-COF-PRO-RST-TRNSPRT-M21 | PM03 | 305 | 3M Chaff Blower B Servicing | Chaff Aspiration B Blower | B | 0190E001 | 2021-10-01 | 2009-10-13 | PHDAVODAMA
0190-030-325 | 423639 | 0190-COF-PRO-E54-DISHED01 | PM03 | 305 | 26W VEXB Valve servicing | E54 Cell Header | B | 0190E001 | 2021-03-10 | 2009-10-13 | PHDAVODAMA
0190-030-324 | 423646 | 0190-COF-PRO-SHP-HPWSHR02 | PM03 | 305 | 26W SHP HPW02 Line isolation valve servg | High Pressure Washer02 | B | 0190E001 | 2017-01-13 | 2009-10-13 | PHSANTANJO
0190-030-323 | 423646 | 0190-COF-PRO-SHP-HPWSHR01 | PM03 | 305 | 26W SHP HPW01 Line isolation valve servg | High Pressure Washer01 | A | 0190E001 | 2017-01-13 | 2009-10-13 | PHSANTANJO
0190-030-322 | 423646 | 0190-COF-PRO-E54-HPWSHR01 | PM03 | 305 | 104W E54 HPW Line isolation valve servg | E54 High Pressure Washer01 | A | 0190E001 | 2021-03-19 | 2009-10-13 | PHILAGANAN
0190-030-321 | 423646 | 0190-COF-PRO-E45-HPWSHR01 | PM03 | 305 | 104W E45 HPW Line isolation valve servg | E45 High Pressure Washer01 | A | 0190E001 | 2021-11-25 | 2009-10-13 | PHEMBATEAN
0190-030-320 | 564370 | 0190-COF-PRO-E54-IPTPMP01-PUMPHEAD | PM03 | 305 | 3Y Drive coupling replacement | E54 IPT pumphead 01 | B | 0190E001 | 2020-11-16 | 2020-05-15 | PHDAVODAMA
0190-030-319 | 50646 | 0190-COF-PRO-ARC-PRESVT-PRESERVATIVEPUMP | PM03 | 305 | 156W PRESVT Pump Motor Servicing | Preservative Pump | B | 0190E002 | 2018-12-04 | 2017-05-11 | PHSANTANJO
0190-030-318 | 50646 | 0190-COF-PRO-ARC-OILT03-OILPUMP01 | PM03 | 305 | 156W OILT03 Oil Pump1 Motor Servicing | Outfeed Pump | B | 0190E002 | 2018-12-04 | 2017-05-11 | PHSANTANJO
0190-030-317 | 50646 | 0190-COF-PRO-ARC-OILT02-OILPUMP02 | PM03 | 305 | 156W OILT02 Oil Pump2 Motor Servicing | Oil Recirculation Pump | B | 0190E002 | 2018-12-04 | 2017-05-11 | PHSANTANJO
0190-030-316 | 50646 | 0190-COF-PRO-ARC-OILT02-OILPUMP01 | PM03 | 305 | 156W OILT02 Oil Pump1 Motor Servicing | Oil Starting Pump | B | 0190E002 | 2018-12-04 | 2017-05-11 | PHSANTANJO
0190-030-315 | 50646 | 0190-COF-PRO-ARC-OILT01-OILPUMP02 | PM03 | 305 | 156W OILT01 Oil Pump Motor Servicing | Transfer Pump 02 | B | 0190E002 | 2018-12-04 | 2017-05-11 | PHSANTANJO
0190-030-314 | 50646 | 0190-COF-PRO-ARC-ARTANK02-AROMAPUMP | PM03 | 305 | 156W ARTANK02 AromaPump Motor Servicing | Aroma Outfeed Pump 02 | B | 0190E001 | 2018-12-04 | 2017-05-11 | PHSANTANJO
0190-030-313 | 50646 | 0190-COF-PRO-ARC-ARTANK01-CIPPUMP | PM03 | 305 | 156W ARTANK01 CIP PumpMotor Servicing | CIP Recirculation Pump - Outfeed Tank | B | 0190E001 | 2018-12-04 | 2017-05-11 | PHSANTANJO
0190-030-312 | 50646 | 0190-COF-PRO-ARC-ARTANK01-AROMAPUMP | PM03 | 305 | 156W ARTANK01 AromaPump Motor Servicing | Aroma Outfeed Pump 01 | B | 0190E001 | 2018-12-04 | 2017-05-11 | PHSANTANJO
0190-030-311 | 55660 | 0190-COF-PRO-ARC-RMTPNL03 | PM03 | 307 | 26W Thermal Scanning of RMTPNL03 | Remote Panel 03 | B | 0190E002 | 2019-05-29 | 2017-05-11 | PHSANTANJO
0190-030-310 | 55660 | 0190-COF-PRO-ARC-RMTPNL02 | PM03 | 307 | 26W Thermal Scanning of RMTPNL02 | Remote Panel 02 | B | 0190E002 | 2019-05-29 | 2017-05-11 | PHSANTANJO
0190-030-309 | 55660 | 0190-COF-PRO-ARC-RMTPNL01 | PM03 | 307 | 26W Thermal scanning of RMTPNL01 | Remote Panel 01 | B | 0190E002 | 2020-02-24 | 2017-05-11 | PHSANTANJO
0190-030-308 | 45558 | 0190-COF-PRO-ARC-PRESVT-PRESERVATIVEPUMP | PM03 | 305 | 52W PRESVT Pump Servicing | Preservative Pump | B | 0190E001 | 2020-03-19 | 2017-05-11 | PHDAVODAMA
0190-030-307 | 525873 | 0190-COF-PRO-ARC-PRESVT-HEATEXCHANGER_1 | PM03 | 305 | 52W PRESVT Heat Exchanger Servicing | Preservative Heat Exchanger 01 | B | 0190E001 | 2017-12-07 | 2017-05-11 | PHSANTANJO
0190-030-306 | 525882 | 0190-COF-PRO-ARC-OILT03-REGULATINGVLV_1 | PM03 | 305 | 104W OILT03 Regulating Valve1 servicing | Regulating Valve - Outfeed Pump 01 | B | 0190E002 | 2017-12-27 | 2017-05-11 | PHSANTANJO
0190-030-305 | 45558 | 0190-COF-PRO-ARC-OILT03-OILPUMP01 | PM03 | 305 | 52W OILT03 Oil Pump1 Servicing | Outfeed Pump | B | 0190E001 | 2017-12-07 | 2017-05-11 | PHSANTANJO
0190-030-304 | 50497 | 0190-COF-PRO-RST-ROASTR04 | PM03 | 303 | 8W Roaster Lubrication R4 | Roaster No 4 | A | 0190E001 | 2020-02-22 | 2008-03-07 | PHSANTANJO
0190-030-303 | 50497 | 0190-COF-PRO-RST-ROASTR03 | PM03 | 303 | 8W Roaster Lubrication R3 | Roaster No 3 | A | 0190E001 | 2020-02-22 | 2008-03-07 | PHSANTANJO
0190-030-302 | 50497 | 0190-COF-PRO-RST-ROASTR02 | PM03 | 303 | 8W Roaster Lubrication R2 | Roaster No 2 | A | 0190E001 | 2020-02-22 | 2008-03-07 | PHSANTANJO
0190-030-301 | 50497 | 0190-COF-PRO-RST-ROASTR01 | PM03 | 303 | 8W Roaster Lubrication R1 | Roaster No 1 | A | 0190E001 | 2020-02-22 | 2008-03-07 | PHSANTANJO
0190-030-300 | 525882 | 0190-COF-PRO-ARC-OILT02-REGULATINGVLV_2 | PM03 | 305 | 104W OILT02 Regulating Valve2 servicing | Regulating Valve - Recirculating Pump 02 | B | 0190E002 | 2017-12-27 | 2017-05-11 | PHSANTANJO
0190-030-299 | 525882 | 0190-COF-PRO-ARC-OILT02-REGULATINGVLV_1 | PM03 | 305 | 104W OILT02 Regulating Valve1 servicing | Regulating Valve - Recirculating Pump 01 | B | 0190E002 | 2017-12-27 | 2017-05-11 | PHSANTANJO
0190-030-298 | 45558 | 0190-COF-PRO-ARC-OILT02-OILPUMP02 | PM03 | 305 | 52W OILT02 Oil Pump2 Servicing | Oil Recirculation Pump | B | 0190E002 | 2020-09-07 | 2017-05-11 | PHDAVODAMA
0190-030-297 | 45558 | 0190-COF-PRO-ARC-OILT02-OILPUMP01 | PM03 | 305 | 52W OILT02 Oil Pump1 Servicing | Oil Starting Pump | B | 0190E001 | 2017-12-07 | 2017-05-11 | PHSANTANJO
0190-030-296 | 525873 | 0190-COF-PRO-ARC-OILT02-HEATEXCHANGER_1 | PM03 | 305 | 52W OILT02 Heat Exchanger Servicing | Oil Infeed Heat Exchanger | B | 0190E001 | 2017-12-07 | 2017-05-11 | PHSANTANJO
0190-030-295 | 45558 | 0190-COF-PRO-ARC-OILT01-OILPUMP02 | PM03 | 305 | 52W OILT01 Oil Pump Servicing | Transfer Pump 02 | B | 0190E001 | 2017-12-07 | 2017-05-11 | PHSANTANJO
0190-030-294 | 55660 | 0190-COF-PRO-ARC-MDPPNL01 | PM03 | 307 | 26W Thermal Scanning of MDPPNL01 | Main MDP Panel | B | 0190E002 | 2019-05-29 | 2017-05-11 | PHSANTANJO
0190-030-293 | 55660 | 0190-COF-PRO-ARC-MCCPNL | PM03 | 307 | 26W Thermal Scanning of MCCPNL | MAIN MCC PANEL | B | 0190E002 | 2019-05-29 | 2017-05-11 | PHSANTANJO
0190-030-292 | 45558 | 0190-COF-PRO-ARC-ARTANK02-AROMAPUMP | PM03 | 305 | 52W ARTANK02 Aroma Pump Servicing | Aroma Outfeed Pump 02 | B | 0190E001 | 2017-12-07 | 2017-05-11 | PHSANTANJO
0190-030-291 | 45558 | 0190-COF-PRO-ARC-ARTANK01-CIPPUMP | PM03 | 305 | 52W ARTANK01 CIP Pump Servicing | CIP Recirculation Pump - Outfeed Tank | B | 0190E001 | 2017-12-07 | 2017-05-11 | PHSANTANJO
0190-030-290 | 45558 | 0190-COF-PRO-ARC-ARTANK01-AROMAPUMP | PM03 | 305 | 52W ARTANK01 Aroma Pump Servicing | Aroma Outfeed Pump 01 | B | 0190E001 | 2017-12-07 | 2017-05-11 | PHSANTANJO
0190-030-289 | 525873 | 0190-COF-PRO-ARC-ARMTRT-HEATEXCHANGER_1 | PM03 | 305 | 52W ARMTRT Heat Exchanger Servicing | Heat Exchanger | B | 0190E001 | 2017-12-07 | 2017-05-11 | PHSANTANJO
0190-030-288 | 525277 | 0190-COF-PRO-E45-EXTCEL08-STMHDR03 | PM03 | 305 | 52W E45 Valve VEX3 Replacement | Steam to Extraction Cell Header (V13) | B | 0190E001 | 2020-04-09 | 2017-04-28 | PHDAVODAMA
0190-030-287 | 525277 | 0190-COF-PRO-E45-CELHDR01 | PM03 | 305 | 52W E45 Valve V23.11 Replacement | E45 Cell Header | B | 0190E001 | 2019-07-19 | 2017-04-28 | PHSANTANJO
0190-030-286 | 525277 | 0190-COF-PRO-E45-CELHDR01 | PM03 | 305 | 52W E45 Valve V22.11 Replacement | E45 Cell Header | B | 0190E001 | 2019-07-19 | 2017-04-28 | PHSANTANJO
0190-030-285 | 525277 | 0190-COF-PRO-E45-CELHDR01 | PM03 | 305 | 52W E45 Valve V24.11 Replacement | E45 Cell Header | B | 0190E001 | 2019-07-19 | 2017-04-28 | PHSANTANJO
0190-030-284 | 525277 | 0190-COF-PRO-E45-CELHDR01 | PM03 | 305 | 52W E45 Valve V24.1 Replacement | E45 Cell Header | B | 0190E001 | 2019-07-19 | 2017-04-28 | PHSANTANJO
0190-030-283 | 525277 | 0190-COF-PRO-E45-CELHDR01 | PM03 | 305 | 52W E45 Valve V23.1 Replacement | E45 Cell Header | B | 0190E001 | 2019-07-19 | 2017-04-28 | PHSANTANJO
0190-030-282 | 525277 | 0190-COF-PRO-E45-CELHDR01 | PM03 | 305 | 52W E45 Valve V24.12 Replacement | E45 Cell Header | B | 0190E001 | 2019-07-19 | 2017-04-28 | PHSANTANJO
0190-030-281 | 525277 | 0190-COF-PRO-E45-CELHDR01 | PM03 | 305 | 52W E45 Valve V23.12 Replacement | E45 Cell Header | B | 0190E001 | 2019-07-19 | 2017-04-28 | PHSANTANJO
0190-030-280 | 525277 | 0190-COF-PRO-E45-CELHDR01 | PM03 | 305 | 52W E45 Valve V19.94 Replacement | E45 Cell Header | B | 0190E001 | 2019-07-19 | 2017-04-28 | PHSANTANJO
0190-030-279 | 525277 | 0190-COF-PRO-E45-FLSTNK01 | PM03 | 305 | 52W E45 Valve V19.92 Replacement | IPTA Flash Tank | B | 0190E001 | 2019-07-19 | 2017-04-28 | PHSANTANJO
0190-030-278 | 525277 | 0190-COF-PRO-E45-FLSTNK01 | PM03 | 305 | 52W E45 Valve V19.99 Replacement | IPTA Flash Tank | B | 0190E001 | 2019-07-19 | 2017-04-28 | PHSANTANJO
0190-030-277 | 525277 | 0190-COF-PRO-E54-STMHDR03 | PM03 | 305 | 52W E54 Valve VEX3 Replacement | Steam to Extraction Cell Header (V13) | B | 0190E001 | 2017-12-27 | 2017-04-28 | PHSANTANJO
0190-030-276 | 525277 | 0190-COF-PRO-E54-DISHED01 | PM03 | 305 | 52W E54 Valve V23.11 Replacement | E54 Cell Header | B | 0190E001 | 2020-04-09 | 2017-04-28 | PHDAVODAMA
0190-030-275 | 525277 | 0190-COF-PRO-E54-DISHED01 | PM03 | 305 | 52W E54 Valve V22.11 Replacement | E54 Cell Header | B | 0190E001 | 2020-04-09 | 2017-04-28 | PHDAVODAMA
0190-030-274 | 525277 | 0190-COF-PRO-E54-DISHED01 | PM03 | 305 | 52W E54 Valve V24.11 Replacement | E54 Cell Header | B | 0190E001 | 2017-12-27 | 2017-04-28 | PHSANTANJO
0190-030-273 | 525277 | 0190-COF-PRO-E54-DISHED01 | PM03 | 305 | 52W E54 Valve V24.1 Replacement | E54 Cell Header | B | 0190E001 | 2017-12-27 | 2017-04-28 | PHSANTANJO
0190-030-272 | 525277 | 0190-COF-PRO-E54-DISHED01 | PM03 | 305 | 52W E54 Valve V23.1 Replacement | E54 Cell Header | B | 0190E001 | 2017-12-27 | 2017-04-28 | PHSANTANJO
0190-030-271 | 525277 | 0190-COF-PRO-E54-DISHED01 | PM03 | 305 | 52W E54 Valve V24.12 Replacement | E54 Cell Header | B | 0190E001 | 2017-12-27 | 2017-04-28 | PHSANTANJO
0190-030-270 | 525277 | 0190-COF-PRO-E54-DISHED01 | PM03 | 305 | 52W E54 Valve V23.12 Replacement | E54 Cell Header | B | 0190E001 | 2017-12-27 | 2017-04-28 | PHSANTANJO
0190-030-269 | 525277 | 0190-COF-PRO-E54-DISHED01 | PM03 | 305 | 52W E54 Valve V19.94 Replacement | E54 Cell Header | B | 0190E001 | 2017-12-27 | 2017-04-28 | PHSANTANJO
0190-030-268 | 525277 | 0190-COF-PRO-E54-FLSTNK01 | PM03 | 305 | 52W E54 Valve V19.92 Replacement | IPTA Flash Tank | B | 0190E001 | 2017-12-27 | 2017-04-28 | PHSANTANJO
0190-030-267 | 525277 | 0190-COF-PRO-E54-FLSTNK01 | PM03 | 305 | 52W E54 Valve V19.99 Replacement | IPTA Flash Tank | B | 0190E001 | 2020-04-09 | 2017-04-28 | PHDAVODAMA
0190-030-266 | 515310 | 0190-COF-PRO-E54-EXTCEL08 | PM03 | 305 | 52W E54 Cell08 Valve 22 Replacement | Extraction Cell 54 No 8 | A | 0190E001 | 2021-03-19 | 2016-10-11 | PHILAGANAN
0190-030-265 | 515310 | 0190-COF-PRO-E54-EXTCEL07 | PM03 | 305 | 52W E54 Cell07 Valve 22 Replacement | Extraction Cell 54 No 7 | A | 0190E001 | 2021-03-19 | 2016-10-11 | PHILAGANAN
0190-030-264 | 515310 | 0190-COF-PRO-E54-EXTCEL06 | PM03 | 305 | 52W E54 Cell06 Valve 22 Replacement | Extraction Cell 54 No 6 | A | 0190E001 | 2021-03-19 | 2016-10-11 | PHILAGANAN
0190-030-263 | 515310 | 0190-COF-PRO-E54-EXTCEL05-V22 | PM03 | 305 | 52W E54 Cell05 Valve 22 Replacement | E54 C5PrssreRleseInltToIPTA(MUCH Header) | A | 0190E001 | 2021-09-05 | 2016-10-11 | PHDAVODAMA
0190-030-262 | 515310 | 0190-COF-PRO-E54-EXTCEL04 | PM03 | 305 | 52W E54 Cell04 Valve 22 Replacement | Extraction Cell 54 No 4 | A | 0190E001 | 2021-03-19 | 2016-10-11 | PHILAGANAN
0190-030-261 | 515310 | 0190-COF-PRO-E54-EXTCEL03 | PM03 | 305 | 52W E54 Cell03 Valve 22 Replacement | Extraction Cell 54 No 3 | A | 0190E001 | 2021-03-19 | 2016-10-11 | PHILAGANAN
0190-030-260 | 515310 | 0190-COF-PRO-E54-EXTCEL02 | PM03 | 305 | 52W E54 Cell02 Valve 22 Replacement | Extraction Cell 54 No 2 | A | 0190E001 | 2021-03-19 | 2016-10-11 | PHILAGANAN
0190-030-259 | 515310 | 0190-COF-PRO-E54-EXTCEL01 | PM03 | 305 | 52W E54 Cell01 Valve 22 Replacement | Extraction Cell 54 No 1 | A | 0190E001 | 2021-08-30 | 2016-10-11 | PHMEDIANJI
0190-030-258 | 515310 | 0190-COF-PRO-E45-EXTCEL08 | PM03 | 305 | 52W E45 Cell08 Valve 22 Replacement | Extraction 45 Cell No 8 | A | 0190E001 | 2021-03-19 | 2016-10-11 | PHILAGANAN
0190-030-257 | 515310 | 0190-COF-PRO-E45-EXTCEL07 | PM03 | 305 | 52W E45 Cell07 Valve 22 Replacement | Extraction 45 Cell No 7 | A | 0190E001 | 2021-03-19 | 2016-10-11 | PHILAGANAN
0190-030-256 | 515310 | 0190-COF-PRO-E45-EXTCEL06 | PM03 | 305 | 52W E45 Cell06 Valve 22 Replacement | Extraction 45 Cell No 6 | A | 0190E001 | 2021-03-19 | 2016-10-11 | PHILAGANAN
0190-030-255 | 515310 | 0190-COF-PRO-E45-EXTCEL05 | PM03 | 305 | 52W E45 Cell05 Valve 22 Replacement | Extraction 45 Cell No 5 | A | 0190E001 | 2021-03-19 | 2016-10-11 | PHILAGANAN
0190-030-254 | 515310 | 0190-COF-PRO-E45-EXTCEL04 | PM03 | 305 | 52W E45 Cell04 Valve 22 Replacement | Extraction 45 Cell No 4 | A | 0190E001 | 2021-03-19 | 2016-10-11 | PHILAGANAN
0190-030-253 | 515310 | 0190-COF-PRO-E45-EXTCEL03 | PM03 | 305 | 52W E45 Cell03 Valve 22 Replacement | Extraction 45 Cell No 3 | A | 0190E001 | 2021-03-19 | 2016-10-11 | PHILAGANAN
0190-030-252 | 515310 | 0190-COF-PRO-E45-EXTCEL02 | PM03 | 305 | 52W E45 Cell02 Valve 22 Replacement | Extraction 45 Cell No 2 | A | 0190E001 | 2021-03-19 | 2016-10-11 | PHILAGANAN
0190-030-251 | 515310 | 0190-COF-PRO-E45-EXTCEL01 | PM03 | 305 | 52W E45 Cell01 Valve 22 Replacement | Extraction 45 Cell No 1 | A | 0190E001 | 2021-03-19 | 2016-10-11 | PHILAGANAN
0190-030-250 | 564374 | 0190-COF-PRO-FFE-CLARIF04 | PM03 | 305 | 26W Belt drive Replacement | FFE Centrifuge Clarifier No 4 | B | 0190E001 | 2021-11-26 | 2020-06-12 | PHSONUGAHA1
0190-030-249 | 564374 | 0190-COF-PRO-FFE-CLARIF03 | PM03 | 305 | 26W Belt drive Replacement | FFE Centrifuge Clarifier No 3 | B | 0190E001 | 2021-11-26 | 2020-06-12 | PHSONUGAHA1
0190-030-248 | 564374 | 0190-COF-PRO-FFE-CLARIF02 | PM03 | 305 | 26W Belt drive Replacement | FFE Centrifuge Clarifier No 2 | B | 0190E001 | 2021-11-26 | 2020-06-12 | PHSONUGAHA1
0190-030-247 | 564374 | 0190-COF-PRO-FFE-CLARIF01 | PM03 | 305 | 26W Belt Drive replacement | FFE Centrifuge Clarifier No 1 | B | 0190E001 | 2021-11-26 | 2020-06-12 | PHSONUGAHA1
0190-030-246 | 515309 | 0190-COF-PRO-E54-EXTCEL08 | PM03 | 305 | 30W E54C8 Valve 21 Replacement | Extraction Cell 54 No 8 | A | 0190E001 | 2021-08-27 | 2016-10-11 | PHDAVODAMA
0190-030-245 | 515309 | 0190-COF-PRO-E54-EXTCEL07 | PM03 | 305 | 30W E54C7 Valve 21 Replacement | Extraction Cell 54 No 7 | A | 0190E001 | 2021-08-27 | 2016-10-11 | PHDAVODAMA
0190-030-244 | 515309 | 0190-COF-PRO-E54-EXTCEL06 | PM03 | 305 | 30W E54C6 Valve 21 Replacement | Extraction Cell 54 No 6 | A | 0190E001 | 2021-08-27 | 2016-10-11 | PHDAVODAMA
0190-030-243 | 515309 | 0190-COF-PRO-E54-EXTCEL05 | PM03 | 305 | 30W E54C5 Valve 21 Replacement | Extraction Cell 54 No 5 | A | 0190E001 | 2021-08-27 | 2016-10-11 | PHDAVODAMA
0190-030-242 | 515309 | 0190-COF-PRO-E54-EXTCEL04 | PM03 | 305 | 30W E54C4 Valve 21 Replacement | Extraction Cell 54 No 4 | A | 0190E001 | 2021-08-27 | 2016-10-11 | PHDAVODAMA
0190-030-241 | 515309 | 0190-COF-PRO-E54-EXTCEL03 | PM03 | 305 | 30W E54C3 Valve 21 Replacement | Extraction Cell 54 No 3 | A | 0190E001 | 2021-08-27 | 2016-10-11 | PHDAVODAMA
0190-030-240 | 515309 | 0190-COF-PRO-E54-EXTCEL02 | PM03 | 305 | 30W E54C2 Valve 21 Replacement | Extraction Cell 54 No 2 | A | 0190E001 | 2021-08-27 | 2016-10-11 | PHDAVODAMA
0190-030-239 | 515309 | 0190-COF-PRO-E54-EXTCEL01 | PM03 | 305 | 30W E54C1 Valve 21 Replacement | Extraction Cell 54 No 1 | A | 0190E001 | 2019-10-11 | 2016-10-11 | PHSANTANJO
0190-030-238 | 515309 | 0190-COF-PRO-E45-EXTCEL08 | PM03 | 305 | 30W E45C8 Valve 21 Replacement | Extraction 45 Cell No 8 | A | 0190E001 | 2019-10-11 | 2016-10-11 | PHSANTANJO
0190-030-237 | 515309 | 0190-COF-PRO-E45-EXTCEL07 | PM03 | 305 | 30W E45C7 Valve 21 Replacement | Extraction 45 Cell No 7 | A | 0190E001 | 2019-10-11 | 2016-10-11 | PHSANTANJO
0190-030-236 | 515309 | 0190-COF-PRO-E45-EXTCEL06 | PM03 | 305 | 30W E45C6 Valve 21 Replacement | Extraction 45 Cell No 6 | A | 0190E001 | 2019-10-11 | 2016-10-11 | PHSANTANJO
0190-030-235 | 515309 | 0190-COF-PRO-E45-EXTCEL05 | PM03 | 305 | 30W E45C5 Valve 21 Replacement | Extraction 45 Cell No 5 | A | 0190E001 | 2019-10-11 | 2016-10-11 | PHSANTANJO
0190-030-234 | 515309 | 0190-COF-PRO-E45-EXTCEL04 | PM03 | 305 | 30W E45C4 Valve 21 Replacement | Extraction 45 Cell No 4 | A | 0190E001 | 2019-10-11 | 2016-10-11 | PHSANTANJO
0190-030-233 | 515309 | 0190-COF-PRO-E45-EXTCEL03 | PM03 | 305 | 30W E45C3 Valve 21 Replacement | Extraction 45 Cell No 3 | A | 0190E001 | 2019-10-11 | 2016-10-11 | PHSANTANJO
0190-030-232 | 515309 | 0190-COF-PRO-E45-EXTCEL02 | PM03 | 305 | 30W E45C2 Valve 21 Replacement | Extraction 45 Cell No 2 | A | 0190E001 | 2019-10-11 | 2016-10-11 | PHSANTANJO
0190-030-231 | 515309 | 0190-COF-PRO-E45-EXTCEL01 | PM03 | 305 | 30W E45C1 Valve 21 Replacement | Extraction 45 Cell No 1 | A | 0190E001 | 2019-10-11 | 2016-10-11 | PHSANTANJO
0190-030-229 | 570894 | 0190-COF-PRO-FFE-MCCPNL01-1EXPMP1 | PM03 | 307 | 52W Inspection of VFD FFE M51 PUMP | VFD FFE 1st Efffect Outlet Pump M51 | B | 0190E002 | 2021-11-26 | 2021-01-30 | PHSONUGAHA1
0190-030-228 | 570894 | 0190-COF-PRO-E54-MCCPNL01-MOVHP | PM03 | 307 | 52W Inspection of VFD Moving Hopper | VFD Moving Hopper | X | 0190E002 | 2021-04-06 | 2021-01-30 | PHDAVODAMA
0190-030-227 | 570894 | 0190-COF-PRO-E54-MCCPNL01-UTC5 | PM03 | 307 | 52W Inspection of VFD E54 UTC 5 | VFD UTC 5 Stirrir Agitator | X | 0190E002 | 2021-04-06 | 2021-01-30 | PHDAVODAMA
0190-030-226 | 570894 | 0190-COF-PRO-E54-MCCPNL01-UTC4 | PM03 | 307 | 52W Inspection of VFD E54 UTC 4 | VFD UTC 4 Stirrir Agitator | X | 0190E002 | 2021-04-06 | 2021-01-30 | PHDAVODAMA
0190-030-225 | 570894 | 0190-COF-PRO-E54-MCCPNL01-IPT | PM03 | 307 | 52W Inspection of VFD E54 IPT PUMP | VFD IPT | X | 0190E002 | 2021-04-06 | 2021-01-30 | PHDAVODAMA
0190-030-224 | 570894 | 0190-COF-PRO-RST-ABC04-MCCPNL04 | PM03 | 307 | 26W Inspection of VFD Air Fan ABC R4 | VFD Fresh Air Fan ABC R4 | A | 0190E002 | 2021-04-06 | 2021-01-30 | PHDAVODAMA
0190-030-223 | 570894 | 0190-COF-PRO-RST-ABC03-MCCPNL03 | PM03 | 307 | 52W Inspection of VFD Air Fan ABC R3 | VFD Fresh Air Fan ABC R3 | A | 0190E002 | 2021-04-06 | 2021-01-30 | PHDAVODAMA
0190-030-222 | 46422 | 0190-COF-PRO-FFE-CLARIF06 | PM03 | 305 | 22W Clarifier Servicing-GSE200 | FFE Centrifuge Clarifier No 6 | B | 0190E001 | 2021-11-26 | 2009-12-10 | PHSONUGAHA1
0190-030-221 | 423452 | 0190-COF-PRO-SCE-CIPLP02 | PM03 | 305 | 26W FFE LP CIP Pump02 Servicing | FFE Low Pressure CIP Pump 2 | C | 0190E001 | 2020-03-19 | 2009-12-10 | PHDAVODAMA
0190-030-220 | 570894 | 0190-COF-PRO-RST-ABC02-MCCPNL02 | PM03 | 307 | 52W Inspection of VFD Air Fan ABC R2 | VFD Fresh Air Fan ABC R2 | A | 0190E002 | 2021-04-06 | 2021-01-30 | PHDAVODAMA
0190-030-219 | 570894 | 0190-COF-PRO-RST-ABC01-ABCFANR | PM03 | 307 | 52W Inspection of VFD Air Fan ABC R1 | VFD Fresh Air Fan ABC R1 | A | 0190E002 | 2021-04-06 | 2021-01-30 | PHDAVODAMA
0190-030-218 | 570894 | 0190-COF-PRO-RST-ROASTR04-VFD04 | PM03 | 307 | 52W Inspection of VFD Roaster Drum 4 | VFD Roaster Drum R4 | A | 0190E002 | 2021-04-06 | 2021-01-30 | PHDAVODAMA
0190-030-217 | 570894 | 0190-COF-PRO-RST-ROASTR03-VFD03 | PM03 | 307 | 52W Inspection of VFD Roaster Drum 3 | VFD Roaster Drum R3 | A | 0190E002 | 2021-04-06 | 2021-01-30 | PHDAVODAMA
0190-030-216 | 423452 | 0190-COF-PRO-SCE-CIPLP01 | PM03 | 305 | 26W FFE LP CIP Pump01 Servicing | FFE Low Pressure CIP Pump 1 | C | 0190E001 | 2020-03-19 | 2010-05-07 | PHDAVODAMA
0190-030-215 | 45559 | 0190-COF-PRO-FFE-CLARIF05 | PM03 | 305 | 13W Servicing- Clarifier 05 | FFE Centrifuge Clarifier No 5 | B | 0190E001 | 2021-11-26 | 2009-10-17 | PHSONUGAHA1
0190-030-214 | 45559 | 0190-COF-PRO-FFE-CLARIF04 | PM03 | 305 | 13W Servicing- Clarifier 04 | FFE Centrifuge Clarifier No 4 | B | 0190E001 | 2021-11-26 | 2009-10-17 | PHSONUGAHA1
0190-030-213 | 45559 | 0190-COF-PRO-FFE-CLARIF03 | PM03 | 305 | 13W Servicing- Clarifier 03 | FFE Centrifuge Clarifier No 3 | B | 0190E001 | 2021-01-13 | 2009-10-17 | PHDAVODAMA
0190-030-212 | 45559 | 0190-COF-PRO-FFE-CLARIF02 | PM03 | 305 | 13W Servicing- Clarifier 02 | FFE Centrifuge Clarifier No 2 | B | 0190E001 | 2021-11-25 | 2009-10-17 | PHMEDIANJI
0190-030-211 | 45559 | 0190-COF-PRO-FFE-CLARIF01 | PM03 | 305 | 13W Servicing- Clarifier 01 | FFE Centrifuge Clarifier No 1 | B | 0190E001 | 2021-03-10 | 2009-10-17 | PHDAVODAMA
0190-030-210 | 570894 | 0190-COF-PRO-RST-ROASTR02-VFD02 | PM03 | 307 | 52W Inspection of VFD Roaster Drum 2 | R2 VFD Roaster Drum | A | 0190E002 | 2021-04-06 | 2021-01-30 | PHDAVODAMA
0190-030-209 | 570894 | 0190-COF-PRO-RST--ROASTR01-MCCPNL01 | PM03 | 307 | 52W Inspection of VFD Roaster Drum 1 | R1 Roaster Drum Main Drive VFD | A | 0190E002 | 2021-04-06 | 2021-01-30 | PHDAVODAMA
0190-030-208 | 59208 | 0190-COF-PRO-E54-WGHTNK02 | PM03 | 305 | 52W E54 WB2 Oulet Valve01 Replacement | Weigh Tank No 2 | B | 0190E001 | 2021-03-10 | 2016-09-30 | PHDAVODAMA
0190-030-207 | 59208 | 0190-COF-PRO-E54-WGHTNK02 | PM03 | 305 | 52W E54 WB2 Inlet Valve02 Replacement | Weigh Tank No 2 | B | 0190E001 | 2021-03-10 | 2016-09-30 | PHDAVODAMA
0190-030-206 | 59208 | 0190-COF-PRO-E54-WGHTNK01 | PM03 | 305 | 52W E54 WB1 Oulet Valve01 Replacement | Weigh Tank No 1 | B | 0190E001 | 2021-03-10 | 2016-09-30 | PHDAVODAMA
0190-030-205 | 59208 | 0190-COF-PRO-E54-WGHTNK01 | PM03 | 305 | 52W E54 WB1 Inlet Valve02 Replacement | Weigh Tank No 1 | B | 0190E001 | 2021-03-10 | 2016-09-30 | PHDAVODAMA
0190-030-204 | 59208 | 0190-COF-PRO-E45-WGHSYSTM-WGHTNK02 | PM03 | 305 | 52W E45 WB2 Oulet Valve01 Replacement | Weigh Tank No 2 | B | 0190E001 | 2021-03-10 | 2016-09-30 | PHDAVODAMA
0190-030-203 | 59208 | 0190-COF-PRO-E45-WGHSYSTM-WGHTNK02 | PM03 | 305 | 52W E45 WB2 Inlet Valve02 Replacement | Weigh Tank No 2 | B | 0190E001 | 2021-03-10 | 2016-09-30 | PHDAVODAMA
0190-030-202 | 59208 | 0190-COF-PRO-E45-WGHSYSTM-WGHTNK01 | PM03 | 305 | 52W E45 WB1 Oulet Valve01 Replacement | Weigh Tank No 1 | B | 0190E001 | 2020-07-29 | 2016-09-30 | PHDAVODAMA
0190-030-201 | 59208 | 0190-COF-PRO-E45-WGHSYSTM-WGHTNK01 | PM03 | 305 | 52W E45 WB1 Inlet Valve02 Replacement | Weigh Tank No 1 | B | 0190E001 | 2021-03-10 | 2016-09-30 | PHDAVODAMA
0190-030-200 | 419938 | 0190-COF-PRO-A54-XHSTFN-M2104_03 | PM03 | 305 | 1Y P-ERA 54 Exhaust Fan03 21" Servicing | P-ERA 54 Exhaust Fan 21" | A | 0190E001 | 2021-03-19 | 2014-12-02 | PHILAGANAN
0190-030-199 | 419938 | 0190-COF-PRO-A54-XHSTFN-M2104_02 | PM03 | 305 | 1Y P-ERA 54 Exhaust Fan02 21" Servicing | P-ERA 54 Exhaust Fan 21" | A | 0190E001 | 2021-03-19 | 2014-12-02 | PHILAGANAN
0190-030-198 | 419938 | 0190-COF-PRO-A54-XHSTFN-M2104_01 | PM03 | 305 | 1Y P-ERA 54 Exhaust Fan01 21" Servicing | P-ERA 54 Exhaust Fan 21" | A | 0190E001 | 2021-03-19 | 2014-12-02 | PHILAGANAN
0190-030-197 | 419938 | 0190-COF-PRO-A45-XHSTFN-M2104_04 | PM03 | 305 | 1Y P-ERA 45 Exhaust Fan04 21" Servicing | P-ERA 45 Exhaust Fan 21" | A | 0190E001 | 2021-03-19 | 2014-12-02 | PHILAGANAN
0190-030-196 | 419938 | 0190-COF-PRO-A45-XHSTFN-M2104_03 | PM03 | 305 | 1Y P-ERA 45 Exhaust Fan03 21" Servicing | P-ERA 45 Exhaust Fan 21" | A | 0190E001 | 2021-03-19 | 2014-12-02 | PHILAGANAN
0190-030-195 | 419938 | 0190-COF-PRO-A45-XHSTFN-M2104_02 | PM03 | 305 | 1Y P-ERA 45 Exhaust Fan02 15" Servicing | P-ERA 45 Exhaust Fan 15" | A | 0190E001 | 2021-03-19 | 2014-12-02 | PHILAGANAN
0190-030-194 | 419938 | 0190-COF-PRO-A45-XHSTFN-M2104_01 | PM03 | 305 | 1Y P-ERA 45 Exhaust Fan01 15" Servicing | P-ERA 45 Exhaust Fan 15" | A | 0190E001 | 2021-03-19 | 2014-12-02 | PHILAGANAN
0190-030-193 | 423452 | 0190-COF-PRO-SCE-CIPHP02 | PM03 | 305 | 26W E54 HP CIP Pump Servicing | Extraction 54 High Pressure CIP Pump | C | 0190E001 | 2021-03-10 | 2010-05-08 | PHDAVODAMA
0190-030-192 | 423452 | 0190-COF-PRO-SCE-CIPHP01 | PM03 | 305 | 26W E45 HP CIP Pump Servicing | Extraction 45 High Pressure CIP Pump | C | 0190E001 | 2020-04-09 | 2010-05-08 | PHDAVODAMA
0190-030-191 | 517747 | 0190-COF-PRO-RST-ROASTR01 | PM03 | 307 | 52W Scissor Lift Inspection | Roaster No 1 | A | 0190E001 | 2017-12-07 | 2009-10-15 | PHSANTANJO
0190-030-190 | 45508 | 0190-COF-PRO-E54-ICEQP01 | PM03 | 305 | 3M E54 ICEQ Pump Servicing | ICEQ Pump 54 | A | 0190E001 | 2020-09-07 | 2009-10-15 | PHDAVODAMA
0190-030-189 | 45508 | 0190-COF-PRO-E45-ICEQP01 | PM03 | 305 | 3M E45 ICEQ Pump Servicing | ICEQ Pump 45 | A | 0190E001 | 2020-07-03 | 2009-10-15 | PHDAVODAMA
0190-030-188 | 45508 | 0190-COF-PRO-E54-IPTPMP02 | PM03 | 305 | 3M E54 IPT Pump02 Servicing | IPTA Pump No 2 Extraction 54 | B | 0190E001 | 2021-03-10 | 2009-10-15 | PHDAVODAMA
0190-030-187 | 45508 | 0190-COF-PRO-E54-IPTPMP01 | PM03 | 307 | 3M E54 IPT Pump01 Servicing | IPTA Pump No 1 Extraction 54 | B | 0190E001 | 2021-11-27 | 2009-10-15 | PHDAVODAMA
0190-030-186 | 45508 | 0190-COF-PRO-E54-HPP02 | PM03 | 305 | 26W E54 HPP02 Servicing | Extraction 54 High Pressure Pump No 2 | A | 0190E001 | 2021-03-10 | 2009-10-15 | PHDAVODAMA
0190-030-185 | 45508 | 0190-COF-PRO-E54-HPP01 | PM03 | 305 | 26W E54 HPP01 Servicing | Extraction 54 High Pressure Pump No 1 | B | 0190E001 | 2020-03-19 | 2009-10-15 | PHDAVODAMA
0190-030-184 | 517740 | 0190-COF-PRO-RST-ROASTR01 | PM03 | 307 | 13W R1 Equipment Grounding Check | Roaster No 1 | A | 0190E002 | 2021-03-19 | 2009-10-15 | PHILAGANAN
0190-030-184 | 517740 | 0190-COF-PRO-RST-ROASTR02 | PM03 | 307 | 13W R2 Equipment Grounding Check | Roaster No 2 | A | 0190E002 | 2021-03-19 | 2016-12-13 | PHILAGANAN
0190-030-184 | 517740 | 0190-COF-PRO-RST-ROASTR03 | PM03 | 307 | 13W R3 Equipment Grounding Check | Roaster No 3 | A | 0190E002 | 2021-03-19 | 2016-12-13 | PHILAGANAN
0190-030-184 | 517740 | 0190-COF-PRO-RST-ROASTR04 | PM03 | 307 | 13W R4 Equipment Grounding Check | Roaster No 4 | A | 0190E002 | 2021-03-19 | 2016-12-13 | PHILAGANAN
0190-030-183 | 45508 | 0190-COF-PRO-E45-IPTPMPSYSTM-IPTPMP01 | PM03 | 305 | 3M E45 IPT Pump01 Servicing | IPTA Pump No 1 | B | 0190E001 | 2021-03-10 | 2009-10-15 | PHDAVODAMA
0190-030-182 | 45508 | 0190-COF-PRO-E45-HPPSYSTM-HPP02 | PM03 | 305 | 26W E45 HPP02 Servicing | Extraction 45 High Pressure Pump No 2 | A | 0190E001 | 2021-03-10 | 2009-10-15 | PHDAVODAMA
0190-030-181 | 45508 | 0190-COF-PRO-E45-HPPSYSTM-HPP01 | PM03 | 305 | 26W E45 HPP01 Servicing | Extraction 45 High Pressure Pump No 1 | A | 0190E001 | 2021-03-10 | 2009-10-15 | PHDAVODAMA
0190-030-180 | 45558 | 0190-COF-PRO-E54-SIRPMP01 | PM03 | 305 | 1Y E54SIR Pump01 Servicing | SIR Pump 01 | B | 0190E001 | 2020-07-03 | 2009-10-17 | PHDAVODAMA
0190-030-179 | 45558 | 0190-COF-PRO-E54-ICEQP01 | PM03 | 305 | 1Y E54 ICEQ Pump Servicing | ICEQ Pump 54 | A | 0190E001 | 2020-11-17 | 2009-10-17 | PHDAVODAMA
0190-030-178 | 45558 | 0190-COF-PRO-E45-ICEQP01 | PM03 | 305 | 1Y E45 ICEQ Pump Servicing | ICEQ Pump 45 | A | 0190E001 | 2019-08-02 | 2009-10-17 | PHSANTANJO
0190-030-177 | 45558 | 0190-COF-PRO-E54-IPTPMP02 | PM03 | 305 | 52W E54 IPT Pump02 Servicing | IPTA Pump No 2 Extraction 54 | B | 0190E001 | 2020-11-17 | 2009-10-17 | PHDAVODAMA
0190-030-176 | 45558 | 0190-COF-PRO-E54-IPTPMP01 | PM03 | 305 | 1Y E54 IPT Pump01 Servicing | IPTA Pump No 1 Extraction 54 | B | 0190E001 | 2021-03-10 | 2009-10-17 | PHDAVODAMA
0190-030-175 | 45558 | 0190-COF-PRO-E54-HPP02 | PM03 | 305 | 1Y E54 HPP02 Servicing | Extraction 54 High Pressure Pump No 2 | A | 0190E001 | 2020-11-17 | 2009-10-17 | PHDAVODAMA
0190-030-174 | 45558 | 0190-COF-PRO-E54-HPP01 | PM03 | 305 | 1Y E54 HPP01 Servicing | Extraction 54 High Pressure Pump No 1 | B | 0190E001 | 2020-04-09 | 2009-10-17 | PHDAVODAMA
0190-030-173 | 45558 | 0190-COF-PRO-E45-IPTPMPSYSTM-IPTPMP02 | PM03 | 305 | 26W E45 IPT Pump02 Servicing | IPTA Pump No 2 | A | 0190E001 | 2021-03-10 | 2009-10-17 | PHDAVODAMA
0190-030-172 | 45558 | 0190-COF-PRO-E45-IPTPMPSYSTM-IPTPMP01 | PM03 | 305 | 52W E45 IPT Pump01 Servicing | IPTA Pump No 1 | B | 0190E001 | 2021-11-22 | 2009-10-17 | PHDAVODAMA
0190-030-171 | 45558 | 0190-COF-PRO-E45-HPPSYSTM-HPP02 | PM03 | 305 | 52W E45 HPP02 Servicing | Extraction 45 High Pressure Pump No 2 | A | 0190E001 | 2019-07-19 | 2009-10-17 | PHSANTANJO
0190-030-170 | 45558 | 0190-COF-PRO-E45-HPPSYSTM-HPP01 | PM03 | 305 | 52W E45 HPP01 Servicing | Extraction 45 High Pressure Pump No 1 | A | 0190E001 | 2019-07-19 | 2009-10-17 | PHSANTANJO
0190-030-167 | 49730 | 0190-COF-PRO-E45-CIPRTRNSYS-CIPPMP01 | PM03 | 307 | 4W CIP Return Pump Inspection E45 | E45 CIP Return Pump | C | 0190E001 | 2019-10-16 | 2010-09-11 | PHSANTANJO
0190-030-167 | 49730 | 0190-COF-PRO-E54-RETPMP01 | PM03 | 307 | 4W CIP Return Pump Inspection E54 | CIP Return Pump 1 | C | 0190E001 | 2019-10-16 | 2010-09-11 | PHSANTANJO
0190-030-167 | 49730 | 0190-COF-PRO-SCE-CIPHP01 | PM03 | 307 | 4W HP CIP Pump Inspection E45 | Extraction 45 High Pressure CIP Pump | C | 0190E001 | 2019-10-16 | 2010-04-26 | PHSANTANJO
0190-030-167 | 49730 | 0190-COF-PRO-SCE-CIPHP02 | PM03 | 307 | 4W HP CIP Pump Inspection E54 | Extraction 54 High Pressure CIP Pump | C | 0190E001 | 2019-10-16 | 2010-04-26 | PHSANTANJO
0190-030-166 | 49507 | 0190-COF-PRO-E45-HPWHTR01 | PM03 | 305 | 1W Heater Bolts Retightening -E45 HP | Water Heater High Pressure | A | 0190E001 | 2014-07-07 | 2010-04-13 | PHSANTANJO
0190-030-166 | 49507 | 0190-COF-PRO-E45-LPWHTR02 | PM03 | 305 | 1W Heater Bolts Retightening E45 LP | Water Heater Low Pressure | A | 0190E001 | 2014-07-07 | 2010-04-13 | PHSANTANJO
0190-030-166 | 49507 | 0190-COF-PRO-E45-PREHTR01 | PM03 | 305 | 1W Heater Bolts Retightening E45 IPT | IPTA Pre Heater | A | 0190E001 | 2014-07-07 | 2010-04-13 | PHSANTANJO
0190-030-166 | 49507 | 0190-COF-PRO-E54-HEATER01 | PM03 | 305 | 1W Heater Bolts Retightening -E54 HP | Water Heater High Pressure | A | 0190E001 | 2014-07-07 | 2010-04-13 | PHSANTANJO
0190-030-166 | 49507 | 0190-COF-PRO-E54-HEATER02 | PM03 | 305 | 1W Heater Bolts Retightening E54 LP | Water Heater Low Pressure | A | 0190E001 | 2014-07-07 | 2010-04-13 | PHSANTANJO
0190-030-166 | 49507 | 0190-COF-PRO-E54-HEATER03 | PM03 | 305 | 1W Heater Bolts Retightening E54 IPT | IPTA Pre Heater | A | 0190E001 | 2014-07-07 | 2010-04-13 | PHSANTANJO
0190-030-165 | 49469 | 0190-COF-PRO-E45-MCC-PLCPNL02 | PM03 | 305 | 5Y Extraction PLC Power Supply Replcmnt | Extraction 45 PLC Panel | B | 0190E002 | 2017-12-27 | 2010-04-09 | PHSANTANJO
0190-030-165 | 49469 | 0190-COF-PRO-E54-PLCPNL01 | PM03 | 305 | 5Y Extraction PLC Power Supply Replcmnt | Extraction 54 PLC Panel | B | 0190E002 | 2017-12-27 | 2010-04-09 | PHSANTANJO
0190-030-164 | 35206 | 0190-COF-PRO-E45-EXTCEL01 | PM03 | 305 | 6M Extraction Cell 45 Servicing -E/I | Extraction 45 Cell No 1 | A | 0190E002 | 2014-07-07 | 2008-12-04 | PHSANTANJO
0190-030-164 | 35206 | 0190-COF-PRO-E45-EXTCEL02 | PM03 | 305 | 6M Extraction Cell 45 Servicing -E/I | Extraction 45 Cell No 2 | A | 0190E002 | 2014-07-07 | 2008-12-04 | PHSANTANJO
0190-030-164 | 35206 | 0190-COF-PRO-E45-EXTCEL03 | PM03 | 305 | 6M Extraction Cell 45 Servicing -E/I | Extraction 45 Cell No 3 | A | 0190E002 | 2014-07-07 | 2008-12-04 | PHSANTANJO
0190-030-164 | 35206 | 0190-COF-PRO-E45-EXTCEL04 | PM03 | 305 | 6M Extraction Cell 45 Servicing -E/I | Extraction 45 Cell No 4 | A | 0190E002 | 2014-07-07 | 2008-12-04 | PHSANTANJO
0190-030-164 | 35206 | 0190-COF-PRO-E45-EXTCEL05 | PM03 | 305 | 6M Extraction Cell 45 Servicing -E/I | Extraction 45 Cell No 5 | A | 0190E002 | 2014-07-07 | 2008-12-04 | PHSANTANJO
0190-030-164 | 35206 | 0190-COF-PRO-E45-EXTCEL06 | PM03 | 305 | 6M Extraction Cell 45 Servicing -E/I | Extraction 45 Cell No 6 | A | 0190E002 | 2014-07-07 | 2008-12-04 | PHSANTANJO
0190-030-164 | 35206 | 0190-COF-PRO-E45-EXTCEL07 | PM03 | 305 | 6M Extraction Cell 45 Servicing -E/I | Extraction 45 Cell No 7 | A | 0190E002 | 2014-07-07 | 2008-12-04 | PHSANTANJO
0190-030-164 | 35206 | 0190-COF-PRO-E45-EXTCEL08 | PM03 | 305 | 6M Extraction Cell 45 Servicing -E/I | Extraction 45 Cell No 8 | A | 0190E002 | 2014-07-07 | 2008-12-04 | PHSANTANJO
0190-030-163 | 35206 | 0190-COF-PRO-E54-EXTCEL01 | PM03 | 305 | 6M Extraction Cell 54 Servicing -E/I | Extraction Cell 54 No 1 | A | 0190E002 | 2014-07-07 | 2008-12-04 | PHSANTANJO
0190-030-163 | 35206 | 0190-COF-PRO-E54-EXTCEL02 | PM03 | 305 | 6M Extraction Cell 54 Servicing -E/I | Extraction Cell 54 No 2 | A | 0190E002 | 2014-07-07 | 2008-12-04 | PHSANTANJO
0190-030-163 | 35206 | 0190-COF-PRO-E54-EXTCEL03 | PM03 | 305 | 6M Extraction Cell 54 Servicing -E/I | Extraction Cell 54 No 3 | A | 0190E002 | 2014-07-07 | 2008-12-04 | PHSANTANJO
0190-030-163 | 35206 | 0190-COF-PRO-E54-EXTCEL04 | PM03 | 305 | 6M Extraction Cell 54 Servicing -E/I | Extraction Cell 54 No 4 | A | 0190E002 | 2014-07-07 | 2008-12-04 | PHSANTANJO
0190-030-163 | 35206 | 0190-COF-PRO-E54-EXTCEL05 | PM03 | 305 | 6M Extraction Cell 54 Servicing -E/I | Extraction Cell 54 No 5 | A | 0190E002 | 2014-07-07 | 2008-12-04 | PHSANTANJO
0190-030-163 | 35206 | 0190-COF-PRO-E54-EXTCEL06 | PM03 | 305 | 6M Extraction Cell 54 Servicing -E/I | Extraction Cell 54 No 6 | A | 0190E002 | 2014-07-07 | 2008-12-04 | PHSANTANJO
0190-030-163 | 35206 | 0190-COF-PRO-E54-EXTCEL07 | PM03 | 305 | 6M Extraction Cell 54 Servicing -E/I | Extraction Cell 54 No 7 | A | 0190E002 | 2014-07-07 | 2008-12-04 | PHSANTANJO
0190-030-163 | 35206 | 0190-COF-PRO-E54-EXTCEL08 | PM03 | 305 | 6M Extraction Cell 54 Servicing -E/I | Extraction Cell 54 No 8 | A | 0190E002 | 2014-07-07 | 2008-12-04 | PHSANTANJO
0190-030-162 | 35205 | 0190-COF-PRO-E45-EXTCEL01 | PM03 | 305 | 6M Extraction Cell 45 Servicing -Mech'l. | Extraction 45 Cell No 1 | A | 0190E001 | 2014-07-07 | 2008-12-04 | PHSANTANJO
0190-030-162 | 35205 | 0190-COF-PRO-E45-EXTCEL02 | PM03 | 305 | 6M Extraction Cell 45 Servicing -Mech'l. | Extraction 45 Cell No 2 | A | 0190E001 | 2014-07-07 | 2008-12-04 | PHSANTANJO
0190-030-162 | 35205 | 0190-COF-PRO-E45-EXTCEL03 | PM03 | 305 | 6M Extraction Cell 45 Servicing -Mech'l. | Extraction 45 Cell No 3 | A | 0190E001 | 2014-07-07 | 2008-12-04 | PHSANTANJO
0190-030-162 | 35205 | 0190-COF-PRO-E45-EXTCEL04 | PM03 | 305 | 6M Extraction Cell 45 Servicing -Mech'l. | Extraction 45 Cell No 4 | A | 0190E001 | 2014-07-07 | 2008-12-04 | PHSANTANJO
0190-030-162 | 35205 | 0190-COF-PRO-E45-EXTCEL05 | PM03 | 305 | 6M Extraction Cell 45 Servicing -Mech'l. | Extraction 45 Cell No 5 | A | 0190E001 | 2014-07-07 | 2008-12-04 | PHSANTANJO
0190-030-162 | 35205 | 0190-COF-PRO-E45-EXTCEL06 | PM03 | 305 | 6M Extraction Cell 45 Servicing -Mech'l. | Extraction 45 Cell No 6 | A | 0190E001 | 2014-07-07 | 2008-12-04 | PHSANTANJO
0190-030-162 | 35205 | 0190-COF-PRO-E45-EXTCEL07 | PM03 | 305 | 6M Extraction Cell 45 Servicing -Mech'l. | Extraction 45 Cell No 7 | A | 0190E001 | 2014-07-07 | 2008-12-04 | PHSANTANJO
0190-030-162 | 35205 | 0190-COF-PRO-E45-EXTCEL08 | PM03 | 305 | 6M Extraction Cell 45 Servicing -Mech'l. | Extraction 45 Cell No 8 | A | 0190E001 | 2014-07-07 | 2008-12-04 | PHSANTANJO
0190-030-161 | 35205 | 0190-COF-PRO-E54-EXTCEL01 | PM03 | 305 | 6M Extraction Cell 54 Servicing -Mech'l. | Extraction Cell 54 No 1 | A | 0190E001 | 2014-07-07 | 2008-12-03 | PHSANTANJO
0190-030-161 | 35205 | 0190-COF-PRO-E54-EXTCEL02 | PM03 | 305 | 6M Extraction Cell 54 Servicing -Mech'l. | Extraction Cell 54 No 2 | A | 0190E001 | 2014-07-07 | 2008-12-03 | PHSANTANJO
0190-030-161 | 35205 | 0190-COF-PRO-E54-EXTCEL03 | PM03 | 305 | 6M Extraction Cell 54 Servicing -Mech'l. | Extraction Cell 54 No 3 | A | 0190E001 | 2014-07-07 | 2008-12-03 | PHSANTANJO
0190-030-161 | 35205 | 0190-COF-PRO-E54-EXTCEL04 | PM03 | 305 | 6M Extraction Cell 54 Servicing -Mech'l. | Extraction Cell 54 No 4 | A | 0190E001 | 2014-07-07 | 2008-12-03 | PHSANTANJO
0190-030-161 | 35205 | 0190-COF-PRO-E54-EXTCEL05 | PM03 | 305 | 6M Extraction Cell 54 Servicing -Mech'l. | Extraction Cell 54 No 5 | A | 0190E001 | 2014-07-07 | 2008-12-03 | PHSANTANJO
0190-030-161 | 35205 | 0190-COF-PRO-E54-EXTCEL06 | PM03 | 305 | 6M Extraction Cell 54 Servicing -Mech'l. | Extraction Cell 54 No 6 | A | 0190E001 | 2014-07-07 | 2008-12-03 | PHSANTANJO
0190-030-161 | 35205 | 0190-COF-PRO-E54-EXTCEL07 | PM03 | 305 | 6M Extraction Cell 54 Servicing -Mech'l. | Extraction Cell 54 No 7 | A | 0190E001 | 2014-07-07 | 2008-12-03 | PHSANTANJO
0190-030-161 | 35205 | 0190-COF-PRO-E54-EXTCEL08 | PM03 | 305 | 6M Extraction Cell 54 Servicing -Mech'l. | Extraction Cell 54 No 8 | A | 0190E001 | 2014-07-07 | 2008-12-03 | PHSANTANJO
0190-030-156 | 32303 | 0190-COF-PRO-FFE-CLARIF06 | PM03 | 303 | 1M Clarifier 06 Lubrication Check | FFE Centrifuge Clarifier No 6 | B | 0190E001 | 2016-10-28 | 2010-05-07 | PHSANTANJO
0190-030-155 | 32303 | 0190-COF-PRO-FFE-CLARIF05 | PM03 | 303 | 1M Clarifier 05 Lubrication Check | FFE Centrifuge Clarifier No 5 | B | 0190E001 | 2016-10-28 | 2008-05-03 | PHSANTANJO
0190-030-154 | 32303 | 0190-COF-PRO-FFE-CLARIF04 | PM03 | 303 | 1M Clarifier 04 Lubrication Check | FFE Centrifuge Clarifier No 4 | B | 0190E001 | 2016-10-28 | 2008-05-03 | PHSANTANJO
0190-030-153 | 32303 | 0190-COF-PRO-FFE-CLARIF03 | PM03 | 303 | 1M Clarifier 03 Lubrication Check | FFE Centrifuge Clarifier No 3 | B | 0190E001 | 2016-10-28 | 2008-05-03 | PHSANTANJO
0190-030-152 | 32303 | 0190-COF-PRO-FFE-CLARIF02 | PM03 | 303 | 1M Clarifier 02 Lubrication Check | FFE Centrifuge Clarifier No 2 | B | 0190E001 | 2016-10-28 | 2008-05-03 | PHSANTANJO
0190-030-151 | 49967 | 0190-COF-GCO-CND-STRV02 | PM03 | 305 | 26W Chaff Airlock 02 Starvalve Servicing | Chaff Airlock 02 | B | 0190E001 | 2020-03-19 | 2008-05-03 | PHDAVODAMA
0190-030-146 | 45502 | 0190-COF-PRO-A54-GRNDRSYSTM03-FEEDR03 | PM03 | 305 | 3M ERA 54 Grinder 03 Servicing | P-ERA 54 Feeder Motor 03 | A | 0190E001 | 2021-03-10 | 2009-10-13 | PHDAVODAMA
0190-030-145 | 45502 | 0190-COF-PRO-A54-GRNDRSYSTM02-FEEDR02 | PM03 | 305 | 3M ERA 54 Grinder 02 Servicing | P-ERA 54 Feeder Motor 02 | A | 0190E001 | 2021-03-10 | 2009-10-13 | PHDAVODAMA
0190-030-144 | 45502 | 0190-COF-PRO-A54-GRNDRSYSTM01-FEEDR01 | PM03 | 305 | 3M ERA 54 Grinder 01 Servicing | P-ERA 54 Feeder Motor 01 | A | 0190E001 | 2021-03-10 | 2009-10-13 | PHDAVODAMA
0190-030-143 | 45502 | 0190-COF-PRO-A45-GRNDRSYSTM03-FEEDR03 | PM03 | 305 | 3M ERA 45 Grinder 03 Servicing | P-ERA 45 Feeder Motor 03 | A | 0190E001 | 2021-03-10 | 2009-10-13 | PHDAVODAMA
0190-030-142 | 45502 | 0190-COF-PRO-A45-GRNDRSYSTM02-FEEDR02 | PM03 | 305 | 3M ERA 45 Grinder 02 Servicing | P-ERA 45 Feeder Motor 02 | A | 0190E001 | 2021-03-10 | 2009-10-13 | PHDAVODAMA
0190-030-141 | 45502 | 0190-COF-PRO-A45-GRNDRSYSTM01-FEEDR01 | PM03 | 305 | 3M ERA 45 Grinder 01 Servicing | P-ERA 45 Feeder Motor 01 | A | 0190E001 | 2021-03-10 | 2009-10-13 | PHDAVODAMA
0190-030-137 | 564269 | 0190-COF-PRO-A54-GRNDRSYSTM01-FEEDR01 | PM03 | 307 | 10Y Grinder Roller Replacement | P-ERA 54 Feeder Motor 01 | A | 0190E001 | 2020-10-05 | 2020-05-13 | PHDAVODAMA
0190-030-136 | 523846 | 0190-COF-PRO-RST-ABC01-EXHAUSTFAN | PM03 | 303 | 156W ABC1ExFan Motor bearing replacement | ABC01 Exhaust Fan | A | 0190E001 | 2019-06-20 | 2010-05-08 | PHSANTANJO
0190-030-136 | 523846 | 0190-COF-PRO-RST-ABC02-EXHAUSTFAN | PM03 | 303 | 156W ABC2ExFan Motor bearing replacement | ABC02 Exhaust Fan | A | 0190E001 | 2019-06-20 | 2017-04-17 | PHSANTANJO
0190-030-136 | 523846 | 0190-COF-PRO-RST-ABC03-EXHAUSTFAN | PM03 | 303 | 156W ABC3ExFan Motor bearing replacement | ABC03 Exhaust Fan | A | 0190E001 | 2019-06-20 | 2017-04-17 | PHSANTANJO
0190-030-136 | 523846 | 0190-COF-PRO-RST-ABC04-EXHAUSTFAN | PM03 | 303 | 156W ABC4ExFan Motor bearing replacement | ABC04 Exhaust Fan | A | 0190E001 | 2019-06-20 | 2017-04-17 | PHSANTANJO
0190-030-135 | 523845 | 0190-COF-PRO-RST-ABC01-EXHAUSTFAN | PM03 | 307 | 52W ABC01 Exhaust Fan Inspection | ABC01 Exhaust Fan | A | 0190E001 | 2020-03-19 | 2010-05-08 | PHDAVODAMA
0190-030-135 | 523845 | 0190-COF-PRO-RST-ABC02-EXHAUSTFAN | PM03 | 307 | 52W ABC02 Exhaust Fan Inspection | ABC02 Exhaust Fan | A | 0190E001 | 2020-03-19 | 2017-04-17 | PHDAVODAMA
0190-030-135 | 523845 | 0190-COF-PRO-RST-ABC03-EXHAUSTFAN | PM03 | 307 | 52W ABC03 Exhaust Fan Inspection | ABC03 Exhaust Fan | A | 0190E001 | 2020-03-19 | 2017-04-17 | PHDAVODAMA
0190-030-135 | 523845 | 0190-COF-PRO-RST-ABC04-EXHAUSTFAN | PM03 | 307 | 52W ABC04 Exhaust Fan Inspection | ABC04 Exhaust Fan | A | 0190E001 | 2020-03-19 | 2017-04-17 | PHDAVODAMA
0190-030-134 | 512726 | 0190-COF-PRO-A45-SKDASMBLY01-OILCOL01 | PM03 | 307 | 26W A45 Oil Absorption Column inspection | P-ERA 45 Oil Absorption Column | C | 0190E001 | 2021-03-10 | 2010-05-08 | PHDAVODAMA
0190-030-134 | 512726 | 0190-COF-PRO-A54-SKDASMBLY01-OILCOL01 | PM03 | 307 | 26W A54 Oil Absorption Column inspection | P-ERA 54 Oil Absorption Column | C | 0190E001 | 2021-03-10 | 2016-07-25 | PHDAVODAMA
0190-030-133 | 523847 | 0190-COF-PRO-RST-ABC01-EXHAUSTFAN | PM03 | 305 | 260W ABC01 Exhaust Fan Servicing | ABC01 Exhaust Fan | A | 0190E001 | 2020-07-29 | 2010-05-08 | PHDAVODAMA
0190-030-133 | 523847 | 0190-COF-PRO-RST-ABC02-EXHAUSTFAN | PM03 | 305 | 260W ABC02 Exhaust Fan Servicing | ABC02 Exhaust Fan | A | 0190E001 | 2020-07-29 | 2017-04-17 | PHDAVODAMA
0190-030-133 | 523847 | 0190-COF-PRO-RST-ABC03-EXHAUSTFAN | PM03 | 305 | 260W ABC03 Exhaust Fan Servicing | ABC03 Exhaust Fan | A | 0190E001 | 2020-07-29 | 2017-04-17 | PHDAVODAMA
0190-030-133 | 523847 | 0190-COF-PRO-RST-ABC04-EXHAUSTFAN | PM03 | 305 | 260W ABC04 Exhaust Fan Servicing | ABC04 Exhaust Fan | A | 0190E001 | 2020-07-29 | 2017-04-17 | PHDAVODAMA
0190-030-132 | 32306 | 0190-COF-PRO-E54-EXTCEL01 | PM03 | 303 | 4W Extraction Cell 54 Lubrication | Extraction Cell 54 No 1 | A | 0190E001 | 2017-06-09 | 2008-05-03 | PHSANTANJO
0190-030-132 | 32306 | 0190-COF-PRO-E54-EXTCEL02 | PM03 | 303 | 4W Extraction Cell 54 Lubrication | Extraction Cell 54 No 2 | A | 0190E001 | 2017-06-09 | 2008-05-03 | PHSANTANJO
0190-030-132 | 32306 | 0190-COF-PRO-E54-EXTCEL03 | PM03 | 303 | 4W Extraction Cell 54 Lubrication | Extraction Cell 54 No 3 | A | 0190E001 | 2017-06-09 | 2008-05-03 | PHSANTANJO
0190-030-132 | 32306 | 0190-COF-PRO-E54-EXTCEL04 | PM03 | 303 | 4W Extraction Cell 54 Lubrication | Extraction Cell 54 No 4 | A | 0190E001 | 2017-06-09 | 2008-05-03 | PHSANTANJO
0190-030-132 | 32306 | 0190-COF-PRO-E54-EXTCEL05 | PM03 | 303 | 4W Extraction Cell 54 Lubrication | Extraction Cell 54 No 5 | A | 0190E001 | 2017-06-09 | 2008-05-03 | PHSANTANJO
0190-030-132 | 32306 | 0190-COF-PRO-E54-EXTCEL06 | PM03 | 303 | 4W Extraction Cell 54 Lubrication | Extraction Cell 54 No 6 | A | 0190E001 | 2017-06-09 | 2008-05-03 | PHSANTANJO
0190-030-132 | 32306 | 0190-COF-PRO-E54-EXTCEL07 | PM03 | 303 | 4W Extraction Cell 54 Lubrication | Extraction Cell 54 No 7 | A | 0190E001 | 2017-06-09 | 2008-05-03 | PHSANTANJO
0190-030-132 | 32306 | 0190-COF-PRO-E54-EXTCEL08 | PM03 | 303 | 4W Extraction Cell 54 Lubrication | Extraction Cell 54 No 8 | A | 0190E001 | 2017-06-09 | 2008-05-03 | PHSANTANJO
0190-030-131 | 32306 | 0190-COF-PRO-E45-EXTCEL01 | PM03 | 303 | 4W Extraction Cell 45 Lubrication | Extraction 45 Cell No 1 | A | 0190E001 | 2017-06-09 | 2008-05-03 | PHSANTANJO
0190-030-131 | 32306 | 0190-COF-PRO-E45-EXTCEL02 | PM03 | 303 | 4W Extraction Cell 45 Lubrication | Extraction 45 Cell No 2 | A | 0190E001 | 2017-06-09 | 2008-05-03 | PHSANTANJO
0190-030-131 | 32306 | 0190-COF-PRO-E45-EXTCEL03 | PM03 | 303 | 4W Extraction Cell 45 Lubrication | Extraction 45 Cell No 3 | A | 0190E001 | 2017-06-09 | 2008-05-03 | PHSANTANJO
0190-030-131 | 32306 | 0190-COF-PRO-E45-EXTCEL04 | PM03 | 303 | 4W Extraction Cell 45 Lubrication | Extraction 45 Cell No 4 | A | 0190E001 | 2017-06-09 | 2008-05-03 | PHSANTANJO
0190-030-131 | 32306 | 0190-COF-PRO-E45-EXTCEL05 | PM03 | 303 | 4W Extraction Cell 45 Lubrication | Extraction 45 Cell No 5 | A | 0190E001 | 2017-06-09 | 2008-05-03 | PHSANTANJO
0190-030-131 | 32306 | 0190-COF-PRO-E45-EXTCEL06 | PM03 | 303 | 4W Extraction Cell 45 Lubrication | Extraction 45 Cell No 6 | A | 0190E001 | 2017-06-09 | 2008-05-03 | PHSANTANJO
0190-030-131 | 32306 | 0190-COF-PRO-E45-EXTCEL07 | PM03 | 303 | 4W Extraction Cell 45 Lubrication | Extraction 45 Cell No 7 | A | 0190E001 | 2017-06-09 | 2008-05-03 | PHSANTANJO
0190-030-131 | 32306 | 0190-COF-PRO-E45-EXTCEL08 | PM03 | 303 | 4W Extraction Cell 45 Lubrication | Extraction 45 Cell No 8 | A | 0190E001 | 2017-06-09 | 2008-05-03 | PHSANTANJO
0190-030-130 | 523848 | 0190-COF-PRO-RST-ABC01-BURNER | PM03 | 307 | 26W ABC01 burner inspection | ABC01 Burner | A | 0190E001 | 2021-03-19 | 2010-05-08 | PHILAGANAN
0190-030-130 | 523848 | 0190-COF-PRO-RST-ABC02-BURNER | PM03 | 307 | 26W ABC02 burner inspection | ABC02 Burner | A | 0190E001 | 2021-03-19 | 2017-04-18 | PHILAGANAN
0190-030-130 | 523848 | 0190-COF-PRO-RST-ABC03-BURNER | PM03 | 307 | 26W ABC03 burner inspection | ABC03 Burner | A | 0190E001 | 2021-03-19 | 2017-04-18 | PHILAGANAN
0190-030-130 | 523848 | 0190-COF-PRO-RST-ABC04-BURNER | PM03 | 307 | 26W ABC04 burner inspection | ABC04 Burner | A | 0190E001 | 2021-03-19 | 2017-04-18 | PHILAGANAN
0190-030-129 | 51953 | 0190-COF-PRO-E54-HEATER01 | PM03 | 305 | 3Y E54 HP Water Heater Ctrl Vlv Replmnt | Water Heater High Pressure | A | 0190E002 | 2019-03-26 | 2010-05-08 | PHSANTANJO
0190-030-128 | 51953 | 0190-COF-PRO-FFE-PRSTMCNDSTNK-CNDPMP01 | PM03 | 305 | 3Y FFE PreEvap Inlet Flow CtrlVlvReplmnt | Pre-Evap Condensate pump M57 | B | 0190E002 | 2019-03-26 | 2010-05-08 | PHSANTANJO
0190-030-127 | 51953 | 0190-COF-PRO-FFE-PRVPRCDNSTNK | PM03 | 305 | 3Y FFE PreEvapVprConTnkLvlCtrlVlvReplmnt | FFE Pre Evap Vapor Condensate Tank | C | 0190E002 | 2019-03-26 | 2010-05-08 | PHSANTANJO
0190-030-126 | 51953 | 0190-COF-PRO-FFE-PRVPRCDNSTNK | PM03 | 305 | 3Y FFE PreEvapStmConTnkLvlCtrlVlvReplmnt | FFE Pre Evap Vapor Condensate Tank | C | 0190E002 | 2019-03-26 | 2010-05-08 | PHSANTANJO
0190-030-125 | 51953 | 0190-COF-PRO-FFE-PRVPRCDNSTNK | PM03 | 305 | 3Y FFE FinshrStmConTnkLvlCtrlVlv Replmnt | FFE Pre Evap Vapor Condensate Tank | C | 0190E002 | 2019-03-26 | 2010-05-08 | PHSANTANJO
0190-030-124 | 51953 | 0190-COF-PRO-FFE-PRVPRCDNSTNK | PM03 | 305 | 3Y FFE FinshrVprConTnkLvlCtrlVlv Replmnt | FFE Pre Evap Vapor Condensate Tank | C | 0190E002 | 2019-03-26 | 2008-05-04 | PHSANTANJO
0190-030-123 | 51953 | 0190-COF-PRO-FFE-PRVPRCDNSTNK | PM03 | 305 | 3Y FFE HighPres StmSuply CtrlVlv Replmnt | FFE Pre Evap Vapor Condensate Tank | C | 0190E002 | 2019-03-26 | 2008-05-04 | PHSANTANJO
0190-030-122 | 51953 | 0190-COF-PRO-FFE-PRSTMCNDSTNK-CNDPMP01 | PM03 | 305 | 3Y FFE PreEvapCondsrTemp CtrlVlv Replmnt | Pre-Evap Condensate pump M57 | B | 0190E002 | 2019-03-26 | 2008-05-04 | PHSANTANJO
0190-030-121 | 51953 | 0190-COF-PRO-FFE-FNSHRCLNDR | PM03 | 305 | 3Y FFE FinsherProVacPres CtrlVlv Replmnt | FFE Finisher CALANDRIA | C | 0190E002 | 2019-03-26 | 2008-05-04 | PHSANTANJO
0190-030-112 | 32265 | 0190-COF-PRO-E54-EXTCEL01 | PM03 | 306 | 1Y Extraction Cell 54 Safety Check | Extraction Cell 54 No 1 | A | 0190E001 | 2021-06-03 | 2008-05-02 | PHILAGANAN
0190-030-112 | 32265 | 0190-COF-PRO-E54-EXTCEL02 | PM03 | 306 | 1Y Extraction Cell 54 Safety Check | Extraction Cell 54 No 2 | A | 0190E001 | 2021-06-03 | 2008-05-02 | PHILAGANAN
0190-030-112 | 32265 | 0190-COF-PRO-E54-EXTCEL03 | PM03 | 306 | 1Y Extraction Cell 54 Safety Check | Extraction Cell 54 No 3 | A | 0190E001 | 2021-06-03 | 2008-05-02 | PHILAGANAN
0190-030-112 | 32265 | 0190-COF-PRO-E54-EXTCEL04 | PM03 | 306 | 1Y Extraction Cell 54 Safety Check | Extraction Cell 54 No 4 | A | 0190E001 | 2021-06-03 | 2008-05-02 | PHILAGANAN
0190-030-112 | 32265 | 0190-COF-PRO-E54-EXTCEL05 | PM03 | 306 | 1Y Extraction Cell 54 Safety Check | Extraction Cell 54 No 5 | A | 0190E001 | 2021-06-03 | 2008-05-02 | PHILAGANAN
0190-030-112 | 32265 | 0190-COF-PRO-E54-EXTCEL06 | PM03 | 306 | 1Y Extraction Cell 54 Safety Check | Extraction Cell 54 No 6 | A | 0190E001 | 2021-06-03 | 2008-05-02 | PHILAGANAN
0190-030-112 | 32265 | 0190-COF-PRO-E54-EXTCEL07 | PM03 | 306 | 1Y Extraction Cell 54 Safety Check | Extraction Cell 54 No 7 | A | 0190E001 | 2021-06-03 | 2008-05-02 | PHILAGANAN
0190-030-112 | 32265 | 0190-COF-PRO-E54-EXTCEL08 | PM03 | 306 | 1Y Extraction Cell 54 Safety Check | Extraction Cell 54 No 8 | A | 0190E001 | 2021-06-03 | 2008-05-02 | PHILAGANAN
0190-030-111 | 32266 | 0190-COF-PRO-E45-EXTCEL01 | PM03 | 306 | 1Y Extraction Cell 45 Safety Check | Extraction 45 Cell No 1 | A | 0190E002 | 2021-06-03 | 2008-05-02 | PHILAGANAN
0190-030-111 | 32266 | 0190-COF-PRO-E45-EXTCEL02 | PM03 | 306 | 1Y Extraction Cell 45 Safety Check | Extraction 45 Cell No 2 | A | 0190E002 | 2021-06-03 | 2008-05-02 | PHILAGANAN
0190-030-111 | 32266 | 0190-COF-PRO-E45-EXTCEL03 | PM03 | 306 | 1Y Extraction Cell 45 Safety Check | Extraction 45 Cell No 3 | A | 0190E002 | 2021-06-03 | 2008-05-02 | PHILAGANAN
0190-030-111 | 32266 | 0190-COF-PRO-E45-EXTCEL04 | PM03 | 306 | 1Y Extraction Cell 45 Safety Check | Extraction 45 Cell No 4 | A | 0190E002 | 2021-06-03 | 2008-05-02 | PHILAGANAN
0190-030-111 | 32266 | 0190-COF-PRO-E45-EXTCEL05 | PM03 | 306 | 1Y Extraction Cell 45 Safety Check | Extraction 45 Cell No 5 | A | 0190E002 | 2021-06-03 | 2008-05-02 | PHILAGANAN
0190-030-111 | 32266 | 0190-COF-PRO-E45-EXTCEL06 | PM03 | 306 | 1Y Extraction Cell 45 Safety Check | Extraction 45 Cell No 6 | A | 0190E002 | 2021-06-03 | 2008-05-02 | PHILAGANAN
0190-030-111 | 32266 | 0190-COF-PRO-E45-EXTCEL07 | PM03 | 306 | 1Y Extraction Cell 45 Safety Check | Extraction 45 Cell No 7 | A | 0190E002 | 2021-06-03 | 2008-05-02 | PHILAGANAN
0190-030-111 | 32266 | 0190-COF-PRO-E45-EXTCEL08 | PM03 | 306 | 1Y Extraction Cell 45 Safety Check | Extraction 45 Cell No 8 | A | 0190E002 | 2021-06-03 | 2008-05-02 | PHILAGANAN
0190-030-109 | 511061 | 0190-COF-PRO-E45-CDSTNK01 | PM03 | 307 | 26W E45 Surge absorber inspection | Water Heater Condensate Tank | C | 0190E001 | 2021-03-10 | 2016-06-01 | PHDAVODAMA
0190-030-108 | 511061 | 0190-COF-PRO-E54-WTRHTRCNSYS-CONTNK01 | PM03 | 307 | 26W E54 Surge absorber inspection | Water Heater Condensate Tank | C | 0190E001 | 2017-12-27 | 2016-06-01 | PHSANTANJO
0190-030-107 | 510392 | 0190-COF-PRO-A45-SKDASMBLY01-OILCOL01 | PM03 | 305 | 52W A45 V1707 Supply Vlv-Actuator Servg | P-ERA 45 Oil Absorption Column | C | 0190E002 | 2019-07-19 | 2016-05-17 | PHSANTANJO
0190-030-106 | 510392 | 0190-COF-PRO-A45-ROWTNK | PM03 | 305 | 52W A45 V1722 Supply Vlv-Actuator Servg | P-ERA 45 RO-Water Booster Tank | C | 0190E002 | 2020-04-13 | 2016-05-17 | PHDAVODAMA
0190-030-105 | 421969 | 0190-ADM-FAC-BLG-WHSBLG01 | PM03 | 305 | 3M UPS Servng Coffee Logistics Ctrl UPS | Coffee Warehouse | C | 0190E002 | 2017-12-27 | 2016-01-20 | PHSANTANJO
0190-030-104 | 23918 | 0190-COF-PRO-E45-CMMN | PM03 | 306 | 1Y E45 Rupture Discs Replacement | Extraction 45 Common | C | 0190E001 | 2014-09-17 | 2007-06-28 | PHSANTANJO
0190-030-104 | 23919 | 0190-COF-PRO-E54-CMMN | PM03 | 306 | 1Y Cell Rupture Discs Replacement | Extraction 54 Common | C | 0190E001 | 2014-09-17 | 2007-06-28 | PHSANTANJO
0190-030-103 | 18608 | 0190-COF-PRO-E45-EXLINE02 | PM03 | 305 | 26W Expulsion Line Thickness Measurement | E45 Spent C Grounds Transport To Lurgi | A | 0190E001 | 2021-03-10 | 2006-10-07 | PHDAVODAMA
0190-030-103 | 18608 | 0190-COF-PRO-E54-DISHED04 | PM03 | 307 | 26W E54 Expulsion Line Thickness Gauging | E54 Spent Grounds Transport To Lurgi | A | 0190E001 | 2021-03-10 | 2006-10-07 | PHDAVODAMA
0190-030-102 | 4438 | 0190-COF-PRO-E45-CELHDR01 | PM03 | 305 | 3W E45 Cmmn Hdr planned service | E45 Cell Header | B | 0190E001 | 2014-07-07 | 2005-09-20 | PHSANTANJO
0190-030-101 | 423873 | 0190-COF-PRO-E45-EXTCEL01 | PM03 | 305 | 2W E45C1 Lip Seal replacement | Extraction 45 Cell No 1 | A | 0190E001 | 2019-10-11 | 2005-09-20 | PHSANTANJO
0190-030-101 | 423873 | 0190-COF-PRO-E45-EXTCEL02 | PM03 | 305 | 2W E45C2 Lip Seal replacement | Extraction 45 Cell No 2 | A | 0190E001 | 2019-10-11 | 2015-05-08 | PHSANTANJO
0190-030-101 | 423873 | 0190-COF-PRO-E45-EXTCEL03 | PM03 | 305 | 2W E45C3 Lip Seal replacement | Extraction 45 Cell No 3 | A | 0190E001 | 2019-10-11 | 2015-05-08 | PHSANTANJO
0190-030-101 | 423873 | 0190-COF-PRO-E45-EXTCEL04 | PM03 | 305 | 2W E45C4 Lip Seal replacement | Extraction 45 Cell No 4 | A | 0190E001 | 2019-10-11 | 2015-05-08 | PHSANTANJO
0190-030-101 | 423873 | 0190-COF-PRO-E45-EXTCEL05 | PM03 | 305 | 2W E45C5 Lip Seal replacement | Extraction 45 Cell No 5 | A | 0190E001 | 2019-10-11 | 2015-05-08 | PHSANTANJO
0190-030-101 | 423873 | 0190-COF-PRO-E45-EXTCEL06 | PM03 | 305 | 2W E45C6 Lip Seal replacement | Extraction 45 Cell No 6 | A | 0190E001 | 2019-10-11 | 2015-05-08 | PHSANTANJO
0190-030-101 | 423873 | 0190-COF-PRO-E45-EXTCEL07 | PM03 | 305 | 2W E45C7 Lip Seal replacement | Extraction 45 Cell No 7 | A | 0190E001 | 2019-10-11 | 2015-05-08 | PHSANTANJO
0190-030-101 | 423873 | 0190-COF-PRO-E45-EXTCEL08 | PM03 | 305 | 2W E45C8 Lip Seal replacement | Extraction 45 Cell No 8 | A | 0190E001 | 2019-10-11 | 2015-05-08 | PHSANTANJO
0190-030-101 | 423873 | 0190-COF-PRO-E54-EXTCEL01 | PM03 | 305 | 2W E54C1 Lip Seal replacement | Extraction Cell 54 No 1 | A | 0190E001 | 2019-10-11 | 2015-05-08 | PHSANTANJO
0190-030-101 | 423873 | 0190-COF-PRO-E54-EXTCEL02 | PM03 | 305 | 2W E54C2 Lip Seal replacement | Extraction Cell 54 No 2 | A | 0190E001 | 2019-10-11 | 2015-05-08 | PHSANTANJO
0190-030-101 | 423873 | 0190-COF-PRO-E54-EXTCEL03 | PM03 | 305 | 2W E54C3 Lip Seal replacement | Extraction Cell 54 No 3 | A | 0190E001 | 2019-10-11 | 2015-05-08 | PHSANTANJO
0190-030-101 | 423873 | 0190-COF-PRO-E54-EXTCEL04 | PM03 | 305 | 2W E54C4 Lip Seal replacement | Extraction Cell 54 No 4 | A | 0190E001 | 2019-10-11 | 2015-05-08 | PHSANTANJO
0190-030-101 | 423873 | 0190-COF-PRO-E54-EXTCEL05 | PM03 | 305 | 2W E54C5 Lip Seal replacement | Extraction Cell 54 No 5 | A | 0190E001 | 2019-10-11 | 2015-05-08 | PHSANTANJO
0190-030-101 | 423873 | 0190-COF-PRO-E54-EXTCEL06 | PM03 | 305 | 2W E54C6 Lip Seal replacement | Extraction Cell 54 No 6 | A | 0190E001 | 2019-10-11 | 2015-05-08 | PHSANTANJO
0190-030-101 | 423873 | 0190-COF-PRO-E54-EXTCEL07 | PM03 | 305 | 2W E54C7 Lip Seal replacement | Extraction Cell 54 No 7 | A | 0190E001 | 2019-10-11 | 2015-05-08 | PHSANTANJO
0190-030-101 | 423873 | 0190-COF-PRO-E54-EXTCEL08 | PM03 | 305 | 2W E54C8 Lip Seal replacement | Extraction Cell 54 No 8 | A | 0190E001 | 2019-10-11 | 2015-05-08 | PHSANTANJO
0190-030-100 | 510392 | 0190-COF-PRO-A45-SKDASMBLY01-WTRCOL01 | PM03 | 305 | 52W A45 V1708 Shutoff Vlv-Actuator Servg | P-ERA 45 Water Absorption Column | C | 0190E002 | 2020-04-13 | 2016-05-16 | PHDAVODAMA
0190-030-099 | 510392 | 0190-COF-PRO-A45-SKDASMBLY01-WTRCOL01 | PM03 | 305 | 52W A45 V1707 Shutoff Vlv-Actuator Servg | P-ERA 45 Water Absorption Column | C | 0190E002 | 2020-04-13 | 2016-05-16 | PHDAVODAMA
0190-030-098 | 510392 | 0190-COF-PRO-A45-SKDASMBLY02-CIPPMP01 | PM03 | 305 | 52W A45 V1406 Bypass Vlv-Actuator Servg | P-ERA 45 CIP Pump | B | 0190E002 | 2020-07-29 | 2016-05-16 | PHDAVODAMA
0190-030-097 | 510392 | 0190-COF-PRO-A45-PWPMP01 | PM03 | 305 | 52W A45 V1309 Shutoff Vlv-Actuator Servg | P-ERA 45 Pre-Wet Stuffing Pump | C | 0190E002 | 2019-07-19 | 2016-05-16 | PHSANTANJO
0190-030-096 | 510392 | 0190-COF-PRO-A45-SKDASMBLY01-WTRCOL01 | PM03 | 305 | 52W A45 V1213 Drain Vlv-Actuator Servg | P-ERA 45 Water Absorption Column | C | 0190E002 | 2020-04-13 | 2016-05-16 | PHDAVODAMA
0190-030-095 | 510392 | 0190-COF-PRO-A45-CFRHPR01 | PM03 | 305 | 52W A45 V1206 Shutoff Vlv-Actuator Servg | P-ERA 45 Constant Feed Rate Hopper | C | 0190E002 | 2020-07-29 | 2016-05-16 | PHDAVODAMA
0190-030-094 | 510392 | 0190-COF-PRO-A45-SKDASMBLY01-OILCOL01 | PM03 | 305 | 52W A45 V1121 Isolatn Vlv-Actuator Servg | P-ERA 45 Oil Absorption Column | C | 0190E002 | 2019-07-19 | 2016-05-16 | PHSANTANJO
0190-030-093 | 510392 | 0190-COF-PRO-A45-SKDASMBLY01-OILCOL01 | PM03 | 305 | 52W A45 V1119 Blockg Vlv-Actuator Servg | P-ERA 45 Oil Absorption Column | C | 0190E002 | 2020-07-29 | 2016-05-16 | PHDAVODAMA
0190-030-092 | 510392 | 0190-COF-PRO-A45-SKDASMBLY01-OILCOL01 | PM03 | 305 | 52W A45 V1114 Shutoff Vlv-Actuator Servg | P-ERA 45 Oil Absorption Column | C | 0190E002 | 2020-07-29 | 2016-05-16 | PHDAVODAMA
0190-030-091 | 510392 | 0190-COF-PRO-A45-SKDASMBLY02-SPTRGL01 | PM03 | 305 | 52W A45 V1005 Drain Vlv-Actuator Servg | P-ERA 45 Gas-Liquid Separator | C | 0190E002 | 2020-04-13 | 2016-05-16 | PHDAVODAMA
0190-030-090 | 510392 | 0190-COF-PRO-A45-SKDASMBLY02-SPTRGL01 | PM03 | 305 | 52W A45 V1004 Return Vlv-Actuator Servg | P-ERA 45 Gas-Liquid Separator | C | 0190E002 | 2020-04-13 | 2016-05-16 | PHDAVODAMA
0190-030-089 | 510392 | 0190-COF-PRO-A45-SKDASMBLY01-RECOL01 | PM03 | 305 | 52W A45 V0907 Isolatn Vlv-Actuator Servg | P-ERA 45 Recycle Cooler | C | 0190E002 | 2019-07-19 | 2016-05-11 | PHSANTANJO
0190-030-088 | 510392 | 0190-COF-PRO-A45-SKDASMBLY01-RECOL01 | PM03 | 305 | 52W A45 V0906 Supply Vlv-Actuator Servg | P-ERA 45 Recycle Cooler | C | 0190E002 | 2019-07-19 | 2016-05-11 | PHSANTANJO
0190-030-087 | 510392 | 0190-COF-PRO-A45-SKDASMBLY01-RECOL01 | PM03 | 305 | 52W A45 V0904 Flush Vlv-Actuator Servg | P-ERA 45 Recycle Cooler | C | 0190E002 | 2020-04-13 | 2016-05-11 | PHDAVODAMA
0190-030-086 | 510392 | 0190-COF-PRO-A45-SKDASMBLY02-LICOMP01 | PM03 | 305 | 52W A45 V0808 Drain Vlv-Actuator Servg | P-ERA 45 Liquid Ring Compressor | A | 0190E002 | 2021-03-19 | 2016-05-11 | PHILAGANAN
0190-030-085 | 510392 | 0190-COF-PRO-A45-SKDASMBLY02-LICOMP01 | PM03 | 305 | 52W A45 V0807 Supply Vlv-Actuator Servg | P-ERA 45 Liquid Ring Compressor | A | 0190E002 | 2021-03-19 | 2016-05-11 | PHILAGANAN
0190-030-084 | 510392 | 0190-COF-PRO-A45-SKDASMBLY02-CIPPMP01 | PM03 | 305 | 52W A45 V0806 Routing Vlv-Actuator Servg | P-ERA 45 CIP Pump | B | 0190E002 | 2020-07-29 | 2016-05-11 | PHDAVODAMA
0190-030-083 | 510392 | 0190-COF-PRO-A45-SKDASMBLY02-DSPMP01 | PM03 | 305 | 52W A45 V0705 Blockg Vlv-Actuator Servg | P-ERA 45 Distillate Withdrawal Pump | B | 0190E002 | 2020-07-29 | 2016-05-11 | PHDAVODAMA
0190-030-082 | 510392 | 0190-COF-PRO-A45-DSTANKS-CIPRET01 | PM03 | 305 | 52W A45 V0505 Leg Vlv-Actuator Servg | P-ERA 45 CIP Return Pump | B | 0190E002 | 2020-07-29 | 2016-05-11 | PHDAVODAMA
0190-030-081 | 510392 | 0190-COF-PRO-A45-DSTANKS-CIPRET01 | PM03 | 305 | 52W A45 V0503 Line Actuator Replacement | P-ERA 45 CIP Return Pump | B | 0190E002 | 2021-09-15 | 2016-05-11 | PHDAVODAMA
0190-030-080 | 510392 | 0190-COF-PRO-A45-XHPR01 | PM03 | 305 | 52W A45 V0404BackflushVlv-Actuator Servg | P-ERA 45 Discharge Hopper | C | 0190E002 | 2020-04-13 | 2016-05-11 | PHDAVODAMA
0190-030-079 | 510392 | 0190-COF-PRO-A45-XHPR01 | PM03 | 305 | 52W A45 V0403 Outlet Vlv-Actuator Servg | P-ERA 45 Discharge Hopper | C | 0190E002 | 2020-04-13 | 2016-05-11 | PHDAVODAMA
0190-030-078 | 510392 | 0190-COF-PRO-A45-STRCOLMN-SCSCRW01 | PM03 | 305 | 52W A45 V0345 Shutoff Vlv-Actuator Servg | P-ERA 45 Discharge Screw Conveyor | C | 0190E002 | 2020-04-13 | 2016-05-11 | PHDAVODAMA
0190-030-077 | 510392 | 0190-COF-PRO-A45-PWPMP01 | PM03 | 305 | 52W A45 V0341 Pre-Wet Vlv-Actuator Servg | P-ERA 45 Pre-Wet Stuffing Pump | C | 0190E002 | 2019-07-19 | 2016-05-11 | PHSANTANJO
0190-030-076 | 510392 | 0190-COF-PRO-A45-SKDASMBLY02-DSPMP01 | PM03 | 305 | 52W A45 V0337 Reversg Vlv-Actuator Servg | P-ERA 45 Distillate Withdrawal Pump | B | 0190E002 | 2020-07-29 | 2016-05-11 | PHDAVODAMA
0190-030-075 | 510392 | 0190-COF-PRO-A45-STRCOLMN | PM03 | 305 | 52W A45 V0335 Water Vlv-Actuator Servg | P-ERA 45 Stripping Column | C | 0190E002 | 2020-04-13 | 2016-05-11 | PHDAVODAMA
0190-030-074 | 510392 | 0190-COF-PRO-A45-SKDASMBLY02-DSPMP01 | PM03 | 305 | 52W A45 V0332 Blocking Vlv-Actuator Serv | P-ERA 45 Distillate Withdrawal Pump | B | 0190E002 | 2020-07-29 | 2016-05-11 | PHDAVODAMA
0190-030-073 | 510392 | 0190-COF-PRO-A45-SKDASMBLY02-CIPPMP01 | PM03 | 305 | 52W A45 V0320 Blockg Vlv-Actuator Servg | P-ERA 45 CIP Pump | B | 0190E002 | 2020-07-29 | 2016-05-11 | PHDAVODAMA
0190-030-072 | 510392 | 0190-COF-PRO-A45-SKDASMBLY01-WTRCOL01 | PM03 | 305 | 52W A45 V0306 Rinsing Vlv-Actuator Servg | P-ERA 45 Water Absorption Column | C | 0190E002 | 2020-04-13 | 2016-05-11 | PHDAVODAMA
0190-030-071 | 510392 | 0190-COF-PRO-A45-PWPMP01 | PM03 | 305 | 52W A45 V0303 Divert Vlv-Actuator Servg | P-ERA 45 Pre-Wet Stuffing Pump | C | 0190E002 | 2019-07-19 | 2016-05-11 | PHSANTANJO
0190-030-070 | 510392 | 0190-COF-PRO-A45-SKDASMBLY02-CIPPMP01 | PM03 | 305 | 52W A45 V0302 BlockingVlv-Actuator Servg | P-ERA 45 CIP Pump | B | 0190E002 | 2020-11-12 | 2016-05-11 | PHDAVODAMA
0190-030-069 | 510392 | 0190-COF-PRO-A45-INVHPR01 | PM03 | 305 | 52W A45 V0103 FeedDropVlv-Actuator Servg | P-ERA 45 Inventory Hopper | B | 0190E002 | 2020-07-29 | 2016-05-11 | PHDAVODAMA
0190-030-068 | 510206 | 0190-COF-PRO-EGA-GRKVSL02 | PM03 | 305 | 3M GERICKE Vessel2 Outlet Valves Servg | Egron GERICKE Vessel 02 | A | 0190E001 | 2021-03-19 | 2016-05-04 | PHILAGANAN
0190-030-067 | 510205 | 0190-COF-PRO-EGA-GRKVSL01 | PM03 | 305 | 3M GERICKE Vessel1 Outlet Valves Servg | Egron GERICKE Vessel 01 | A | 0190E001 | 2021-03-19 | 2016-05-04 | PHILAGANAN
0190-030-066 | 510204 | 0190-COF-PRO-EGA-GRKVSL02 | PM03 | 305 | 3M GERICKE Vessel2 Inlet Valves 11 Servg | Egron GERICKE Vessel 02 | A | 0190E001 | 2021-12-20 | 2016-05-04 | PHDAVODAMA
0190-030-065 | 510202 | 0190-COF-PRO-EGA-GRKVSL01 | PM03 | 305 | 3M GERICKE Vessel1 Inlet Valves 10 Servg | Egron GERICKE Vessel 01 | A | 0190E001 | 2021-03-19 | 2016-05-04 | PHILAGANAN
0190-030-064 | 434982 | 0190-COF-PRO-E54-STMHDR01 | PM03 | 305 | 52W FFEsteam supply actuator replacement | E54 Main Steam Supply Header | A | 0190E002 | 2021-03-19 | 2016-04-14 | PHILAGANAN
0190-030-063 | 432393 | 0190-COF-PRO-SHP-HPWSHR01 | PM03 | 305 | 52W SHP High Pressure Washer Replacement | High Pressure Washer01 | A | 0190E001 | 2021-03-19 | 2016-01-19 | PHILAGANAN
0190-030-062 | 432393 | 0190-COF-PRO-E54-HPWSHR01 | PM03 | 305 | 52W E54 High Pressure Washer Replacement | E54 High Pressure Washer01 | A | 0190E001 | 2021-03-19 | 2016-01-19 | PHILAGANAN
0190-030-061 | 432393 | 0190-COF-PRO-E45-HPWSHR01 | PM03 | 305 | 52W E45 High Pressure Washer Replacement | E45 High Pressure Washer01 | A | 0190E001 | 2021-03-19 | 2016-01-19 | PHILAGANAN
0190-030-060 | 431887 | 0190-COF-PRO-WFE-WFEVAP01 | PM03 | 305 | 104Wks Bearing Replacement Tail End Side | Wipe Film Evaporator | A | 0190E001 | 2021-03-10 | 2016-01-08 | PHDAVODAMA
0190-030-059 | 431886 | 0190-COF-PRO-WFE-WFEVAP01 | PM03 | 305 | 104Wks Bearing Replacement Drive Side | Wipe Film Evaporator | A | 0190E001 | 2021-03-10 | 2016-01-08 | PHDAVODAMA
0190-030-058 | 430200 | 0190-COF-PRO-E54-EXTCEL08 | PM03 | 305 | 104W E54C8 Valve 09 replacement | Extraction Cell 54 No 8 | A | 0190E001 | 2017-12-27 | 2015-11-16 | PHSANTANJO
0190-030-057 | 430200 | 0190-COF-PRO-E54-EXTCEL07 | PM03 | 305 | 104W E54C7 Valve 09 replacement | Extraction Cell 54 No 7 | A | 0190E001 | 2021-03-19 | 2015-11-16 | PHILAGANAN
0190-030-056 | 430200 | 0190-COF-PRO-E54-EXTCEL06 | PM03 | 305 | 104W E54C6 Valve 09 replacement | Extraction Cell 54 No 6 | A | 0190E001 | 2021-03-19 | 2015-11-16 | PHILAGANAN
0190-030-055 | 430200 | 0190-COF-PRO-E54-EXTCEL05 | PM03 | 305 | 104W E54C5 Valve 09 replacement | Extraction Cell 54 No 5 | A | 0190E001 | 2017-12-27 | 2015-11-16 | PHSANTANJO
0190-030-054 | 430200 | 0190-COF-PRO-E54-EXTCEL04 | PM03 | 305 | 104W E54C4 Valve 09 replacement | Extraction Cell 54 No 4 | A | 0190E001 | 2017-12-27 | 2015-11-16 | PHSANTANJO
0190-030-053 | 430200 | 0190-COF-PRO-E54-EXTCEL03 | PM03 | 305 | 104W E54C3 Valve 09 replacement | Extraction Cell 54 No 3 | A | 0190E001 | 2017-12-27 | 2015-11-16 | PHSANTANJO
0190-030-052 | 430200 | 0190-COF-PRO-E54-EXTCEL02 | PM03 | 305 | 104W E54C2 Valve 09 replacement | Extraction Cell 54 No 2 | A | 0190E001 | 2017-12-27 | 2015-11-16 | PHSANTANJO
0190-030-051 | 430200 | 0190-COF-PRO-E54-EXTCEL01 | PM03 | 305 | 104W E54C1 Valve 09 replacement | Extraction Cell 54 No 1 | A | 0190E001 | 2021-08-30 | 2015-11-16 | PHMEDIANJI
0190-030-050 | 430200 | 0190-COF-PRO-E45-EXTCEL08 | PM03 | 305 | 104W E45C8 Valve 09 replacement | Extraction 45 Cell No 8 | A | 0190E001 | 2019-07-19 | 2015-11-16 | PHSANTANJO
0190-030-049 | 430200 | 0190-COF-PRO-E45-EXTCEL07 | PM03 | 305 | 104W E45C7 Valve 09 replacement | Extraction 45 Cell No 7 | A | 0190E001 | 2019-07-19 | 2015-11-16 | PHSANTANJO
0190-030-048 | 430200 | 0190-COF-PRO-E45-EXTCEL06 | PM03 | 305 | 104W E45C6 Valve 09 replacement | Extraction 45 Cell No 6 | A | 0190E001 | 2019-07-19 | 2015-11-16 | PHSANTANJO
0190-030-047 | 430200 | 0190-COF-PRO-E45-EXTCEL05 | PM03 | 305 | 104W E45C5 Valve 09 replacement | Extraction 45 Cell No 5 | A | 0190E001 | 2019-07-19 | 2015-11-16 | PHSANTANJO
0190-030-046 | 430200 | 0190-COF-PRO-E45-EXTCEL04 | PM03 | 305 | 104W E45C4 Valve 09 replacement | Extraction 45 Cell No 4 | A | 0190E001 | 2019-07-19 | 2015-11-16 | PHSANTANJO
0190-030-045 | 430200 | 0190-COF-PRO-E45-EXTCEL03 | PM03 | 305 | 104W E45C3 Valve 09 replacement | Extraction 45 Cell No 3 | A | 0190E001 | 2019-07-19 | 2015-11-16 | PHSANTANJO
0190-030-044 | 430200 | 0190-COF-PRO-E45-EXTCEL02 | PM03 | 305 | 104W E45C2 Valve 09 replacement | Extraction 45 Cell No 2 | A | 0190E001 | 2019-07-19 | 2015-11-16 | PHSANTANJO
0190-030-043 | 430200 | 0190-COF-PRO-E45-EXTCEL01 | PM03 | 305 | 104W E45C1 Valve 09 replacement | Extraction 45 Cell No 1 | A | 0190E001 | 2019-07-19 | 2015-11-16 | PHSANTANJO
0190-030-042 | 520193 | 0190-COF-PRO-A45-STRCOLMN | PM03 | 305 | 104W A45 shut off Valve Kit Replacement | P-ERA 45 Stripping Column | C | 0190E001 | 2021-03-10 | 2015-03-12 | PHDAVODAMA
0190-030-041 | 520192 | 0190-COF-PRO-A54-STRCOLMN | PM03 | 305 | 104W A54 shut off Valve Kit Replacement | P-ERA 54 Stripping Column | B | 0190E001 | 2021-03-10 | 2015-03-12 | PHDAVODAMA
0190-030-040 | 419853 | 0190-COF-PRO-E45-EXTCEL01 | PM03 | 305 | 52W E45 C1V13 Valve Seat Replacement | Extraction 45 Cell No 1 | A | 0190E001 | 2021-07-23 | 2018-04-04 | PHDAVODAMA
0190-030-040 | 419853 | 0190-COF-PRO-E45-EXTCEL02 | PM03 | 305 | 52W E45 C2V13 Valve Seat Replacement | Extraction 45 Cell No 2 | A | 0190E001 | 2021-07-23 | 2018-04-04 | PHDAVODAMA
0190-030-040 | 419853 | 0190-COF-PRO-E45-EXTCEL03 | PM03 | 305 | 52W E45 C3V13 Valve Seat Replacement | Extraction 45 Cell No 3 | A | 0190E001 | 2021-07-23 | 2018-04-04 | PHDAVODAMA
0190-030-040 | 419853 | 0190-COF-PRO-E45-EXTCEL04 | PM03 | 305 | 52W E45 C4V13 Valve Seat Replacement | Extraction 45 Cell No 4 | A | 0190E001 | 2021-07-23 | 2018-04-04 | PHDAVODAMA
0190-030-040 | 419853 | 0190-COF-PRO-E45-EXTCEL05 | PM03 | 305 | 52W E45 C5V13 Valve Seat Replacement | Extraction 45 Cell No 5 | A | 0190E001 | 2021-07-23 | 2018-04-04 | PHDAVODAMA
0190-030-040 | 419853 | 0190-COF-PRO-E45-EXTCEL06 | PM03 | 305 | 52W E45 C6V13 Valve Seat Replacement | Extraction 45 Cell No 6 | A | 0190E001 | 2021-07-23 | 2018-04-04 | PHDAVODAMA
0190-030-040 | 419853 | 0190-COF-PRO-E45-EXTCEL07 | PM03 | 305 | 52W E45 C7V13 Valve Seat Replacement | Extraction 45 Cell No 7 | A | 0190E001 | 2021-07-23 | 2018-04-04 | PHDAVODAMA
0190-030-040 | 419853 | 0190-COF-PRO-E45-EXTCEL08 | PM03 | 305 | 52W E45 C8V13 Valve Seat Replacement | Extraction 45 Cell No 8 | A | 0190E001 | 2021-07-23 | 2018-04-04 | PHDAVODAMA
0190-030-040 | 419853 | 0190-COF-PRO-E54-EXTCEL01 | PM03 | 305 | 52W E54 C1V13 Valve Seat Replacement | Extraction Cell 54 No 1 | A | 0190E001 | 2021-07-23 | 2014-11-27 | PHDAVODAMA
0190-030-040 | 419853 | 0190-COF-PRO-E54-EXTCEL02 | PM03 | 305 | 52W E54 C2V13 Valve Seat Replacement | Extraction Cell 54 No 2 | A | 0190E001 | 2021-07-23 | 2016-03-04 | PHDAVODAMA
0190-030-040 | 419853 | 0190-COF-PRO-E54-EXTCEL03 | PM03 | 305 | 52W E54 C3V13 Valve Seat Replacement | Extraction Cell 54 No 3 | A | 0190E001 | 2021-07-23 | 2016-03-04 | PHDAVODAMA
0190-030-040 | 419853 | 0190-COF-PRO-E54-EXTCEL04 | PM03 | 305 | 52W E54 C4V13 Valve Seat Replacement | Extraction Cell 54 No 4 | A | 0190E001 | 2021-07-23 | 2016-03-04 | PHDAVODAMA
0190-030-040 | 419853 | 0190-COF-PRO-E54-EXTCEL05 | PM03 | 305 | 52W E54 C5V13 Valve Seat Replacement | Extraction Cell 54 No 5 | A | 0190E001 | 2021-07-23 | 2016-03-04 | PHDAVODAMA
0190-030-040 | 419853 | 0190-COF-PRO-E54-EXTCEL06 | PM03 | 305 | 52W E54 C6V13 Valve Seat Replacement | Extraction Cell 54 No 6 | A | 0190E001 | 2021-07-23 | 2016-03-04 | PHDAVODAMA
0190-030-040 | 419853 | 0190-COF-PRO-E54-EXTCEL07 | PM03 | 305 | 52W E54 C7V13 Valve Seat Replacement | Extraction Cell 54 No 7 | A | 0190E001 | 2021-07-23 | 2016-03-04 | PHDAVODAMA
0190-030-040 | 419853 | 0190-COF-PRO-E54-EXTCEL08 | PM03 | 305 | 52W E54 C8V13 Valve Seat Replacement | Extraction Cell 54 No 8 | A | 0190E001 | 2021-07-23 | 2016-03-04 | PHDAVODAMA
0190-030-039 | 419850 | 0190-COF-PRO-EGA-EGRTWR01 | PM03 | 305 | 104W HaloNozzle Quick Connect Replacemnt | Egron Tower | A | 0190E001 | 2021-03-19 | 2014-11-27 | PHILAGANAN
0190-030-038 | 419406 | 0190-COF-PRO-E54-MOVHPR01 | PM03 | 305 | 2Y E54 MH ProximitySensor replacement | Moving Hopper Extraction 54 | A | 0190E002 | 2021-03-19 | 2014-11-12 | PHILAGANAN
0190-030-037 | 419406 | 0190-COF-PRO-E45-MOVHPR01 | PM03 | 305 | 2Y E45 MH ProximitySensor replacement | Moving Hopper | A | 0190E002 | 2021-03-19 | 2014-11-12 | PHILAGANAN
0190-030-036 | 419405 | 0190-COF-PRO-FFE-1FXCAL | PM03 | 305 | 1Y FFE 1st Effect gasket replacement | FFE 1st Effect Calandria | A | 0190E001 | 2021-11-26 | 2014-11-12 | PHSONUGAHA1
0190-030-036 | 419405 | 0190-COF-PRO-FFE-2AFXCAL | PM03 | 305 | 1Y FFE 2nd Effect A gasket replacement | FFE 2nd Effect 2A Calandria | C | 0190E001 | 2021-11-26 | 2014-11-12 | PHSONUGAHA1
0190-030-036 | 419405 | 0190-COF-PRO-FFE-2BFXCAL | PM03 | 305 | 1Y FFE 2nd Effect B gasket replacement | FFE 2nd Effect 2B Calandria | C | 0190E001 | 2021-11-26 | 2014-11-12 | PHSONUGAHA1
0190-030-036 | 419405 | 0190-COF-PRO-FFE-3FXCAL | PM03 | 305 | 1Y FFE 3rd Effect gasket replacement | FFE 3rd Effect Calandria | C | 0190E001 | 2021-11-26 | 2014-11-12 | PHSONUGAHA1
0190-030-036 | 419405 | 0190-COF-PRO-FFE-4AFXCLNDR | PM03 | 305 | 1Y FFE 4th Effect gasket replacement | FFE 4th Effect 4A Calandria | C | 0190E001 | 2021-11-26 | 2014-11-12 | PHSONUGAHA1
0190-030-036 | 419405 | 0190-COF-PRO-FFE-FNSHRCLNDR | PM03 | 305 | 1Y FFE Finisher gasket replacement | FFE Finisher CALANDRIA | C | 0190E001 | 2021-11-26 | 2014-11-12 | PHSONUGAHA1
0190-030-035 | 55659 | 0190-COF-PRO-RST-ROASTR04-CTRDES06 | PM03 | 305 | 52W Control Desk6 Panel Inspct'n & Serv. | Roaster No.4 Remote Control Desk | C | 0190E002 | 2017-12-27 | 2014-10-10 | PHSANTANJO
0190-030-034 | 55659 | 0190-COF-PRO-RST-ROASTR03-CTRDES05 | PM03 | 305 | 52W Control Desk5 Panel Inspct'n & Serv. | R3 Remote Control Desk | C | 0190E002 | 2017-12-27 | 2014-10-10 | PHSANTANJO
0190-030-033 | 55659 | 0190-COF-PRO-RST-ROASTR02-CTRDES04 | PM03 | 305 | 52W Control Desk4 Panel Inspct'n & Serv. | R2 Remote Control Desk | C | 0190E002 | 2017-12-27 | 2014-10-10 | PHSANTANJO
0190-030-032 | 55659 | 0190-COF-PRO-RST-ROASTR04-CTRDES03 | PM03 | 305 | 52W Control Desk3 Panel Inspct'n & Serv. | Roaster No.4 Local Control Desk | C | 0190E002 | 2017-12-27 | 2014-10-10 | PHSANTANJO
0190-030-031 | 55659 | 0190-COF-PRO-RST-ROASTR02-CTRDES02 | PM03 | 305 | 52W Control Desk2 Panel Inspct'n & Serv. | R3 Local Control Desk | C | 0190E002 | 2017-12-27 | 2014-10-10 | PHSANTANJO
0190-030-030 | 55659 | 0190-COF-PRO-RST-ROASTR02-CTRDES01 | PM03 | 305 | 52W Control Desk1 Panel Inspct'n & Serv. | R2 Local Control Desk | C | 0190E002 | 2017-12-27 | 2014-10-10 | PHSANTANJO
0190-030-029 | 423836 | 0190-COF-PRO-E54-HEATER04 | PM03 | 305 | 104W E54 pre wetting Flow Ctrl Vlv serv | Pre Wetting Heater Assembly | B | 0190E001 | 2019-03-26 | 2014-10-10 | PHSANTANJO
0190-030-028 | 52351 | 0190-COF-PRO-SCE-SUMPMP01 | PM03 | 305 | 26W Tank Farm Sump Pump (Idle) Servicing | Tank Farm Sump Pump (Idle) | C | 0190E001 | 2020-03-19 | 2014-10-10 | PHDAVODAMA
0190-030-027 | 418743 | 0190-COF-PRO-SCE-EVATNK02 | PM03 | 307 | 26W Evaporator Storage Tank inspection | Evaporator Storage Tank | C | 0190E001 | 2020-07-29 | 2014-10-10 | PHDAVODAMA
0190-030-026 | 418743 | 0190-COF-PRO-SCE-DSUTNK01 | PM03 | 307 | 26W Decanter Supply Tank inspection | Decanter Supply Tank | C | 0190E001 | 2020-07-29 | 2014-10-10 | PHDAVODAMA
0190-030-025 | 418743 | 0190-COF-PRO-RST-TRNSPRT-RCSILO03 | PM03 | 307 | 26W RC Silo B2 inspection | RC Silo B2 | C | 0190E001 | 2021-03-10 | 2014-10-10 | PHDAVODAMA
0190-030-024 | 418743 | 0190-COF-PRO-RST-TRNSPRT-RCSILO02 | PM03 | 307 | 26W RC Silo B1 inspection | RC Silo B1 | C | 0190E001 | 2021-03-10 | 2014-10-10 | PHDAVODAMA
0190-030-023 | 515254 | 0190-COF-PRO-EGA-CTISYSTM-BGHSLO01 | PM03 | 305 | 26W CTI BH Purging Air System Servicing | Egron CTI Bag House | A | 0190E002 | 2021-03-19 | 2014-10-10 | PHILAGANAN
0190-030-022 | 418743 | 0190-COF-PRO-FFE-THNLQTANK-THNLQTANK2 | PM03 | 307 | 26W 35Cu.M. Thin Liquor Tank02inspection | 35 Cu.M. Thin Liquor Tank 02 | B | 0190E001 | 2021-03-10 | 2014-10-10 | PHDAVODAMA
0190-030-021 | 423836 | 0190-COF-PRO-A45-SKDASMBLY01-PWCOLR01 | PM03 | 305 | 104W E45 pre wetting Flow Ctrl Vlv serv | P-ERA 45 Pre-Wet Cooler | C | 0190E002 | 2020-12-07 | 2014-10-10 | PHDAVODAMA
0190-030-020 | 418747 | 0190-COF-PRO-E45-WTRWRKSYSTM-TILTST01 | PM03 | 307 | 52W WetRework Tilting Station inspection | Wet Rework Tilting Station | C | 0190E001 | 2017-12-27 | 2014-10-10 | PHSANTANJO
0190-030-019 | 45558 | 0190-COF-PRO-A45-DSTANKS-CIPRET01 | PM03 | 305 | 52W A45 CIP Return Pump servicing | P-ERA 45 CIP Return Pump | B | 0190E001 | 2020-07-29 | 2014-10-10 | PHDAVODAMA
0190-030-018 | 418743 | 0190-COF-PRO-A45-RCSIL01 | PM03 | 307 | 26W P-ERA 45 RC Silo inspection | P-ERA 45 Roasted Coffee Silo | C | 0190E001 | 2021-03-10 | 2014-10-10 | PHDAVODAMA
0190-030-017 | 418359 | 0190-COF-PRO-SCE-CIPPNL01 | PM03 | 301 | ERA CIP Rinse Water Tank valve terminal | ERA CIP Electrical Panel | B | 0190E002 | 2021-06-03 | 2014-09-17 | PHILAGANAN
0190-030-017 | 418359 | 0190-COF-PRO-SCE-CIPPNL02 | PM03 | 301 | Tank Discharge Valve terminal Panel | CIP Electrical Panel | B | 0190E002 | 2021-06-03 | 2014-09-17 | PHILAGANAN
0190-030-017 | 418359 | 0190-COF-PRO-SCE-CIPPNL02 | PM03 | 301 | Weak&Spent CausticTank InletVlv terminal | CIP Electrical Panel | B | 0190E002 | 2021-06-03 | 2014-09-17 | PHILAGANAN
0190-030-017 | 418359 | 0190-COF-PRO-SCE-CIPPNL02 | PM03 | 301 | Strong&Acid CondTank In-Vlv terminal pnl | CIP Electrical Panel | B | 0190E002 | 2021-06-03 | 2014-09-17 | PHILAGANAN
0190-030-016 | 427993 | 0190-COF-PRO-RST-ROASTR04-HOTCTRCLN | PM03 | 307 | 52W R4 Charging Flap Inspection | Roaster No 4 Hot Centriclone | C | 0190E001 | 2017-12-07 | 2010-03-13 | PHSANTANJO
0190-030-015 | 427993 | 0190-COF-PRO-RST-ROASTR03-HOTCTRCLN | PM03 | 307 | 52W R3 Charging Flap Inspection | R3 Hot Centriclone | C | 0190E001 | 2017-12-07 | 2010-03-13 | PHSANTANJO
0190-030-014 | 427993 | 0190-COF-PRO-RST-ROASTR02-HOTCTRCLN | PM03 | 307 | 52W R2 Charging Flap Inspection | R2 Hot Centriclone | C | 0190E001 | 2020-03-19 | 2010-03-13 | PHDAVODAMA
0190-030-013 | 427993 | 0190-COF-PRO-RST-ROASTR01-HOTCTRCLN | PM03 | 307 | 52W R1 Charging Flap Inspection | R1 Hot Centriclone | C | 0190E001 | 2017-12-07 | 2010-03-13 | PHSANTANJO
0190-030-012 | 35261 | 0190-COF-PRO-RST-ROASTR01-FAN10 | PM03 | 305 | 26W Roaster1 Exhaust Fan Servicing | R1 Exhaust Fan | B | 0190E001 | 2021-03-10 | 2008-12-16 | PHDAVODAMA
0190-030-011 | 523851 | 0190-COF-PRO-RST-ABC01-CATALYZER | PM03 | 305 | 260W ABC1 Catalyzer Cassette Replacement | ABC01 Catalyzer | A | 0190E001 | 2017-12-27 | 2008-12-16 | PHSANTANJO
0190-030-011 | 523851 | 0190-COF-PRO-RST-ABC02-CATALYZER | PM03 | 305 | 260W ABC2 Catalyzer Cassette Replacement | ABC02 Catalyzer | A | 0190E001 | 2017-12-27 | 2017-04-18 | PHSANTANJO
0190-030-011 | 523851 | 0190-COF-PRO-RST-ABC03-CATALYZER | PM03 | 305 | 260W ABC3 Catalyzer Cassette Replacement | ABC03 Catalyzer | A | 0190E001 | 2017-12-27 | 2017-04-18 | PHSANTANJO
0190-030-011 | 523851 | 0190-COF-PRO-RST-ABC04-CATALYZER | PM03 | 305 | 260W ABC4 Catalyzer Cassette Replacement | ABC04 Catalyzer | A | 0190E001 | 2017-12-27 | 2017-04-18 | PHSANTANJO
0190-030-010 | 427744 | 0190-COF-PRO-RST-ROASTR04-HOTCTRCLN | PM03 | 305 | 260W R4 Hot Air Duct gasket replacement | Roaster No 4 Hot Centriclone | C | 0190E001 | 2017-12-27 | 2009-12-08 | PHSANTANJO
0190-030-009 | 427744 | 0190-COF-PRO-RST-ROASTR03-HOTCTRCLN | PM03 | 305 | 260W R3 Hot Air Duct gasket replacement | R3 Hot Centriclone | C | 0190E001 | 2017-12-27 | 2009-12-08 | PHSANTANJO
0190-030-008 | 427744 | 0190-COF-PRO-RST-ROASTR02-HOTCTRCLN | PM03 | 305 | 260W R2 Hot Air Duct gasket replacement | R2 Hot Centriclone | C | 0190E001 | 2017-12-27 | 2009-12-08 | PHSANTANJO
0190-030-007 | 427744 | 0190-COF-PRO-RST-ROASTR01-HOTCTRCLN | PM03 | 305 | 260W R1 Hot Air Duct gasket replacement | R1 Hot Centriclone | C | 0190E001 | 2017-12-27 | 2009-12-08 | PHSANTANJO
0190-030-006 | 417906 | 0190-COF-GCO-CND-CTRPNL01 | PM03 | 305 | 52W UPS BatteryReplacement GCOMCCRm/Ctrl | GC Switchboard Control Panel For Motors | C | 0190E001 | 2020-03-19 | 2014-08-30 | PHDAVODAMA
0190-030-006 | 417906 | 0190-COF-GCO-CND-CTRPNL01 | PM03 | 305 | 52W UPS BatteryReplacmnt GGO/Canteen UPS | GC Switchboard Control Panel For Motors | C | 0190E001 | 2020-03-19 | 2014-08-30 | PHDAVODAMA
0190-030-006 | 417906 | 0190-COF-PRO-A45-AUXPNL01 | PM03 | 305 | 52W UPS Battery Replacement A45 Ctrl UPS | P-ERA 45 Auxilliary Panel | C | 0190E002 | 2020-03-19 | 2014-08-30 | PHDAVODAMA
0190-030-006 | 417906 | 0190-COF-PRO-A54-AUXPNL01 | PM03 | 305 | 52W UPS Battery Replacement A54 Ctrl UPS | P-ERA 54 Auxilliary Panel | B | 0190E002 | 2020-03-19 | 2014-08-30 | PHDAVODAMA
0190-030-006 | 417906 | 0190-COF-PRO-E45-MCC-PLCPNL02 | PM03 | 305 | 52W UPS Battery Replacement E45 Ctrl UPS | Extraction 45 PLC Panel | B | 0190E002 | 2020-03-19 | 2014-08-30 | PHDAVODAMA
0190-030-006 | 417906 | 0190-COF-PRO-E54-MCCPNL03 | PM03 | 305 | 52W UPS BatteryReplacemntClarif Ctrl UPS | Clarifier 2 MCC Panel | B | 0190E002 | 2020-03-19 | 2014-08-30 | PHDAVODAMA
0190-030-006 | 417906 | 0190-COF-PRO-E54-PLCPNL01 | PM03 | 305 | 52W UPS Battery Replacement E54 Ctrl UPS | Extraction 54 PLC Panel | B | 0190E002 | 2020-03-19 | 2014-08-30 | PHDAVODAMA
0190-030-006 | 417906 | 0190-COF-PRO-EGA-EGRTWR01 | PM03 | 305 | 52W UPS Battery Replacement EGRON A | Egron Tower | A | 0190E002 | 2020-03-19 | 2014-08-30 | PHDAVODAMA
0190-030-006 | 417906 | 0190-COF-PRO-EGA-EGRTWR01 | PM03 | 305 | 52W UPS Battery Replacement EGA Ctrl UPS | Egron Tower | A | 0190E002 | 2020-03-19 | 2014-08-30 | PHDAVODAMA
0190-030-006 | 417906 | 0190-COF-PRO-EGA-EGRTWR01 | PM03 | 305 | 52W UPS Battery Replacemnt EGASafety Sys | Egron Tower | A | 0190E002 | 2020-03-19 | 2014-08-30 | PHDAVODAMA
0190-030-006 | 417906 | 0190-COF-PRO-FFE-MCCPNL01 | PM03 | 305 | 52W UPS Battery Replacement FFE Ctrl UPS | FFE Motor Control Center Panel 01 | B | 0190E002 | 2020-03-19 | 2014-08-30 | PHDAVODAMA
0190-030-006 | 417906 | 0190-COF-PRO-RST-ROASTR01-MCCPNL01 | PM03 | 305 | 52W UPS Battery Replacement R1 Ctrl UPS | R1 MCC Panel | B | 0190E002 | 2020-03-19 | 2014-08-30 | PHDAVODAMA
0190-030-006 | 417906 | 0190-COF-PRO-RST-ROASTR01-MCCPNL01 | PM03 | 305 | 52W UPS Battery Replacement R1 Drum UPS | R1 MCC Panel | B | 0190E002 | 2020-03-19 | 2014-08-30 | PHDAVODAMA
0190-030-006 | 417906 | 0190-COF-PRO-RST-ROASTR02-MCCPNL | PM03 | 305 | 52W UPS Battery Replacement R2 Ctrl UPS | Roaster No 2 MCC Panel | B | 0190E002 | 2020-03-19 | 2014-08-30 | PHDAVODAMA
0190-030-006 | 417906 | 0190-COF-PRO-RST-ROASTR02-MCCPNL | PM03 | 305 | 52W UPS Battery Replacement R2 Drum UPS | Roaster No 2 MCC Panel | B | 0190E002 | 2020-03-19 | 2014-08-30 | PHDAVODAMA
0190-030-006 | 417906 | 0190-COF-PRO-RST-ROASTR03-MCCPNL03 | PM03 | 305 | 52W UPS Battery Replacement R3 Ctrl UPS | R3 MCC Panel | B | 0190E002 | 2020-03-19 | 2014-08-30 | PHDAVODAMA
0190-030-006 | 417906 | 0190-COF-PRO-RST-ROASTR03-MCCPNL03 | PM03 | 305 | 52W UPS Battery Replacement R3 Drum UPS | R3 MCC Panel | B | 0190E002 | 2020-03-19 | 2014-08-30 | PHDAVODAMA
0190-030-006 | 417906 | 0190-COF-PRO-RST-ROASTR04-MCCPNL04 | PM03 | 305 | 52W UPS Battery Replacement R4 Ctrl UPS | Roaster No 4 MCC Panel | B | 0190E002 | 2020-03-19 | 2014-08-30 | PHDAVODAMA
0190-030-006 | 417906 | 0190-COF-PRO-RST-ROASTR04-MCCPNL04 | PM03 | 305 | 52W UPS Battery Replacement R4 Drum UPS | Roaster No 4 MCC Panel | B | 0190E002 | 2020-03-19 | 2014-08-30 | PHDAVODAMA
0190-030-006 | 417906 | 0190-COF-PRO-RST-TRNSPRT-MCCPNL06 | PM03 | 305 | 52W UPS BatteryReplacementGC transt Ctrl | Coffee Transport MCC Panel | B | 0190E002 | 2020-03-19 | 2014-08-30 | PHDAVODAMA
0190-030-006 | 417906 | 0190-COF-PRO-SHP-CMMN | PM03 | 305 | 52W UPS Battery ReplacemntKS-Supervisor | Coffee Process Workshop Room | C | 0190E002 | 2020-03-19 | 2014-08-30 | PHDAVODAMA
0190-030-006 | 417906 | 0190-COF-PRO-SHP-CMMN | PM03 | 305 | 52W UPS Battery Replacemnt KS-EIWorkshop | Coffee Process Workshop Room | C | 0190E002 | 2020-03-19 | 2014-08-30 | PHDAVODAMA
0190-030-006 | 417906 | 0190-COF-PRO-WFE-MCC-MCCPNL01 | PM03 | 305 | 52W UPS Battery Replacement WFE Ctrl UPS | WFE MCC Panel | B | 0190E002 | 2020-03-19 | 2014-08-30 | PHDAVODAMA
0190-030-005 | 422199 | 0190-COF-PRO-E45-HPWSHR01 | PM03 | 305 | 26W E45 High Press-Wash Hose Replacement | E45 High Pressure Washer01 | A | 0190E001 | 2021-03-10 | 2015-02-19 | PHDAVODAMA
0190-030-005 | 422199 | 0190-COF-PRO-E54-HPWSHR01 | PM03 | 305 | 26W E54 High Press-Wash Hose Replacement | E54 High Pressure Washer01 | A | 0190E001 | 2021-03-10 | 2015-02-19 | PHDAVODAMA
0190-030-005 | 422199 | 0190-COF-PRO-SHP-HPWSHR01 | PM03 | 305 | 26W SHP High Press-Wash Hose Replacement | High Pressure Washer01 | A | 0190E001 | 2021-03-10 | 2015-02-19 | PHDAVODAMA
0190-030-003 | 422245 | 0190-COF-PRO-A45-DSTANKS-DSTNKA01 | PM03 | 305 | 26W Distillate TankA seal replacement | P-ERA 45 Distillate Tank A | B | 0190E001 | 2021-03-10 | 2015-02-23 | PHDAVODAMA
0190-030-003 | 422245 | 0190-COF-PRO-A45-DSTANKS-DSTNKB01 | PM03 | 305 | 26W Distillate TankB seal replacement | P-ERA 45 Distillate Tank B | B | 0190E001 | 2021-03-10 | 2015-02-23 | PHDAVODAMA
0190-030-002 | 422226 | 0190-COF-PRO-EGA-M62 | PM03 | 305 | 156W EXHFAN2 Bearing Housing Replacement | Egron Exhaust Air Fan No 2 | A | 0190E001 | 2021-03-19 | 2015-02-21 | PHILAGANAN
0190-030-001 | 422226 | 0190-COF-PRO-EGA-M61 | PM03 | 305 | 156W EXHFAN1 Bearing Housing Replacement | Egron Exhaust Air Fan No 1 | A | 0190E001 | 2021-03-19 | 2015-02-21 | PHILAGANAN
0190-021-470 | 520891 | 0190-MLK-FNP-COM-MICROCAL04 SN 1208251 | PM03 | 301 | 52W Cal of 2F17-PLTM-1409230 | Milks Microcalibrator SN 1208251 | B | 0190E017 | 2021-09-05 | 2020-10-30 | PHOROSCOFE
0190-021-469 | 520891 | 0190-MLK-FNP-COM-MICROCAL02 SN 1304291 | PM03 | 301 | 52W Cal of 2F17-PLTM-1304291 | Milks Microcalibrator SN 1304291 | B | 0190E017 | 2021-09-05 | 2020-10-30 | PHOROSCOFE
0190-021-468 | 520891 | 0190-MLK-FNP-COM-LKTSTR01 | PM03 | 301 | 52W Cal of 2F17-PLT-0207176 | Milk LeakTester Veripac-325 SN0207176 R1 | B | 0190E017 | 2021-09-05 | 2020-10-30 | PHOROSCOFE
0190-021-467 | 51843 | 0190-MLK-FNP-AUX-MONDEV02 | PM03 | 301 | 52W Cal of 36466248 | Milk FP Monitoring Device FR2 | B | 0190E017 | 2021-09-05 | 2020-10-30 | PHOROSCOFE
0190-021-466 | 404359 | 0190-MLK-FNP-AUX-MONDEV02 | PM03 | 301 | 52W Cal of 2F17-HYG-002 | Milk FP Monitoring Device FR2 | B | 0190E017 | 2021-12-08 | 2020-10-29 | PHOROSCOFE
0190-021-465 | 57959 | 0190-MLK-FNP-WSF-FCLTIS01 | PM03 | 301 | 13W Cal of 2F17-OXIC-003 | Milks FP Workshop Facilities | A | 0190E017 | 2021-09-05 | 2020-10-29 | PHOROSCOFE
0190-021-464 | 404359 | 0190-MLK-FNP-AUX-MONDEV03 | PM03 | 301 | 78W Cal of 2F18-HYG-004 | Milk FP Monitoring Device Bulk Filling | B | 0190E017 | 2021-12-07 | 2020-10-29 | PHOROSCOFE
0190-021-463 | 520891 | 0190-MLK-FNP-COM-MICROCAL03 SN 1210281 | PM03 | 301 | 52W Cal of 2F17-PLTM-1304292 | Milks Microcalibrator SN 1210281 | B | 0190E017 | 2021-09-05 | 2020-10-27 | PHOROSCOFE
0190-021-462 | 520891 | 0190-MLK-FNP-COM-MICROCAL01 SN 1010002 | PM03 | 301 | 52W Cal of 2F17-PLTM-1208251 | Milks Microcalibrator SN 1010002 | B | 0190E017 | 2021-09-05 | 2020-10-27 | PHOROSCOFE
0190-021-461 | 51984 | 0190-MLK-FNP-L01-FILLER03-VERT SEALER C | PM03 | 301 | 52W Cal of 2F1-TIC-01.26/03 | Vertical Sealing Assembly 1C | B | 0190E017 | 2021-12-08 | 2020-09-03 | PHOROSCOFE
0190-021-460 | 51984 | 0190-MLK-FNP-L09-FILLER04-VERT SEALER B | PM03 | 301 | 52W Cal of 2F9-TIC-09.23/02 | Vertical Sealing Assembly 09B | B | 0190E017 | 2021-09-05 | 2020-09-03 | PHOROSCOFE
0190-021-459 | 51984 | 0190-MLK-FNP-L09-FILLER03-VERT SEALER A | PM03 | 301 | 52W Cal of 2F9-TIC-09.23/01 | Vertical Sealing Assembly 09A | B | 0190E017 | 2021-09-05 | 2020-09-03 | PHOROSCOFE
0190-021-458 | 51984 | 0190-MLK-FNP-L09-FILLER04-HORSEAL ASSY B | PM03 | 301 | 52W Cal of 2F9-TIC-09.06/02 | Horizontal Sealing Assembly 9B | B | 0190E017 | 2021-09-05 | 2020-09-03 | PHOROSCOFE
0190-021-457 | 51984 | 0190-MLK-FNP-L09-FILLER03-HORSEAL ASSY A | PM03 | 301 | 52W Cal of 2F9-TIC-09.06/01 | Horizontal Sealing Assembly 9A | B | 0190E017 | 2021-09-05 | 2020-09-03 | PHOROSCOFE
0190-021-456 | 51984 | 0190-MLK-FNP-L09-FILLER04-HORSEAL ASSY B | PM03 | 301 | 52W Cal of 2F9-TIC-09.05/02 | Horizontal Sealing Assembly 9B | B | 0190E017 | 2021-09-05 | 2020-09-03 | PHOROSCOFE
0190-021-455 | 51984 | 0190-MLK-FNP-L09-FILLER03-HORSEAL ASSY A | PM03 | 301 | 52W Cal of 2F9-TIC-09.05/01 | Horizontal Sealing Assembly 9A | B | 0190E017 | 2021-09-05 | 2020-09-03 | PHOROSCOFE
0190-021-454 | 51984 | 0190-MLK-FNP-L08-FILLER03-VERT SEALER A | PM03 | 301 | 72W Cal of 2F8-TIC-08.19/01 | Vertical Sealing Assembly 08A | B | 0190E017 | 2021-09-05 | 2020-09-03 | PHOROSCOFE
0190-021-453 | 51984 | 0190-MLK-FNP-L08-FILLER03-HORSEAL ASSY A | PM03 | 301 | 72W Cal of 2F8-TIC-08.06/01 | Horizontal Sealing Assembly 8A | B | 0190E017 | 2021-09-05 | 2020-09-03 | PHOROSCOFE
0190-021-452 | 51984 | 0190-MLK-FNP-L08-FILLER04-HORSEAL ASSY B | PM03 | 301 | 72W Cal of 2F8-TIC-08.05/02 | Horizontal Sealing Assembly 8B | B | 0190E017 | 2021-11-09 | 2020-09-03 | PHOROSCOFE
0190-021-451 | 51984 | 0190-MLK-FNP-L08-FILLER03-HORSEAL ASSY A | PM03 | 301 | 72W Cal of 2F8-TIC-08.05/01 | Horizontal Sealing Assembly 8A | B | 0190E017 | 2021-09-05 | 2020-09-03 | PHOROSCOFE
0190-021-450 | 51984 | 0190-MLK-FNP-L07-FILLER06-VERTSEAL ASSY | PM03 | 301 | 52W Cal of 2F7-TIC-07.17/04 | Filling Machine ROVEMA Vertical Seal 7B | B | 0190E017 | 2021-12-08 | 2020-09-03 | PHOROSCOFE
0190-021-449 | 51984 | 0190-MLK-FNP-L07-FILLER05-VERTSEAL ASSY | PM03 | 301 | 52W Cal of 2F7-TIC-07.17/03 | Filling Machine ROVEMA Vertical Seal 7A | B | 0190E017 | 2021-12-08 | 2020-09-03 | PHOROSCOFE
0190-021-448 | 51984 | 0190-MLK-FNP-L07-FILLER06-VERTSEAL ASSY | PM03 | 301 | 72W Cal of 2F7-TIC-07.17/02 | Filling Machine ROVEMA Vertical Seal 7B | B | 0190E017 | 2021-09-05 | 2020-09-03 | PHOROSCOFE
0190-021-447 | 51984 | 0190-MLK-FNP-L07-FILLER05-VERTSEAL ASSY | PM03 | 301 | 72W Cal of 2F7-TIC-07.17/01 | Filling Machine ROVEMA Vertical Seal 7A | B | 0190E017 | 2021-09-05 | 2020-09-03 | PHOROSCOFE
0190-021-446 | 51984 | 0190-MLK-FNP-L07-FILLER06-HORSEAL ASSY A | PM03 | 301 | 72W Cal of 2F7-TIC-07.06/02 | Filling Machine ROVEMA HorizontalSeal 7B | B | 0190E017 | 2021-09-05 | 2020-09-03 | PHOROSCOFE
0190-021-445 | 51984 | 0190-MLK-FNP-L07-FILLER05-HORSEAL ASSY A | PM03 | 301 | 72W Cal of 2F7-TIC-07.06/01 | Filling Machine ROVEMA HorizontalSeal 7A | B | 0190E017 | 2021-09-05 | 2020-09-03 | PHOROSCOFE
0190-021-444 | 51984 | 0190-MLK-FNP-L07-FILLER06-HORSEAL ASSY A | PM03 | 301 | 72W Cal of 2F7-TIC-07.05/02 | Filling Machine ROVEMA HorizontalSeal 7B | B | 0190E017 | 2021-09-05 | 2020-09-03 | PHOROSCOFE
0190-021-443 | 51984 | 0190-MLK-FNP-L07-FILLER05-HORSEAL ASSY A | PM03 | 301 | 72W Cal of 2F7-TIC-07.05/01 | Filling Machine ROVEMA HorizontalSeal 7A | B | 0190E017 | 2021-09-05 | 2020-09-03 | PHOROSCOFE
0190-021-442 | 51984 | 0190-MLK-FNP-L06-FILLER02-VERT SEALER B | PM03 | 301 | 78W Cal of 2F6-TIC-06.20/02 | Vertical Sealing Assembly 06B | B | 0190E017 | 2021-11-09 | 2020-09-03 | PHOROSCOFE
0190-021-441 | 51984 | 0190-MLK-FNP-L06-FILLER01-VERT SEALER A | PM03 | 301 | 78W Cal of 2F6-TIC-06.20/01 | Vertical Sealing Assembly 06A | B | 0190E017 | 2021-11-09 | 2020-09-03 | PHOROSCOFE
0190-021-440 | 51984 | 0190-MLK-FNP-L06-FILLER02-HORSEAL ASSY B | PM03 | 301 | 78W Cal of 2F6-TIC-06.06/02 | Horizontal Sealing Assembly 6B | B | 0190E017 | 2021-11-09 | 2020-09-03 | PHOROSCOFE
0190-021-439 | 51984 | 0190-MLK-FNP-L06-FILLER01-HORSEAL ASSY A | PM03 | 301 | 78W Cal of 2F6-TIC-06.06/01 | Horizontal Sealing Assembly 6A | B | 0190E017 | 2021-11-09 | 2020-09-03 | PHOROSCOFE
0190-021-438 | 51984 | 0190-MLK-FNP-L06-FILLER02-HORSEAL ASSY B | PM03 | 301 | 78W Cal of 2F6-TIC-06.05/02 | Horizontal Sealing Assembly 6B | B | 0190E017 | 2021-11-09 | 2020-09-03 | PHOROSCOFE
0190-021-437 | 51984 | 0190-MLK-FNP-L06-FILLER01-HORSEAL ASSY A | PM03 | 301 | 78W Cal of 2F6-TIC-06.05/01 | Horizontal Sealing Assembly 6A | B | 0190E017 | 2021-11-09 | 2020-09-03 | PHOROSCOFE
0190-021-436 | 51984 | 0190-MLK-FNP-L05-FILLER02-VERT SEALER B | PM03 | 301 | 72W Cal of 2F5-TIC-05.23/02 | Vertical Sealing Assembly 05B | B | 0190E017 | 2021-09-05 | 2020-09-03 | PHOROSCOFE
0190-021-435 | 51984 | 0190-MLK-FNP-L05-FILLER01-VERT SEALER A | PM03 | 301 | 72W Cal of 2F5-TIC-05.23/01 | Vertical Sealing Assembly 05A | B | 0190E017 | 2021-09-05 | 2020-09-03 | PHOROSCOFE
0190-021-434 | 51984 | 0190-MLK-FNP-L05-FILLER02-HORSEAL ASSY B | PM03 | 301 | 72W Cal of 2F5-TIC-05.06/02 | Horizontal Sealing Assembly 5B | B | 0190E017 | 2021-09-05 | 2020-09-03 | PHOROSCOFE
0190-021-433 | 51984 | 0190-MLK-FNP-L05-FILLER01-HORSEAL ASSY A | PM03 | 301 | 72W Cal of 2F5-TIC-05.06/01 | Horizontal Sealing Assembly 5A | B | 0190E017 | 2021-09-05 | 2020-09-03 | PHOROSCOFE
0190-021-432 | 51984 | 0190-MLK-FNP-L05-FILLER02-HORSEAL ASSY B | PM03 | 301 | 72W Cal of 2F5-TIC-05.05/02 | Horizontal Sealing Assembly 5B | B | 0190E017 | 2021-09-05 | 2020-09-03 | PHOROSCOFE
0190-021-431 | 51984 | 0190-MLK-FNP-L05-FILLER01-HORSEAL ASSY A | PM03 | 301 | 72W Cal of 2F5-TIC-05.05/01 | Horizontal Sealing Assembly 5A | B | 0190E017 | 2021-09-05 | 2020-09-03 | PHOROSCOFE
0190-021-430 | 51984 | 0190-MLK-FNP-L04-FILLER05-VERT SEALER D | PM03 | 301 | 52W Cal of 2F4-TIC-04.19/04 | Vertical Sealing Assembly 04D | B | 0190E017 | 2021-12-08 | 2020-09-03 | PHOROSCOFE
0190-021-429 | 51984 | 0190-MLK-FNP-L04-FILLER04-VERT SEALER C | PM03 | 301 | 52W Cal of 2F4-TIC-04.19/03 | Vertical Sealing Assembly 04C | B | 0190E017 | 2021-12-08 | 2020-09-03 | PHOROSCOFE
0190-021-428 | 51984 | 0190-MLK-FNP-L04-FILLER03-VERT SEALER B | PM03 | 301 | 52W Cal of 2F4-TIC-04.19/02 | Vertical Sealing Assembly 04B | B | 0190E017 | 2021-12-08 | 2020-09-03 | PHOROSCOFE
0190-021-427 | 51984 | 0190-MLK-FNP-L04-FILLER02-VERT SEALER A | PM03 | 301 | 52W Cal of 2F4-TIC-04.19/01 | Vertical Sealing Assembly 04A | B | 0190E017 | 2021-12-08 | 2020-09-03 | PHOROSCOFE
0190-021-426 | 51984 | 0190-MLK-FNP-L04-FILLER05-HORSEAL ASSY D | PM03 | 301 | 52W Cal of 2F4-TIC-04.06/04 | Horizontal Sealing Assembly 4D | B | 0190E017 | 2021-12-08 | 2020-09-03 | PHOROSCOFE
0190-021-425 | 51984 | 0190-MLK-FNP-L04-FILLER04-HORSEAL ASSY C | PM03 | 301 | 52W Cal of 2F4-TIC-04.06/03 | Horizontal Sealing Assembly 4C | B | 0190E017 | 2021-12-08 | 2020-09-03 | PHOROSCOFE
0190-021-424 | 51984 | 0190-MLK-FNP-L04-FILLER03-HORSEAL ASSY B | PM03 | 301 | 52W Cal of 2F4-TIC-04.06/02 | Horizontal Sealing Assembly 4B | B | 0190E017 | 2021-12-08 | 2020-09-03 | PHOROSCOFE
0190-021-423 | 51984 | 0190-MLK-FNP-L04-FILLER02-HORSEAL ASSY A | PM03 | 301 | 52W Cal of 2F4-TIC-04.06/01 | Horizontal Sealing Assembly 4A | B | 0190E017 | 2021-12-08 | 2020-09-03 | PHOROSCOFE
0190-021-422 | 51984 | 0190-MLK-FNP-L04-FILLER05-HORSEAL ASSY D | PM03 | 301 | 52W Cal of 2F4-TIC-04.05/04 | Horizontal Sealing Assembly 4D | B | 0190E017 | 2021-12-08 | 2020-09-03 | PHOROSCOFE
0190-021-421 | 51984 | 0190-MLK-FNP-L04-FILLER04-HORSEAL ASSY C | PM03 | 301 | 52W Cal of 2F4-TIC-04.05/03 | Horizontal Sealing Assembly 4C | B | 0190E017 | 2021-12-08 | 2020-09-03 | PHOROSCOFE
0190-021-420 | 51984 | 0190-MLK-FNP-L04-FILLER03-HORSEAL ASSY B | PM03 | 301 | 52W Cal of 2F4-TIC-04.05/02 | Horizontal Sealing Assembly 4B | B | 0190E017 | 2021-12-08 | 2020-09-03 | PHOROSCOFE
0190-021-419 | 51984 | 0190-MLK-FNP-L04-FILLER02-HORSEAL ASSY A | PM03 | 301 | 52W Cal of 2F4-TIC-04.05/01 | Horizontal Sealing Assembly 4A | B | 0190E017 | 2021-12-08 | 2020-09-03 | PHOROSCOFE
0190-021-418 | 51984 | 0190-MLK-FNP-L03-FILLER04-VERT SEALER B | PM03 | 301 | 72W Cal of 2F3-TIC-03.19/02 | Vertical Sealing Assembly 03B | B | 0190E017 | 2021-09-05 | 2020-09-03 | PHOROSCOFE
0190-021-417 | 51984 | 0190-MLK-FNP-L03-FILLER03-VERT SEALER A | PM03 | 301 | 72W Cal of 2F3-TIC-03.19/01 | Vertical Sealing Assembly 03A | B | 0190E017 | 2021-09-05 | 2020-09-03 | PHOROSCOFE
0190-021-416 | 51984 | 0190-MLK-FNP-L03-FILLER04-HORSEAL ASSY B | PM03 | 301 | 72W Cal of 2F3-TIC-03.06/02 | Horizontal Sealing Assembly 3B | B | 0190E017 | 2021-09-05 | 2020-09-03 | PHOROSCOFE
0190-021-415 | 51984 | 0190-MLK-FNP-L03-FILLER03-HORSEAL ASSY A | PM03 | 301 | 72W Cal of 2F3-TIC-03.06/01 | Horizontal Sealing Assembly 3A | B | 0190E017 | 2021-09-05 | 2020-09-03 | PHOROSCOFE
0190-021-414 | 51984 | 0190-MLK-FNP-L03-FILLER04-HORSEAL ASSY B | PM03 | 301 | 72W Cal of 2F3-TIC-03.05/02 | Horizontal Sealing Assembly 3B | B | 0190E017 | 2021-09-05 | 2020-09-03 | PHOROSCOFE
0190-021-413 | 51984 | 0190-MLK-FNP-L03-FILLER03-HORSEAL ASSY A | PM03 | 301 | 72W Cal of 2F3-TIC-03.05/01 | Horizontal Sealing Assembly 3A | B | 0190E017 | 2021-09-05 | 2020-09-03 | PHOROSCOFE
0190-021-412 | 51984 | 0190-MLK-FNP-L02-FILLER04-VERT SEALER D | PM03 | 301 | 72W Cal of 2F2-TIC-02.21/04 | Vertical Sealing Assembly 2D | B | 0190E017 | 2021-12-08 | 2020-09-03 | PHOROSCOFE
0190-021-411 | 51984 | 0190-MLK-FNP-L02-FILLER03-VERT SEALER C | PM03 | 301 | 72W Cal of 2F2-TIC-02.21/03 | Vertical Sealing Assembly 2C | B | 0190E017 | 2021-12-08 | 2020-09-03 | PHOROSCOFE
0190-021-410 | 51984 | 0190-MLK-FNP-L02-FILLER02-VERT SEALER B | PM03 | 301 | 72W Cal of 2F2-TIC-02.21/02 | Vertical Sealing Assembly 2B | B | 0190E017 | 2021-12-08 | 2020-09-03 | PHOROSCOFE
0190-021-409 | 51984 | 0190-MLK-FNP-L02-FILLER01-VERT SEALER A | PM03 | 301 | 72W Cal of 2F2-TIC-02.21/01 | Vertical Sealing Assembly 2A | B | 0190E017 | 2021-12-08 | 2020-09-03 | PHOROSCOFE
0190-021-408 | 51984 | 0190-MLK-FNP-L02-FILLER04-HORSEAL ASSY D | PM03 | 301 | 72W Cal of 2F2-TIC-02.06/04 | Horizontal Sealing Assembly 2D | B | 0190E017 | 2021-12-08 | 2020-09-03 | PHOROSCOFE
0190-021-407 | 51984 | 0190-MLK-FNP-L02-FILLER03-HORSEAL ASSY C | PM03 | 301 | 72W Cal of 2F2-TIC-02.06/03 | Horizontal Sealing Assembly 2C | B | 0190E017 | 2021-12-08 | 2020-09-03 | PHOROSCOFE
0190-021-406 | 51984 | 0190-MLK-FNP-L02-FILLER02-HORSEAL ASSY B | PM03 | 301 | 72W Cal of 2F2-TIC-02.06/02 | Horizontal Sealing Assembly 2B | B | 0190E017 | 2021-12-08 | 2020-09-03 | PHOROSCOFE
0190-021-405 | 51984 | 0190-MLK-FNP-L02-FILLER01-HORSEAL ASSY A | PM03 | 301 | 72W Cal of 2F2-TIC-02.06/01 | Horizontal Sealing Assembly 2A | B | 0190E017 | 2021-12-08 | 2020-09-03 | PHOROSCOFE
0190-021-404 | 51984 | 0190-MLK-FNP-L02-FILLER04-HORSEAL ASSY D | PM03 | 301 | 72W Cal of 2F2-TIC-02.05/04 | Horizontal Sealing Assembly 2D | B | 0190E017 | 2021-12-08 | 2020-09-03 | PHOROSCOFE
0190-021-403 | 51984 | 0190-MLK-FNP-L02-FILLER03-HORSEAL ASSY C | PM03 | 301 | 72W Cal of 2F2-TIC-02.05/03 | Horizontal Sealing Assembly 2C | B | 0190E017 | 2021-12-08 | 2020-09-03 | PHOROSCOFE
0190-021-402 | 51984 | 0190-MLK-FNP-L02-FILLER02-HORSEAL ASSY B | PM03 | 301 | 72W Cal of 2F2-TIC-02.05/02 | Horizontal Sealing Assembly 2B | B | 0190E017 | 2021-12-08 | 2020-09-03 | PHOROSCOFE
0190-021-401 | 51984 | 0190-MLK-FNP-L02-FILLER01-HORSEAL ASSY A | PM03 | 301 | 72W Cal of 2F2-TIC-02.05/01 | Horizontal Sealing Assembly 2A | B | 0190E017 | 2021-12-08 | 2020-09-03 | PHOROSCOFE
0190-021-400 | 51984 | 0190-MLK-FNP-L01-FILLER04-VERT SEALER D | PM03 | 301 | 52W Cal of 2F1-TIC-01.26/04 | Vertical Sealing Assembly 1D | B | 0190E017 | 2021-12-08 | 2020-09-03 | PHOROSCOFE
0190-021-399 | 51984 | 0190-MLK-FNP-L01-FILLER02-VERT SEALER B | PM03 | 301 | 72W Cal of 2F1-TIC-01.26/02 | Vertical Sealing Assembly 1B | B | 0190E017 | 2021-12-08 | 2020-09-03 | PHOROSCOFE
0190-021-398 | 51984 | 0190-MLK-FNP-L01-FILLER01-VERT SEALER A | PM03 | 301 | 72W Cal of 2F1-TIC-01.26/01 | Vertical Sealing Assembly 1A | B | 0190E017 | 2021-12-08 | 2020-09-03 | PHOROSCOFE
0190-021-397 | 51984 | 0190-MLK-FNP-L01-FILLER04-HORSEAL ASSY D | PM03 | 301 | 72W Cal of 2F1-TIC-01.06/04 | Horizontal Sealing Assembly 1D | B | 0190E017 | 2021-12-08 | 2020-09-03 | PHOROSCOFE
0190-021-396 | 51984 | 0190-MLK-FNP-L01-FILLER03-HORSEAL ASSY C | PM03 | 301 | 72W Cal of 2F1-TIC-01.06/03 | Horizontal Sealing Assembly 1C | B | 0190E017 | 2021-12-08 | 2020-09-03 | PHOROSCOFE
0190-021-395 | 51984 | 0190-MLK-FNP-L01-FILLER02-HORSEAL ASSY B | PM03 | 301 | 72W Cal of 2F1-TIC-01.06/02 | Horizontal Sealing Assembly 1B | B | 0190E017 | 2021-12-08 | 2020-09-03 | PHOROSCOFE
0190-021-394 | 51984 | 0190-MLK-FNP-L01-FILLER01-HORSEAL ASSY A | PM03 | 301 | 72W Cal of 2F1-TIC-01.06/01 | Horizontal Sealing Assembly 1A | B | 0190E017 | 2021-12-08 | 2020-09-03 | PHOROSCOFE
0190-021-393 | 51984 | 0190-MLK-FNP-L01-FILLER04-HORSEAL ASSY D | PM03 | 301 | 72W Cal of 2F1-TIC-01.05/04 | Horizontal Sealing Assembly 1D | B | 0190E017 | 2021-12-08 | 2020-09-03 | PHOROSCOFE
0190-021-392 | 51984 | 0190-MLK-FNP-L01-FILLER03-HORSEAL ASSY C | PM03 | 301 | 72W Cal of 2F1-TIC-01.05/03 | Horizontal Sealing Assembly 1C | B | 0190E017 | 2021-12-08 | 2020-09-03 | PHOROSCOFE
0190-021-391 | 51984 | 0190-MLK-FNP-L01-FILLER02-HORSEAL ASSY B | PM03 | 301 | 72W Cal of 2F1-TIC-01.05/02 | Horizontal Sealing Assembly 1B | B | 0190E017 | 2021-12-08 | 2020-09-03 | PHOROSCOFE
0190-021-390 | 51984 | 0190-MLK-FNP-L01-FILLER01-HORSEAL ASSY A | PM03 | 301 | 72W Cal of 2F1-TIC-01.05/01 | Horizontal Sealing Assembly 1A | B | 0190E017 | 2021-12-08 | 2020-09-03 | PHOROSCOFE
0190-021-389 | 51984 | 0190-MLK-FNP-L10-FILLER06-VERT SEALER B | PM03 | 301 | 72W Cal of 2F10-TIC-10.23/02 | Vertical Sealing Assembly 10B | B | 0190E017 | 2021-12-08 | 2020-09-03 | PHOROSCOFE
0190-021-388 | 51984 | 0190-MLK-FNP-L10-FILLER05-VERT SEALER A | PM03 | 301 | 72W Cal of 2F10-TIC-10.23/01 | Vertical Sealing Assembly 10A | B | 0190E017 | 2021-12-08 | 2020-09-03 | PHOROSCOFE
0190-021-387 | 51984 | 0190-MLK-FNP-L10-FILLER06-HORSEAL ASSY B | PM03 | 301 | 72W Cal of 2F10-TIC-10.06/02 | Horizontal Sealing Assembly 10B | B | 0190E017 | 2021-12-08 | 2020-09-03 | PHOROSCOFE
0190-021-386 | 51984 | 0190-MLK-FNP-L10-FILLER06-HORSEAL ASSY B | PM03 | 301 | 72W Cal of 2F10-TIC-10.05/02 | Horizontal Sealing Assembly 10B | B | 0190E017 | 2021-12-08 | 2020-09-03 | PHOROSCOFE
0190-021-385 | 51984 | 0190-MLK-FNP-L10-FILLER05-HORSEAL ASSY A | PM03 | 301 | 72W Cal of 2F10-TIC-10.05/01 | Horizontal Sealing Assembly 10A | B | 0190E017 | 2021-12-08 | 2020-09-03 | PHOROSCOFE
0190-021-384 | 57959 | 0190-MLK-FNP-AUX-MONDEV02 | PM03 | 301 | 24W Cal of 38571 | Milk FP Monitoring Device FR2 | B | 0190E017 | 2021-09-05 | 2020-09-04 | PHOROSCOFE
0190-021-383 | 51843 | 0190-MLK-PRO-DFS-DFSILO08 | PM03 | 301 | 52W Cal of 2F8-WIT-08.24 | Direct Filling Silo Line 8 | B | 0190E017 | 2021-09-05 | 2020-08-21 | PHOROSCOFE
0190-021-382 | 51843 | 0190-MLK-PRO-DFS-DFSILO04 | PM03 | 301 | 52W Cal of 2F4-WIT-11.30 | Direct Filling Silo Line 4 | B | 0190E017 | 2021-09-05 | 2020-08-21 | PHOROSCOFE
0190-021-381 | 520891 | 0190-MLK-FNP-COM-LKTSTR01 | PM03 | 301 | 52W Cal of 2F17-PLT-0207135 | Milk LeakTester Veripac-325 SN0207176 R1 | B | 0190E017 | 2021-11-03 | 2020-08-21 | PHILAGANAN
0190-021-380 | 520891 | 0190-MLK-FNP-COM-LKTSTR02 | PM03 | 301 | 52W Cal of 2F17-PLT-0206960 | Milk LeakTester Veripac-325 SN0206960 R2 | B | 0190E017 | 2021-11-03 | 2020-08-21 | PHILAGANAN
0190-021-379 | 57959 | 0190-MLK-FNP-L11-OXYANA01 | PM03 | 301 | 13W Cal of 2F17-OXIC-005 | BF Oxygen Analyzer Line 11 & 12 | B | 0190E017 | 2021-11-03 | 2020-08-21 | PHILAGANAN
0190-021-378 | 57959 | 0190-MLK-FNP-AUX-MONDEV02-O2ANALYZER01 | PM03 | 301 | 13W Cal of 87120996 | DANSENSOR Oxygen Analyzer FR2 | A | 0190E017 | 2021-09-05 | 2020-08-21 | PHOROSCOFE
0190-021-377 | 43006 | 0190-MLK-FNP-L09-XRAYMA02-CTRLPANEL01 | PM03 | 306 | 24W Cal of 2F9-XRAY-09.14(OPRP) | X-Ray Machine Control Panel Line 09 AB | A | 0190E017 | 2021-09-05 | 2020-08-21 | PHOROSCOFE
0190-021-376 | 43006 | 0190-MLK-FNP-L08-XRAYMA02-CTRLPANEL01 | PM03 | 306 | 24W Cal of 2F8-XRAY-08.10(OPRP) | X-Ray Machine Control Panel Line 08 AB | A | 0190E017 | 2021-09-05 | 2020-08-21 | PHOROSCOFE
0190-021-375 | 43006 | 0190-MLK-FNP-L03-XRAYMA01-CTRLPANEL01 | PM03 | 306 | 24W Cal of 2F7-XRAY-07.10(OPRP) | X-Ray Machine Control Panel Line 03 | A | 0190E017 | 2021-09-05 | 2020-08-21 | PHOROSCOFE
0190-021-374 | 43006 | 0190-MLK-FNP-L06-XRAYMA01-CONV ASSY | PM03 | 306 | 24W Cal of 2F6-XRAY-06.10(OPRP) | X-Ray Machine Conveyor Assy Line 06AB | A | 0190E017 | 2021-09-05 | 2020-08-21 | PHOROSCOFE
0190-021-373 | 43006 | 0190-MLK-FNP-L05-XRAYMA02-CTRLPANEL01 | PM03 | 306 | 24W Cal of 2F5-XRAY-05.10(OPRP) | X-Ray Machine Control Panel Line 05 AB | A | 0190E017 | 2021-09-05 | 2020-08-21 | PHOROSCOFE
0190-021-372 | 43006 | 0190-MLK-FNP-L04-XRAYMA01-CTRLPANEL01 | PM03 | 306 | 24W Cal of 2F4-XRAY-04.09(OPRP) | X-Ray Machine Control Panel Line 04 | A | 0190E017 | 2021-09-05 | 2020-08-21 | PHOROSCOFE
0190-021-371 | 43006 | 0190-MLK-FNP-L07-XRAYMA04-CTRLPANEL | PM03 | 306 | 24W Cal of 2F3-XRAY-03.09(OPRP) | X-Ray Machine Control Panel Line 07 | A | 0190E017 | 2021-09-05 | 2020-08-21 | PHOROSCOFE
0190-021-370 | 43006 | 0190-MLK-FNP-L02-XRAYMA04-CTRLPANEL | PM03 | 306 | 24W Cal of 2F2-XRAY-02.09/02(OPRP) | X-ray Machine Control Panel Line 2 CD | A | 0190E017 | 2021-09-05 | 2020-08-21 | PHOROSCOFE
0190-021-369 | 43006 | 0190-MLK-FNP-L02-XRAYMA05-CTRLPANEL | PM03 | 306 | 24W Cal of 2F2-XRAY-02.09/01(OPRP) | X-ray Machine Control Panel Line 2 AB | A | 0190E017 | 2021-09-05 | 2020-08-21 | PHOROSCOFE
0190-021-368 | 43006 | 0190-MLK-FNP-L01-XRAYMA04-CTRLPANEL01 | PM03 | 306 | 24W Cal of 2F1-XRAY-01.09/02(OPRP) | X-ray Machine Control Panel Line 1 CD | A | 0190E017 | 2021-09-05 | 2020-08-21 | PHOROSCOFE
0190-021-367 | 43006 | 0190-MLK-FNP-L01-XRAYMA03-CTRLPANEL01 | PM03 | 306 | 24W Cal of 2F1-XRAY-01.09/01(OPRP) | X-ray Machine Control Panel Line 1 AB | A | 0190E017 | 2021-09-05 | 2020-08-21 | PHOROSCOFE
0190-021-366 | 43006 | 0190-MLK-FNP-L17-XRAYMA01-CONTROLPANEL | PM03 | 306 | 24W Cal of 2F17-XRAY-14.01/02(OPRP) | X-Ray Machine Control Panel Line 17 AB | A | 0190E017 | 2021-09-05 | 2020-08-21 | PHOROSCOFE
0190-021-365 | 57959 | 0190-MLK-FNP-AUX-MONDEV02-O2ANALYZER02 | PM03 | 301 | 13W Cal of 2F17-OXIC-95.04 | DANSENSOR OxygenAnalyzer FR2 Near L14/15 | A | 0190E017 | 2021-11-03 | 2020-08-21 | PHILAGANAN
0190-021-364 | 57959 | 0190-MLK-FNP-AUX-MONDEV01-2F17OXIC004 | PM03 | 301 | 13W Cal of 2F17-OXIC-004 | MLKFP Environment O2 Analyzer FR1 | A | 0190E017 | 2021-09-05 | 2020-08-21 | PHOROSCOFE
0190-021-363 | 57959 | 0190-MLK-FNP-AUX-MONDEV01-O2ANALYZER01 | PM03 | 301 | 13W Cal of 2F17-OXIC-002 | DANSENSOR Oxygen Analyzer FR1 | A | 0190E017 | 2021-09-05 | 2020-08-21 | PHOROSCOFE
0190-021-362 | 43006 | 0190-MLK-FNP-L16-XRAYMA02-CONTROLPANEL | PM03 | 306 | 24W Cal of 2F16-XRAY-14.01/01(OPRP) | X-Ray Machine Control Panel Line 16 CD | A | 0190E017 | 2021-09-05 | 2020-08-21 | PHOROSCOFE
0190-021-361 | 43006 | 0190-MLK-FNP-L15-XRAYMA02-CONTROLPANEL | PM03 | 306 | 24W Cal of 2F15-XRAY-12.08/02(OPRP) | X-Ray Machine Control Panel Line 15 CD | A | 0190E017 | 2021-09-05 | 2020-08-21 | PHOROSCOFE
0190-021-360 | 43006 | 0190-MLK-FNP-L15-XRAYMA01-CONTROLPANEL | PM03 | 306 | 24W Cal of 2F15-XRAY-12.08/01(OPRP) | X-Ray Machine Control Panel Line L15 AB | A | 0190E017 | 2021-09-05 | 2020-08-21 | PHOROSCOFE
0190-021-359 | 43006 | 0190-MLK-FNP-L14-XRAYMA02-CTRLPANEL01 | PM03 | 306 | 24W Cal of 2F14-XRAY-11.08/02(OPRP) | X-Ray Machine Control Panel Line 14 CD | A | 0190E017 | 2021-09-05 | 2020-08-21 | PHOROSCOFE
0190-021-358 | 43006 | 0190-MLK-FNP-L14-XRAYMA01-CTRLPANEL01 | PM03 | 306 | 24W Cal of 2F14-XRAY-11.08/01(OPRP) | X-Ray Machine Control Panel Line 14 AB | A | 0190E017 | 2021-09-05 | 2020-08-21 | PHOROSCOFE
0190-021-357 | 57959 | 0190-MLK-FNP-L12-POSGAS01-O2ANALYZER01 | PM03 | 301 | 13W Cal of 2F12-OXIC-001 | BF Post-Gassing System O2 Analyzer L12 | A | 0190E017 | 2021-09-05 | 2020-08-21 | PHOROSCOFE
0190-021-356 | 59431 | 0190-MLK-FNP-L12-METDET03 | PM03 | 306 | 24W Cal of 2F12-METDET-11.29(OPRP) | LOMA Metal Detector Line 12 | A | 0190E017 | 2021-09-05 | 2020-08-21 | PHOROSCOFE
0190-021-355 | 59431 | 0190-MLK-FNP-L11-METDET03 | PM03 | 306 | 24W Cal of 2F11-METDET-11.29(OPRP) | LOMA Metal Detector Line 11 | A | 0190E017 | 2021-09-05 | 2020-08-21 | PHOROSCOFE
0190-021-354 | 43006 | 0190-MLK-FNP-L10-XRAYMA03-CTRLPANEL01 | PM03 | 306 | 24W Cal of 2F10-XRAY-10.14 (OPRP) | X-Ray Machine Control Panel Line 01 | A | 0190E017 | 2021-09-05 | 2020-08-21 | PHOROSCOFE
0190-021-353 | 57959 | 0190-MLK-FNP-AUX-MONDEV02 | PM03 | 301 | 13W Cal of 74231 | Milk FP Monitoring Device FR2 | B | 0190E017 | 2021-09-05 | 2020-08-21 | PHOROSCOFE
0190-021-352 | 52264 | 0190-MLK-FNP-AUX-MONDEV03 | PM03 | 301 | 52W Cal of 5D4-PRV-009 | Milk FP Monitoring Device Bulk Filling | B | 0190E017 | 2021-09-05 | 2020-08-20 | PHOROSCOFE
0190-021-351 | 51843 | 0190-MLK-FNP-AUX-MONDEV02 | PM03 | 301 | 52W Cal of 40010020333 | Milk FP Monitoring Device FR2 | B | 0190E017 | 2021-10-25 | 2020-08-20 | PHOROSCOFE
0190-021-350 | 51843 | 0190-MLK-FNP-AUX-MONDEV02 | PM03 | 301 | 52W Cal of 3446613 | Milk FP Monitoring Device FR2 | B | 0190E017 | 2021-09-05 | 2020-08-20 | PHOROSCOFE
0190-021-349 | 51843 | 0190-MLK-FNP-AUX-MONDEV02 | PM03 | 301 | 52W Cal of 34404685 | Milk FP Monitoring Device FR2 | B | 0190E017 | 2021-09-05 | 2020-08-20 | PHOROSCOFE
0190-021-348 | 51843 | 0190-MLK-FNP-AUX-MONDEV03 | PM03 | 301 | 52W Cal of 2F-WI 002 | Milk FP Monitoring Device Bulk Filling | B | 0190E017 | 2021-09-05 | 2020-08-20 | PHOROSCOFE
0190-021-347 | 51843 | 0190-MLK-PRO-DFS-DFSILO09 | PM03 | 301 | 52W Cal of 2F9-WIT-09.24 | Direct Filling Silo Line 9 | B | 0190E017 | 2021-09-05 | 2020-08-20 | PHOROSCOFE
0190-021-346 | 51843 | 0190-MLK-PRO-DFS-DFSILO06 | PM03 | 301 | 52W Cal of 2F6-WIT-07.33 | Direct Filling Silo Line 6 | B | 0190E017 | 2021-09-05 | 2020-08-20 | PHOROSCOFE
0190-021-345 | 51843 | 0190-MLK-PRO-DFS-DFSILO05 | PM03 | 301 | 52W Cal of 2F5-WIT-06.24 | Direct Filling Silo Line 5 | B | 0190E017 | 2021-09-05 | 2020-08-20 | PHOROSCOFE
0190-021-344 | 51843 | 0190-MLK-PRO-DFS-DFSILO03 | PM03 | 301 | 52W Cal of 2F3_WIT-10.24 | Direct Filling Silo Line 3 | B | 0190E017 | 2021-09-05 | 2020-08-20 | PHOROSCOFE
0190-021-343 | 51820 | 0190-MLK-FNP-AUX-TESTWEIGHTS | PM03 | 301 | 52W Cal of 2F18-DFTS96002 | Milk FP Test Weights | B | 0190E017 | 2021-09-05 | 2020-08-20 | PHOROSCOFE
0190-021-342 | 51820 | 0190-MLK-FNP-AUX-TESTWEIGHTS | PM03 | 301 | 52W Cal of 2F18-DFTS96001 | Milk FP Test Weights | B | 0190E017 | 2021-09-05 | 2020-08-20 | PHOROSCOFE
0190-021-341 | 51820 | 0190-MLK-FNP-AUX-TESTWEIGHTS | PM03 | 301 | 52W Cal of 2F17-TS-3829473 | Milk FP Test Weights | B | 0190E017 | 2021-09-05 | 2020-08-20 | PHOROSCOFE
0190-021-340 | 51820 | 0190-MLK-FNP-AUX-TESTWEIGHTS | PM03 | 301 | 52W Cal of 2F17-TS-23829484 | Milk FP Test Weights | B | 0190E017 | 2021-09-05 | 2020-08-20 | PHOROSCOFE
0190-021-339 | 51820 | 0190-MLK-FNP-AUX-TESTWEIGHTS | PM03 | 301 | 52W Cal of 2F17-TS-23829474 | Milk FP Test Weights | B | 0190E017 | 2021-09-05 | 2020-08-20 | PHOROSCOFE
0190-021-338 | 51820 | 0190-MLK-FNP-AUX-TESTWEIGHTS | PM03 | 301 | 52W Cal of 2F17-TS-23729248 | Milk FP Test Weights | B | 0190E017 | 2021-09-05 | 2020-08-20 | PHOROSCOFE
0190-021-337 | 51820 | 0190-MLK-FNP-AUX-TESTWEIGHTS | PM03 | 301 | 52W Cal of 2F17-TS-23729246 | Milk FP Test Weights | B | 0190E017 | 2021-09-05 | 2020-08-20 | PHOROSCOFE
0190-021-336 | 51843 | 0190-MLK-PRO-DFS-DFSILO02B | PM03 | 301 | 52W Cal of 2F2-WIT-09.24 | Direct Filling Silo Line 2B | B | 0190E017 | 2021-09-05 | 2020-08-20 | PHOROSCOFE
0190-021-335 | 51843 | 0190-MLK-PRO-DFS-DFSILO02A | PM03 | 301 | 52W Cal of 2F2_WIT-08.24 | Direct Filling Silo Line 2A | B | 0190E017 | 2021-09-05 | 2020-08-20 | PHOROSCOFE
0190-021-334 | 51843 | 0190-MLK-PRO-DFS-DFSILO01B | PM03 | 301 | 78W Cal of 2F1-WIT-07.24 | Direct Filling Silo Line 1B | B | 0190E017 | 2021-12-07 | 2020-08-20 | PHOROSCOFE
0190-021-333 | 51843 | 0190-MLK-PRO-DFS-DFSILO01A | PM03 | 301 | 52W Cal of 2F1-WIT-06.24 | Direct Filling Silo Line 1A | B | 0190E017 | 2021-09-05 | 2020-08-20 | PHOROSCOFE
0190-021-332 | 51982 | 0190-MLK-FNP-AUX-MONDEV03 | PM03 | 301 | 78W Cal of 2F18-PIT-003 | Milk FP Monitoring Device Bulk Filling | B | 0190E017 | 2021-11-09 | 2020-08-20 | PHOROSCOFE
0190-021-331 | 51982 | 0190-MLK-FNP-AUX-MONDEV03 | PM03 | 301 | 52W Cal of 2F18-PIT-002 | Milk FP Monitoring Device Bulk Filling | B | 0190E017 | 2021-09-05 | 2020-08-20 | PHOROSCOFE
0190-021-330 | 51820 | 0190-MLK-FNP-AUX-TESTWEIGHTS | PM03 | 301 | 52W Cal of 2F17-TS-23629555 | Milk FP Test Weights | B | 0190E017 | 2021-09-05 | 2020-08-20 | PHOROSCOFE
0190-021-329 | 51982 | 0190-MLK-FNP-AUX-MONDEV02 | PM03 | 301 | 52W Cal of 2F17-PIT-070 | Milk FP Monitoring Device FR2 | B | 0190E017 | 2021-09-05 | 2020-08-20 | PHOROSCOFE
0190-021-328 | 51982 | 0190-MLK-FNP-AUX-MONDEV01 | PM03 | 301 | 52W Cal of 2F17-PIT-001 | Milk FP Monitoring Device FR1 | B | 0190E017 | 2021-09-05 | 2020-08-20 | PHOROSCOFE
0190-021-327 | 51843 | 0190-MLK-FNP-AUX-MONDEV04 | PM03 | 301 | 78W Cal of 2F14-WIT-14.13/02 | Milk FP Monitoring Device TTS DFS | B | 0190E017 | 2021-12-07 | 2020-08-20 | PHOROSCOFE
0190-021-326 | 51843 | 0190-MLK-FNP-AUX-MONDEV04 | PM03 | 301 | 78W Cal of 2F14-WIT-14.13/01 | Milk FP Monitoring Device TTS DFS | B | 0190E017 | 2021-12-07 | 2020-08-20 | PHOROSCOFE
0190-021-325 | 51843 | 0190-MLK-FNP-AUX-MONDEV03 | PM03 | 301 | 52W Cal of 2F12-WIT-12.63 | Milk FP Monitoring Device Bulk Filling | B | 0190E017 | 2021-09-05 | 2020-08-20 | PHOROSCOFE
0190-021-324 | 51843 | 0190-MLK-FNP-AUX-MONDEV03 | PM03 | 301 | 52W Cal of 2F11-WIT-12.62 | Milk FP Monitoring Device Bulk Filling | B | 0190E017 | 2021-09-05 | 2020-08-20 | PHOROSCOFE
0190-021-323 | 51982 | 0190-MLK-FNP-AUX-MONDEV03 | PM03 | 301 | 52W Cal of 2F11-PT-001 | Milk FP Monitoring Device Bulk Filling | B | 0190E017 | 2021-09-05 | 2020-08-20 | PHOROSCOFE
0190-021-322 | 51843 | 0190-MLK-FNP-AUX-MONDEV04 | PM03 | 301 | 52W Cal of 2F10-WIT-10.26 | Milk FP Monitoring Device TTS DFS | B | 0190E017 | 2021-09-05 | 2020-08-20 | PHOROSCOFE
0190-021-321 | 51843 | 0190-MLK-FNP-AUX-MONDEV02 | PM03 | 301 | 52W Cal of 24404490 | Milk FP Monitoring Device FR2 | B | 0190E017 | 2021-09-05 | 2020-08-20 | PHOROSCOFE
0190-021-320 | 51820 | 0190-MLK-FNP-AUX-TESTWEIGHTS | PM03 | 301 | 52W Cal of 23829485 | Milk FP Test Weights | B | 0190E017 | 2021-09-05 | 2020-08-20 | PHOROSCOFE
0190-021-319 | 51820 | 0190-MLK-FNP-AUX-TESTWEIGHTS | PM03 | 301 | 52W Cal of 23729986 | Milk FP Test Weights | B | 0190E017 | 2021-09-05 | 2020-08-20 | PHOROSCOFE
0190-021-318 | 51820 | 0190-MLK-FNP-AUX-TESTWEIGHTS | PM03 | 301 | 52W Cal of 23629585 | Milk FP Test Weights | B | 0190E017 | 2021-09-05 | 2020-08-20 | PHOROSCOFE
0190-021-317 | 51843 | 0190-MLK-FNP-L09-CASWGH02-CONTROLPANEL | PM03 | 301 | 72W Cal of 2F9-CHW-09.19 | Case Checkweigher Control Panel Line 09 | B | 0190E017 | 2021-09-05 | 2020-08-20 | PHOROSCOFE
0190-021-316 | 51843 | 0190-MLK-FNP-L08-CASWGH02-CNTRLPNL | PM03 | 301 | 72W Cal of 2F8-CHW-08.15 | Case Checkweigher Control Panel Line 08 | B | 0190E017 | 2021-09-05 | 2020-08-20 | PHOROSCOFE
0190-021-315 | 51843 | 0190-MLK-FNP-L07-CASWGH02-CONTROLPANEL | PM03 | 301 | 72W Cal of 2F7-CHW-07.15 | Case Checkweigher Control Panel Line 07 | B | 0190E017 | 2021-09-05 | 2020-08-20 | PHOROSCOFE
0190-021-314 | 51843 | 0190-MLK-FNP-L06-CASWGH01-CNTRLPNL | PM03 | 301 | 78W Cal of 2F6-CHW-06.16 | Case Checkweigher Control Panel Line 06 | B | 0190E017 | 2021-12-07 | 2020-08-20 | PHOROSCOFE
0190-021-313 | 51843 | 0190-MLK-FNP-L05-CASWGH02-CONTROL PANEL | PM03 | 301 | 78W Cal of 2F5-WIT-05.17 | ANRITSU Case CW Control Panel Line 5 | B | 0190E017 | 2021-09-05 | 2020-08-20 | PHOROSCOFE
0190-021-312 | 51843 | 0190-MLK-FNP-L04-CASWGH02-CONTROLPANEL | PM03 | 301 | 52W Cal of 2F4-CHW-04.15 | Case Checkweigher Control Panel Line 04 | B | 0190E017 | 2021-11-09 | 2020-08-20 | PHOROSCOFE
0190-021-311 | 51843 | 0190-MLK-FNP-L03-CASWGH02-CONTROL PANEL | PM03 | 301 | 78W Cal of 2F3-CHW-03.14 | ANRITSU Case CW Control Panel Line 3 | B | 0190E017 | 2021-09-05 | 2020-08-20 | PHOROSCOFE
0190-021-310 | 51843 | 0190-MLK-FNP-L02-CASWGH02-CONTROL PANEL | PM03 | 301 | 72W Cal of 2F2-CHW-02.16 | ANRITSU Case CW Control Panel Line 2 | B | 0190E017 | 2021-11-09 | 2020-08-20 | PHOROSCOFE
0190-021-309 | 51843 | 0190-MLK-FNP-L01-CASWGH02-CONTROL PANEL | PM03 | 301 | 72W Cal of 2F1-CHW-01.17 | ANRITSU Case CW Control Panel Line 1 | B | 0190E017 | 2021-09-05 | 2020-08-20 | PHOROSCOFE
0190-021-308 | 51843 | 0190-MLK-FNP-L16-CASWGH01-CONTROLPANEL | PM03 | 301 | 52W Cal of 2F16-CHW-12.15/02 | ISHIDA Case CW Control Panel Line 16 | B | 0190E017 | 2021-09-05 | 2020-08-20 | PHOROSCOFE
0190-021-307 | 51843 | 0190-MLK-FNP-L17-CASWGH02-CONTROLPANEL | PM03 | 301 | 52W Cal of 2F16-CHW-12.15/01 | ISHIDA CCW Control Panel Line 17AB | B | 0190E017 | 2021-09-05 | 2020-08-20 | PHOROSCOFE
0190-021-306 | 51843 | 0190-MLK-FNP-L15-CASWGH01-CONTROLPANEL | PM03 | 301 | 52W Cal of 2F15-CHW-11.15/02 | Case Checkweigher Control Panel Line 15 | B | 0190E017 | 2021-09-05 | 2020-08-20 | PHOROSCOFE
0190-021-305 | 51843 | 0190-MLK-FNP-L14-CASWGH02-CONTROLPANEL | PM03 | 301 | 52W Cal of 2F14-CHW-11.15/01 | Case Checkweigher Control Panel Line 14 | B | 0190E017 | 2021-09-05 | 2020-08-20 | PHOROSCOFE
0190-021-304 | 51843 | 0190-MLK-FNP-L10-FILLER05-HORSEAL ASSY A | PM03 | 301 | 72W Cal of 2F10-TIC-10.06/01 | Horizontal Sealing Assembly 10A | B | 0190E017 | 2021-12-08 | 2020-08-20 | PHOROSCOFE
0190-021-303 | 51843 | 0190-MLK-FNP-L10-CASWGH02-CONTROLPANEL | PM03 | 301 | 72W Cal of 2F10-CHW-10.19 | Case Checkweigher Control Panel L10 | B | 0190E017 | 2021-09-05 | 2020-08-20 | PHOROSCOFE
0190-021-302 | 51984 | 0190-MLK-FNP-COM-AHU06-1D4TT041940 | PM03 | 301 | 52W Cal of 1D4-TT-04-1940 | MLKFP FR2 AHU TemperatureTranmitter No.2 | B | 0190E017 | 2021-09-05 | 2020-08-20 | PHOROSCOFE
0190-021-301 | 51984 | 0190-MLK-FNP-COM-AHU08-1D4TT041939 | PM03 | 301 | 52W Cal of 1D4-TT-04-1939 | MLKF TTS DFS AHU Temp. Transmitter No.2 | B | 0190E017 | 2021-09-05 | 2020-08-20 | PHOROSCOFE
0190-021-300 | 51984 | 0190-MLK-FNP-COM-AHU05-1D4TT041845 A00 | PM03 | 301 | 52W Cal of 1D4-TT-04-1845 | MLKF FR1 AHU TemperatureTransmitter No.2 | B | 0190E017 | 2021-09-05 | 2020-08-20 | PHOROSCOFE
0190-021-299 | 51984 | 0190-MLK-FNP-COM-AHU06-1D4TT031940 | PM03 | 301 | 52W Cal of 1D4-TT-03-1940 | MLKFP FR2 AHU TemperatureTranmitter No.1 | B | 0190E017 | 2021-09-05 | 2020-08-20 | PHOROSCOFE
0190-021-298 | 51984 | 0190-MLK-FNP-COM-AHU07-1D4TT031851 A00 | PM03 | 301 | 52W Cal of 1D4-TT-03-1851 | MLKF TRA AHU TemperatureTransmitter No.2 | B | 0190E017 | 2021-09-05 | 2020-08-20 | PHOROSCOFE
0190-021-297 | 51984 | 0190-MLK-FNP-COM-AHU05-1D4TT031845 A00 | PM03 | 301 | 52W Cal of 1D4-TT-03-1845 | MLKF FR1 AHU TemperatureTransmitter No.1 | B | 0190E017 | 2021-09-05 | 2020-08-20 | PHOROSCOFE
0190-021-296 | 51984 | 0190-MLK-FNP-COM-AHU08-1D4TT031939 A00 | PM03 | 301 | 52W Cal of 1D4-TT-03/1939 | MLKF TTS DFS AHU Temp. Transmitter No.1 | B | 0190E017 | 2021-09-05 | 2020-08-20 | PHOROSCOFE
0190-021-295 | 51984 | 0190-MLK-FNP-COM-AHU07-1D4TT011851 A00 | PM03 | 301 | 52W Cal of 1D4-TT-01-1851 | MLKF TRA AHU TemperatureTransmitter No.1 | B | 0190E017 | 2021-09-05 | 2020-08-20 | PHOROSCOFE
0190-021-294 | 61179 | 0190-MLK-FNP-COM-AHU06-1D4PSL021940 A00 | PM03 | 301 | 104W Cal of 1D4-PSL-02-1940 | MLKFP FR2 AHU Pressure Switch No.2 | B | 0190E017 | 2021-12-08 | 2020-08-20 | PHOROSCOFE
0190-021-293 | 61179 | 0190-MLK-FNP-COM-AHU05-1D4PSL021895 A00 | PM03 | 301 | 104W Cal of 1D4-PSL-02-1895 | MLKFP FR1 AHU Pressure Switch No.2 | B | 0190E017 | 2021-12-08 | 2020-08-20 | PHOROSCOFE
0190-021-292 | 61179 | 0190-MLK-FNP-COM-AHU08-1D4PSH021939 A00 | PM03 | 301 | 104W Cal of 1D4-PSH-02-1939 | MLKF TTS DFS AHU Pressure Switch No.2 | B | 0190E017 | 2021-12-08 | 2020-08-20 | PHOROSCOFE
0190-021-291 | 61179 | 0190-MLK-FNP-COM-AHU07-1D4PSH011851 A00 | PM03 | 301 | 104W Cal of 1D4-PSH-01-1851 | MLKFP TRA AHU Pressure Switch No.1 | B | 0190E017 | 2021-12-08 | 2020-08-20 | PHOROSCOFE
0190-021-290 | 61179 | 0190-MLK-FNP-COM-AHU07-1D4PS2021851 A00 | PM03 | 301 | 104W Cal of 1D4-PS-2-02-1851 | MLKFP TRA AHU Pressure Switch No.2 | B | 0190E017 | 2021-12-08 | 2020-08-20 | PHOROSCOFE
0190-021-289 | 61179 | 0190-MLK-FNP-COM-AHU06-1D4DPSH011940 A00 | PM03 | 301 | 104W Cal of 1D4-DPSH-01-1940 | MLKFP FR2 AHU Pressure Switch No.1 | B | 0190E017 | 2021-12-08 | 2020-08-20 | PHOROSCOFE
0190-021-288 | 61179 | 0190-MLK-FNP-COM-AHU05-1D4DPSH011845 A00 | PM03 | 301 | 104W Cal of 1D4-DPSH-01-1845 | MLKFP FR1 AHU Pressure Switch No.1 | B | 0190E017 | 2021-12-08 | 2020-08-20 | PHOROSCOFE
0190-021-287 | 61179 | 0190-MLK-FNP-COM-AHU08-1D4DPSH011939 A00 | PM03 | 301 | 104W Cal of 1D4-DPSH-01/1939 | MLKF TTS DFS AHU Pressure Switch No.1 | B | 0190E017 | 2021-12-08 | 2020-08-20 | PHOROSCOFE
0190-021-286 | 51843 | 0190-MLK-FNP-L07-PCHWGH04-CTRLPANEL01 | PM03 | 301 | 24W Cal of 2F7-CHW-002 | ANRITSU Pouch CW Control Panel L7B | A | 0190E017 | 2021-09-02 | 2020-08-20 | PHOROSCOFE
0190-021-285 | 51843 | 0190-MLK-FNP-L07-PCHWGH03-CTRLPANEL01 | PM03 | 301 | 24W Cal of 2F7-CHW-001 | ANRITSU Pouch CW Control Panel L7A | A | 0190E017 | 2021-09-05 | 2020-08-20 | PHOROSCOFE
0190-021-284 | 51843 | 0190-MLK-FNP-L09-PCHWGH06-CTRLPANEL01 | PM03 | 301 | 24W Cal of 2F9-CHW-09.08/02 | Ishida Control Panel Line 09B | A | 0190E017 | 2021-09-02 | 2020-08-20 | PHOROSCOFE
0190-021-283 | 51843 | 0190-MLK-FNP-L09-PCHWGH05-CTRLPANEL01 | PM03 | 301 | 24W Cal of 2F9-CHW-09.08/01 | Ishida Control Pane Line 09A | A | 0190E017 | 2021-09-02 | 2020-08-20 | PHOROSCOFE
0190-021-282 | 51843 | 0190-MLK-FNP-L05-PCHWGH05B-CTRLPANEL01 | PM03 | 301 | 24W Cal of 2F5-CHW-05.08/02 | ISHIDA Control Panel Head B | A | 0190E017 | 2021-09-02 | 2020-08-20 | PHOROSCOFE
0190-021-281 | 51843 | 0190-MLK-FNP-L05-PCHWGH05A-CTRLPANEL01 | PM03 | 301 | 24W Cal of 2F5-CHW-05.08/01 | ISHIDA Control Panel Head A | A | 0190E017 | 2021-09-05 | 2020-08-20 | PHOROSCOFE
0190-021-280 | 51843 | 0190-MLK-FNP-L10-PCHWGH02-CONTROLPANEL | PM03 | 301 | 24W Cal of 2F10-CHW-10.08/02 | Pouch Checkweigher Control Panel L10B | A | 0190E017 | 2021-11-03 | 2020-08-20 | PHILAGANAN
0190-021-279 | 51843 | 0190-MLK-FNP-L10-PCHWGH01-CONTROLPANEL | PM03 | 301 | 24W Cal of 2F10-CHW-10.08/01 | Pouch Checkweigher Control Panel L10A | A | 0190E017 | 2021-11-03 | 2020-08-20 | PHILAGANAN
0190-021-278 | 51843 | 0190-MLK-FNP-L06-PCHWGH04-CTRLPANEL | PM03 | 301 | 24W Cal of 2F6-CHW-06.08/02 | Ishida Control Panel Line 06B | A | 0190E017 | 2021-09-02 | 2020-08-20 | PHOROSCOFE
0190-021-277 | 51843 | 0190-MLK-FNP-L06-PCHWGH03-CTRLPANEL | PM03 | 301 | 24W Cal of 2F6-CHW-06.08/01 | Ishida Control Pane Line 06A | A | 0190E017 | 2021-09-02 | 2020-08-20 | PHOROSCOFE
0190-021-276 | 51843 | 0190-MLK-FNP-L03-PCHWGH04-CTRLPANEL02 | PM03 | 301 | 24W Cal of 2F3-CHW-03.08 | X-Ray Machine Control Panel Line 03 | A | 0190E017 | 2021-09-02 | 2020-08-20 | PHOROSCOFE
0190-021-275 | 51843 | 0190-MLK-FNP-L03-PCHWGH03-CTRLPANEL01 | PM03 | 301 | 24W Cal of 2F3-CHW-03.08 | ISHIDA PCW Control Pane Line 03A | A | 0190E017 | 2021-09-02 | 2020-08-20 | PHOROSCOFE
0190-021-274 | 51843 | 0190-MLK-FNP-L08-PCHWGH10-CTRLPANEL01 | PM03 | 301 | 24W Cal of 2F8-CHW-08.08/02 | Ishida Control Panel Line 08B | A | 0190E017 | 2021-09-02 | 2020-08-20 | PHOROSCOFE
0190-021-273 | 51843 | 0190-MLK-FNP-L08-PCHWGH09-CTRLPANEL01 | PM03 | 301 | 24W Cal of 2F8-CHW-08.08/01 | Ishida Control Pane Line 08A | A | 0190E017 | 2021-09-02 | 2020-08-20 | PHOROSCOFE
0190-021-272 | 512552 | 0190-MLK-FNP-L17-FILLER01-DOSING ASSY A | PM03 | 307 | 4W Auger Filler Inspection - L17A | Dosing Assembly L17A | A | 0190E007 | 2019-07-04 | 2016-12-07 | PHOROSCOFE
0190-021-272 | 512552 | 0190-MLK-FNP-L17-FILLER02-DOSING ASSY B | PM03 | 307 | 4W Auger Filler Inspection - L17B | Dosing Assembly L17B | A | 0190E007 | 2019-07-04 | 2016-12-07 | PHOROSCOFE
0190-021-271 | 512552 | 0190-MLK-FNP-L16-FILLER03-DOSING ASSY A | PM03 | 307 | 4W Auger Filler Inspection - L16A | Dosing Assembly L16A | A | 0190E007 | 2018-07-25 | 2016-12-07 | PHGONZALNA
0190-021-271 | 512552 | 0190-MLK-FNP-L16-FILLER04-DOSING ASSY B | PM03 | 307 | 4W Auger Filler Inspection - L16B | Dosing Assembly L16B | A | 0190E007 | 2018-07-25 | 2016-12-07 | PHGONZALNA
0190-021-270 | 512552 | 0190-MLK-FNP-L15-FILLER01-DOSING ASSY A | PM03 | 307 | 4W Auger Filler Inspection - L15A | Dosing Assembly L15A | A | 0190E007 | 2020-01-03 | 2016-12-07 | PHOROSCOFE
0190-021-270 | 512552 | 0190-MLK-FNP-L15-FILLER02-DOSING ASSY B | PM03 | 307 | 4W Auger Filler Inspection - L15B | Dosing Assembly L15B | A | 0190E007 | 2020-01-03 | 2016-12-07 | PHOROSCOFE
0190-021-270 | 512552 | 0190-MLK-FNP-L15-FILLER03-DOSING ASSY C | PM03 | 307 | 4W Auger Filler Inspection - L15C | Dosing Assembly L15C | A | 0190E007 | 2020-01-03 | 2016-12-07 | PHOROSCOFE
0190-021-270 | 512552 | 0190-MLK-FNP-L15-FILLER04-DOSING ASSY D | PM03 | 307 | 4W Auger Filler Inspection - L15D | Dosing Assembly L15D | A | 0190E007 | 2020-01-03 | 2016-12-07 | PHOROSCOFE
0190-021-269 | 512552 | 0190-MLK-FNP-L10-FILLER05-DOSING ASSY A | PM03 | 307 | 4W Auger Filler Inspection - L10A | Dosing Assembly 10A | A | 0190E007 | 2020-04-09 | 2016-12-07 | PHOROSCOFE
0190-021-269 | 512552 | 0190-MLK-FNP-L10-FILLER06-DOSING ASSY B | PM03 | 307 | 4W Auger Filler Inspection - L10B | Dosing Assembly 10B | A | 0190E007 | 2020-04-09 | 2016-12-07 | PHOROSCOFE
0190-021-268 | 512552 | 0190-MLK-FNP-L09-FILLER03-DOSING ASSY A | PM03 | 307 | 4W Auger Filler Inspection - L9A | Dosing Assembly 9A | A | 0190E007 | 2019-10-30 | 2016-12-07 | PHOROSCOFE
0190-021-268 | 512552 | 0190-MLK-FNP-L09-FILLER04-DOSING ASSY B | PM03 | 307 | 4W Auger Filler Inspection - L9B | Dosing Assembly 9B | A | 0190E007 | 2019-10-30 | 2016-12-07 | PHOROSCOFE
0190-021-267 | 512552 | 0190-MLK-FNP-L08-FILLER03-DOSING ASSY A | PM03 | 307 | 4W Auger Filler Inspection - L8A | Dosing Assembly 8A | A | 0190E007 | 2019-10-30 | 2016-12-07 | PHOROSCOFE
0190-021-267 | 512552 | 0190-MLK-FNP-L08-FILLER04-DOSING ASSY B | PM03 | 307 | 4W Auger Filler Inspection - L8B | Dosing Assembly 8B | A | 0190E007 | 2019-10-30 | 2016-12-07 | PHOROSCOFE
0190-021-266 | 512552 | 0190-MLK-FNP-L07-FILLER05-DOSING ASSY A | PM03 | 307 | 4W Auger Filler Inspection - L7A | Filling Machine ROVEMA DosingAssembly 7A | A | 0190E007 | 2019-10-30 | 2016-12-07 | PHOROSCOFE
0190-021-266 | 512552 | 0190-MLK-FNP-L07-FILLER06-DOSING ASSY B | PM03 | 307 | 4W Auger Filler Inspection - L7B | Filling Machine ROVEMA DosingAssembly 7B | A | 0190E007 | 2019-10-30 | 2016-12-07 | PHOROSCOFE
0190-021-265 | 512552 | 0190-MLK-FNP-L06-FILLER01-DOSING ASSY A | PM03 | 307 | 4W Auger Filler Inspection - L6A | Dosing Assembly 6A | A | 0190E007 | 2020-01-03 | 2016-12-07 | PHOROSCOFE
0190-021-265 | 512552 | 0190-MLK-FNP-L06-FILLER02-DOSING ASSY B | PM03 | 307 | 4W Auger Filler Inspection - L6A | Dosing Assembly 6B | A | 0190E007 | 2020-01-03 | 2016-12-07 | PHOROSCOFE
0190-021-264 | 512552 | 0190-MLK-FNP-L05-FILLER01-DOSING ASSY A | PM03 | 307 | 4W Auger Filler Inspection - L5A | Dosing Assembly 5A | A | 0190E007 | 2020-01-03 | 2016-12-07 | PHOROSCOFE
0190-021-264 | 512552 | 0190-MLK-FNP-L05-FILLER02-DOSING ASSY B | PM03 | 307 | 4W Auger Filler Inspection - L5B | Dosing Assembly 5B | A | 0190E007 | 2020-01-03 | 2016-12-07 | PHOROSCOFE
0190-021-263 | 512552 | 0190-MLK-FNP-L04-FILLER02-DOSING ASSY A | PM03 | 307 | 4W Auger Filler Inspection - L4A | Filling Machine WOLF 4A Dosing Assembly | A | 0190E007 | 2020-01-03 | 2016-12-07 | PHOROSCOFE
0190-021-263 | 512552 | 0190-MLK-FNP-L04-FILLER03-DOSING ASSY B | PM03 | 307 | 4W Auger Filler Inspection - L4B | Filling Machine WOLF 4B Dosing Assembly | A | 0190E007 | 2020-01-03 | 2016-12-07 | PHOROSCOFE
0190-021-263 | 512552 | 0190-MLK-FNP-L04-FILLER04-DOSING ASSY C | PM03 | 307 | 4W Auger Filler Inspection - L4C | Filling Machine WOLF 4C Dosing Assembly | A | 0190E007 | 2020-01-03 | 2016-12-07 | PHOROSCOFE
0190-021-263 | 512552 | 0190-MLK-FNP-L04-FILLER05-DOSING ASSY D | PM03 | 307 | 4W Auger Filler Inspection - L4D | Filling Machine WOLF 4D Dosing Assembly | A | 0190E007 | 2020-01-03 | 2016-12-07 | PHOROSCOFE
0190-021-262 | 512552 | 0190-MLK-FNP-L03-FILLER03-DOSING ASSY A | PM03 | 307 | 4W Auger Filler Inspection - L3A | Dosing Assembly 3A | A | 0190E007 | 2018-05-09 | 2016-12-07 | PHOROSCOFE
0190-021-262 | 512552 | 0190-MLK-FNP-L03-FILLER04-DOSING ASSY B | PM03 | 307 | 4W Auger Filler Inspection - L3B | Dosing Assembly 3B | A | 0190E007 | 2018-05-09 | 2016-12-07 | PHOROSCOFE
0190-021-261 | 512552 | 0190-MLK-FNP-L02-FILLER01-DOSING ASSY A | PM03 | 307 | 4W Auger Filler Inspection - L2A | Dosing Assembly 2A | A | 0190E007 | 2020-01-03 | 2016-12-07 | PHOROSCOFE
0190-021-261 | 512552 | 0190-MLK-FNP-L02-FILLER02-DOSING ASSY B | PM03 | 307 | 4W Auger Filler Inspection - L2B | Dosing Assembly 2B | A | 0190E007 | 2020-01-03 | 2016-12-07 | PHOROSCOFE
0190-021-261 | 512552 | 0190-MLK-FNP-L02-FILLER03-DOSING ASSY C | PM03 | 307 | 4W Auger Filler Inspection - L2C | Dosing Assembly 2C | A | 0190E007 | 2020-01-03 | 2016-12-07 | PHOROSCOFE
0190-021-261 | 512552 | 0190-MLK-FNP-L02-FILLER04-DOSING ASSY D | PM03 | 307 | 4W Auger Filler Inspection - L2D | Dosing Assembly 2D | A | 0190E007 | 2020-01-03 | 2016-12-07 | PHOROSCOFE
0190-021-260 | 512552 | 0190-MLK-FNP-L01-FILLER01-DOSING ASSY A | PM03 | 307 | 4W Auger Filler Inspection - L1A | Dosing Assembly 1A | A | 0190E007 | 2018-05-09 | 2016-12-07 | PHOROSCOFE
0190-021-260 | 512552 | 0190-MLK-FNP-L01-FILLER02-DOSING ASSY B | PM03 | 307 | 4W Auger Filler Inspection - L1B | Dosing Assembly 1B | A | 0190E007 | 2018-05-09 | 2016-12-07 | PHOROSCOFE
0190-021-260 | 512552 | 0190-MLK-FNP-L01-FILLER03-DOSING ASSY C | PM03 | 307 | 4W Auger Filler Inspection - L1C | Dosing Assembly 1C | A | 0190E007 | 2018-05-09 | 2016-12-07 | PHOROSCOFE
0190-021-260 | 512552 | 0190-MLK-FNP-L01-FILLER04-DOSING ASSY D | PM03 | 307 | 4W Auger Filler Inspection - L1D | Dosing Assembly 1D | A | 0190E007 | 2018-05-09 | 2016-12-07 | PHOROSCOFE
0190-021-259 | 512552 | 0190-MLK-FNP-L14-FILLER02 | PM03 | 307 | 4W Auger Filler Inspection L14A | Filling Machine Wolf 14A Line 14 | A | 0190E007 | 2019-07-12 | 2017-01-14 | PHOROSCOFE
0190-021-259 | 512552 | 0190-MLK-FNP-L14-FILLER03 | PM03 | 307 | 4W Auger Filler Inspection L14B | Filling Machine Wolf 14B Line 14 | A | 0190E007 | 2019-07-12 | 2017-01-14 | PHOROSCOFE
0190-021-259 | 512552 | 0190-MLK-FNP-L14-FILLER04 | PM03 | 307 | 4W Auger Filler Inspection L14C | Filling Machine Wolf 14C Line 14 | A | 0190E007 | 2019-07-12 | 2017-01-14 | PHOROSCOFE
0190-021-259 | 512552 | 0190-MLK-FNP-L14-FILLER05 | PM03 | 307 | 4W Auger Filler Inspection L14D | Filling Machine Wolf 14D Line 14 | A | 0190E007 | 2019-07-12 | 2017-01-14 | PHOROSCOFE
0190-021-256 | 513980 | 0190-MLK-FNP-L14-FILLER02-VERT SEALER A | PM03 | 307 | 13W L14A VertSeal Insp/Retigh/Lub'n | Vertical Sealing Assembly 14A | A | 0190E007 | 2021-03-19 | 2016-09-02 | PHILAGANAN
0190-021-256 | 513980 | 0190-MLK-FNP-L14-FILLER03-VERT SEALER B | PM03 | 307 | 13W L14B VertSeal Insp/Retigh/Lub'n | Vertical Sealing Assembly 14B | A | 0190E007 | 2021-03-19 | 2016-09-02 | PHILAGANAN
0190-021-256 | 513980 | 0190-MLK-FNP-L14-FILLER04-VERT SEALER C | PM03 | 307 | 13W L14C VertSeal Insp/Retigh/Lub'n | Vertical Sealing Assembly 14C | A | 0190E007 | 2021-03-19 | 2016-09-02 | PHILAGANAN
0190-021-256 | 513980 | 0190-MLK-FNP-L14-FILLER05-VERT SEALER D | PM03 | 307 | 13W L14D VertSeal Insp/Retigh/Lub'n | Vertical Sealing Assembly 14D | A | 0190E007 | 2021-03-19 | 2016-09-02 | PHILAGANAN
0190-021-255 | 513984 | 0190-MLK-FNP-L14-FILLER02-HORSEAL ASSY A | PM03 | 307 | 13W L14A HorizSeal Insp/Retigh/Lub'n | Horizontal Sealing Assembly 14A | A | 0190E007 | 2021-03-19 | 2016-09-02 | PHILAGANAN
0190-021-255 | 513984 | 0190-MLK-FNP-L14-FILLER03-HORSEAL ASSY B | PM03 | 307 | 13W L14B HorizSeal Insp/Retigh/Lub'n | Horizontal Sealing Assembly 14B | A | 0190E007 | 2021-03-19 | 2016-09-02 | PHILAGANAN
0190-021-255 | 513984 | 0190-MLK-FNP-L14-FILLER04-HORSEAL ASSY C | PM03 | 307 | 13W L14C HorizSeal Insp/Retigh/Lub'n | Horizontal Sealing Assembly 14C | A | 0190E007 | 2021-03-19 | 2016-09-02 | PHILAGANAN
0190-021-255 | 513984 | 0190-MLK-FNP-L14-FILLER05-HORSEAL ASSY D | PM03 | 307 | 13W L14D HorizSeal Insp/Retigh/Lub'n | Horizontal Sealing Assembly 14D | A | 0190E007 | 2021-03-19 | 2016-09-02 | PHILAGANAN
0190-021-254 | 513982 | 0190-MLK-FNP-L14-FILLER02-LASER PRINTR A | PM03 | 307 | 13W L14A Laser Printer Insp/Retightening | Laser Printer 14A | A | 0190E008 | 2020-10-02 | 2016-09-02 | PHONGGE
0190-021-254 | 513982 | 0190-MLK-FNP-L14-FILLER03-LASER PRINTR B | PM03 | 307 | 13W L14B Laser Printer Insp/Retightening | Laser Printer 14B | A | 0190E008 | 2020-10-02 | 2016-09-02 | PHONGGE
0190-021-254 | 513982 | 0190-MLK-FNP-L14-FILLER04-LASER PRINTR C | PM03 | 307 | 13W L14C Laser Printer Insp/Retightening | Laser Printer 14C | A | 0190E008 | 2020-10-02 | 2016-09-02 | PHONGGE
0190-021-254 | 513982 | 0190-MLK-FNP-L14-FILLER05-LASER PRINTR D | PM03 | 307 | 13W L14D Laser Printer Insp/Retightening | Laser Printer 14D | A | 0190E008 | 2020-10-02 | 2016-09-02 | PHONGGE
0190-021-253 | 62889 | 0190-MLK-FNP-L14-FILLER02-CONT PANEL A | PM03 | 305 | 52W L14A PLC/SLC CPU Battery Replacement | Control Panel 14A | A | 0190E008 | 2019-10-21 | 2016-09-02 | PHONGGE
0190-021-253 | 62889 | 0190-MLK-FNP-L14-FILLER03-CONT PANEL B | PM03 | 305 | 52W L14B PLC/SLC CPU Battery Replacement | Control Panel 14B | A | 0190E008 | 2019-10-21 | 2016-09-02 | PHONGGE
0190-021-253 | 62889 | 0190-MLK-FNP-L14-FILLER04-CONT PANEL C | PM03 | 305 | 52W L14C PLC/SLC CPU Battery Replacement | Control Panel 14C | A | 0190E008 | 2019-10-21 | 2016-09-02 | PHONGGE
0190-021-253 | 62889 | 0190-MLK-FNP-L14-FILLER05-CONT PANEL D | PM03 | 305 | 52W L14D PLC/SLC CPU Battery Replacement | Control Panel 14D | A | 0190E008 | 2019-10-21 | 2016-09-02 | PHONGGE
0190-021-252 | 513986 | 0190-MLK-FNP-L14-FILLER02-CONT PANEL A | PM03 | 307 | 13W L14A CTRL Panel Insp/Retight/Lub'n | Control Panel 14A | A | 0190E008 | 2021-03-19 | 2016-09-02 | PHILAGANAN
0190-021-252 | 513986 | 0190-MLK-FNP-L14-FILLER03-CONT PANEL B | PM03 | 307 | 13W L14B CTRL Panel Insp/Retight/Lub'n | Control Panel 14B | A | 0190E008 | 2021-03-19 | 2016-09-02 | PHILAGANAN
0190-021-252 | 513986 | 0190-MLK-FNP-L14-FILLER04-CONT PANEL C | PM03 | 307 | 13W L14C CTRL Panel Insp/Retight/Lub'n | Control Panel 14C | A | 0190E008 | 2021-03-19 | 2016-09-02 | PHILAGANAN
0190-021-252 | 513986 | 0190-MLK-FNP-L14-FILLER05-CONT PANEL D | PM03 | 307 | 13W L14D CTRL Panel Insp/Retight/Lub'n | Control Panel 14D | A | 0190E008 | 2021-03-19 | 2016-09-02 | PHILAGANAN
0190-021-251 | 513987 | 0190-MLK-FNP-L14-FILLER02-FILM DR ASSY A | PM03 | 307 | 13W L14A Film Drive Insp/Retight/Lub'n | Film Drive Assembly 14A | A | 0190E007 | 2021-03-19 | 2016-09-02 | PHILAGANAN
0190-021-251 | 513987 | 0190-MLK-FNP-L14-FILLER03-FILM DR ASSY B | PM03 | 307 | 13W L14B Film Drive Insp/Retight/Lub'n | Film Drive Assembly 14B | A | 0190E007 | 2021-03-19 | 2016-09-02 | PHILAGANAN
0190-021-251 | 513987 | 0190-MLK-FNP-L14-FILLER04-FILM DR ASSY C | PM03 | 307 | 13W L14C Film Drive Insp/Retight/Lub'n | Film Drive Assembly 14C | A | 0190E007 | 2021-03-19 | 2016-09-02 | PHILAGANAN
0190-021-251 | 513987 | 0190-MLK-FNP-L14-FILLER05-FILM DR ASSY D | PM03 | 307 | 13W L14D Film Drive Insp/Retight/Lub'n | Film Drive Assembly 14D | A | 0190E007 | 2021-03-19 | 2016-09-02 | PHILAGANAN
0190-021-250 | 50812 | 0190-MLK-FNP-L15-FILLER04-MINI HOPPER D | PM03 | 305 | 104W Wolf 15D Auger / Stirrer Assy PM | Mini Hopper 15D | A | 0190E007 | 2021-03-19 | 2016-08-24 | PHILAGANAN
0190-021-249 | 50812 | 0190-MLK-FNP-L15-FILLER03-MINI HOPPER C | PM03 | 305 | 104W Wolf 15C Auger / Stirrer Assy PM | Mini Hopper 15C | A | 0190E007 | 2021-03-19 | 2016-08-24 | PHILAGANAN
0190-021-248 | 50812 | 0190-MLK-FNP-L15-FILLER02-DOSING ASSY B | PM03 | 305 | 104W Wolf 15B Auger / Stirrer Assy PM | Dosing Assembly L15B | A | 0190E007 | 2021-03-19 | 2016-08-24 | PHILAGANAN
0190-021-247 | 50812 | 0190-MLK-FNP-L15-FILLER01-DOSING ASSY A | PM03 | 305 | 104W Wolf 15A Auger / Stirrer Assy PM | Dosing Assembly L15A | A | 0190E007 | 2021-03-19 | 2016-08-24 | PHILAGANAN
0190-021-246 | 513262 | 0190-MLK-FNP-L14-FILLER02-FILM DR ASSY A | PM03 | 305 | 4W WOLF Filler 14A DDB Replacement | Film Drive Assembly 14A | A | 0190E007 | 2018-06-28 | 2016-08-12 | PHGONZALNA
0190-021-246 | 513262 | 0190-MLK-FNP-L14-FILLER03-FILM DR ASSY B | PM03 | 305 | 4W WOLF Filler 14B DDB Replacement | Film Drive Assembly 14B | A | 0190E007 | 2018-06-28 | 2016-08-12 | PHGONZALNA
0190-021-246 | 513262 | 0190-MLK-FNP-L14-FILLER04-FILM DR ASSY C | PM03 | 305 | 4W WOLF Filler 14C DDB Replacement | Film Drive Assembly 14C | A | 0190E007 | 2018-06-28 | 2016-08-12 | PHGONZALNA
0190-021-246 | 513262 | 0190-MLK-FNP-L14-FILLER05-FILM DR ASSY D | PM03 | 305 | 4W WOLF Filler 14D DDB Replacement | Film Drive Assembly 14D | A | 0190E007 | 2018-06-28 | 2016-08-12 | PHGONZALNA
0190-021-245 | 513262 | 0190-MLK-FNP-L01-FILLER01-FILM DR ASSY A | PM03 | 305 | 4W WOLF Filler 1A DDB Replacement | Film Drive Assembly 1A | A | 0190E007 | 2018-06-28 | 2016-08-12 | PHGONZALNA
0190-021-245 | 513262 | 0190-MLK-FNP-L01-FILLER02-FILM DR ASSY B | PM03 | 305 | 4W WOLF Filler 1B DDB Replacement | Film Drive Assembly 1B | A | 0190E007 | 2018-06-28 | 2016-08-12 | PHGONZALNA
0190-021-245 | 513262 | 0190-MLK-FNP-L01-FILLER03-FILM DR ASSY C | PM03 | 305 | 4W WOLF Filler 1C DDB Replacement | Film Drive Assembly 1C | A | 0190E007 | 2018-06-28 | 2016-08-12 | PHGONZALNA
0190-021-245 | 513262 | 0190-MLK-FNP-L01-FILLER04-FILM DR ASSY D | PM03 | 305 | 4W WOLF Filler 1D DDB Replacement | Film Drive Assembly 1D | A | 0190E007 | 2018-06-28 | 2016-08-12 | PHGONZALNA
0190-021-244 | 50812 | 0190-MLK-FNP-L04-FILLER05-DOSING ASSY D | PM03 | 305 | 104W Wolf 4D Auger / Stirrer Assy PM | Filling Machine WOLF 4D Dosing Assembly | A | 0190E007 | 2021-03-19 | 2016-08-12 | PHILAGANAN
0190-021-243 | 50812 | 0190-MLK-FNP-L04-FILLER04-DOSING ASSY C | PM03 | 305 | 104W Wolf 4C Auger / Stirrer Assy PM | Filling Machine WOLF 4C Dosing Assembly | A | 0190E007 | 2021-03-19 | 2016-08-12 | PHILAGANAN
0190-021-242 | 50812 | 0190-MLK-FNP-L04-FILLER03-DOSING ASSY B | PM03 | 305 | 104W Wolf 4B Auger / Stirrer Assy PM | Filling Machine WOLF 4B Dosing Assembly | A | 0190E007 | 2021-03-19 | 2016-08-12 | PHILAGANAN
0190-021-241 | 50812 | 0190-MLK-FNP-L04-FILLER02-DOSING ASSY A | PM03 | 305 | 104W Wolf 4A Auger / Stirrer Assy PM | Filling Machine WOLF 4A Dosing Assembly | A | 0190E007 | 2021-03-19 | 2016-08-12 | PHILAGANAN
0190-021-240 | 50812 | 0190-MLK-FNP-L14-FILLER05-DOSING ASSY D | PM03 | 305 | 104W Wolf 14D Auger/Stirrer Assy PM | Dosing Assembly 14D | A | 0190E007 | 2021-03-19 | 2016-08-08 | PHILAGANAN
0190-021-239 | 50812 | 0190-MLK-FNP-L14-FILLER04-DOSING ASSY C | PM03 | 305 | 104W Wolf 14C Auger/Stirrer Assy PM | Dosing Assembly 14C | B | 0190E007 | 2021-03-19 | 2016-08-08 | PHILAGANAN
0190-021-238 | 50812 | 0190-MLK-FNP-L14-FILLER03-DOSING ASSY B | PM03 | 305 | 104W Wolf 14B Auger/Stirrer Assy PM | Dosing Assembly 14B | B | 0190E007 | 2021-03-19 | 2016-08-05 | PHILAGANAN
0190-021-237 | 50812 | 0190-MLK-FNP-L14-FILLER02-DOSING ASSY A | PM03 | 305 | 104W Wolf 14A Auger/Stirrer Assy PM | Dosing Assembly 14A | B | 0190E007 | 2021-06-02 | 2016-08-05 | PHOROSCOFE
0190-021-236 | 513045 | 0190-MLK-FNP-L14-FILLER05-VERT SEALER D | PM03 | 305 | 104W L14D VertSeal Cylinder Replacement | Vertical Sealing Assembly 14D | A | 0190E008 | 2021-03-19 | 2016-08-04 | PHILAGANAN
0190-021-235 | 513045 | 0190-MLK-FNP-L14-FILLER04-VERT SEALER C | PM03 | 305 | 104W L14C VertSeal Cylinder Replacement | Vertical Sealing Assembly 14C | A | 0190E008 | 2021-03-19 | 2016-08-04 | PHILAGANAN
0190-021-234 | 513045 | 0190-MLK-FNP-L14-FILLER03-VERT SEALER B | PM03 | 305 | 104W L14B VertSeal Cylinder Replacement | Vertical Sealing Assembly 14B | A | 0190E007 | 2021-03-19 | 2016-08-04 | PHILAGANAN
0190-021-233 | 513045 | 0190-MLK-FNP-L14-FILLER02-VERT SEALER A | PM03 | 305 | 104W L14A VertSeal Cylinder Replacement | Vertical Sealing Assembly 14A | A | 0190E008 | 2021-03-19 | 2016-08-04 | PHILAGANAN
0190-021-232 | 513039 | 0190-MLK-FNP-L14-FILLER05-VERT SEALER D | PM03 | 305 | 52W L14D Vert Sealer Heater Replacement | Vertical Sealing Assembly 14D | A | 0190E008 | 2021-03-19 | 2016-08-04 | PHILAGANAN
0190-021-231 | 513039 | 0190-MLK-FNP-L14-FILLER04-VERT SEALER C | PM03 | 305 | 52W L14C Vert Sealer Heater Replacement | Vertical Sealing Assembly 14C | A | 0190E008 | 2021-03-19 | 2016-08-04 | PHILAGANAN
0190-021-230 | 513039 | 0190-MLK-FNP-L14-FILLER03-VERT SEALER B | PM03 | 305 | 52W L14B Vert Sealer Heater Replacement | Vertical Sealing Assembly 14B | A | 0190E008 | 2021-03-19 | 2016-08-04 | PHILAGANAN
0190-021-229 | 513039 | 0190-MLK-FNP-L14-FILLER02-VERT SEALER A | PM03 | 305 | 52W L14A Vert Sealer Heater Replacement | Vertical Sealing Assembly 14A | A | 0190E008 | 2021-03-19 | 2016-08-04 | PHILAGANAN
0190-021-228 | 513985 | 0190-MLK-FNP-L14-FILLER02-DOSING ASSY A | PM03 | 307 | 13W L14A WOLF Auger Insp/Retigh/Lub'n | Dosing Assembly 14A | B | 0190E019 | 2017-10-16 | 2016-07-20 | PHOROSCOFE
0190-021-228 | 513985 | 0190-MLK-FNP-L14-FILLER03-DOSING ASSY B | PM03 | 307 | 13W L14B WOLF Auger Insp/Retigh/Lub'n | Dosing Assembly 14B | B | 0190E019 | 2017-10-16 | 2016-07-20 | PHOROSCOFE
0190-021-228 | 513985 | 0190-MLK-FNP-L14-FILLER04-DOSING ASSY C | PM03 | 307 | 13W L14B WOLF Auger Insp/Retigh/Lub'n | Dosing Assembly 14C | B | 0190E019 | 2017-10-16 | 2016-07-20 | PHOROSCOFE
0190-021-228 | 513985 | 0190-MLK-FNP-L14-FILLER05-DOSING ASSY D | PM03 | 307 | 13W L14B WOLF Auger Insp/Retigh/Lub'n | Dosing Assembly 14D | A | 0190E007 | 2017-10-16 | 2016-07-20 | PHOROSCOFE
0190-021-227 | 512392 | 0190-MLK-FNP-L16-DVDCVY01-CONV ASSY 16AB | PM03 | 305 | 52W L16CD LM Divider Slider Replacement | LM Divider Conveyor Assembly Line 16AB | B | 0190E007 | 2019-06-14 | 2016-07-16 | PHOROSCOFE
0190-021-226 | 512392 | 0190-MLK-FNP-L15-DVDCVY02-CONV ASSY 15CD | PM03 | 305 | 52W L15CD LM Divider Slider Replacement | LM Divider Conveyor Assembly Line 15CD | B | 0190E007 | 2019-06-14 | 2016-07-16 | PHOROSCOFE
0190-021-225 | 512392 | 0190-MLK-FNP-L15-DVDCVY01-CONV ASSY 15AB | PM03 | 305 | 52W L15AB LM Divider Slider Replacement | LM Divider Conveyor Assembly Line 15AB | B | 0190E007 | 2019-06-14 | 2016-07-16 | PHOROSCOFE
0190-021-224 | 512392 | 0190-MLK-FNP-L14-DVDCVY02-CONV ASSY 14CD | PM03 | 305 | 52W L14CD LM Divider Slider Replacement | LM Divider Conveyor Assembly Line 14CD | B | 0190E007 | 2019-06-14 | 2016-07-16 | PHOROSCOFE
0190-021-223 | 512392 | 0190-MLK-FNP-L14-DVDCVY01-CONV ASSY 14AB | PM03 | 305 | 52W L14AB LM Divider Slider Replacement | LM Divider Conveyor Assembly Line 14AB | B | 0190E007 | 2019-06-14 | 2016-07-16 | PHOROSCOFE
0190-021-222 | 512392 | 0190-MLK-FNP-L02-DVDCVY02-CONV ASSY 2CD | PM03 | 305 | 52W L2CD LM Divider Slider Replacement | LM Divider Conveyor Assembly Line 2CD | B | 0190E007 | 2019-06-14 | 2016-07-16 | PHOROSCOFE
0190-021-221 | 512392 | 0190-MLK-FNP-L02-DVDCVY01-CONV ASSY 2AB | PM03 | 305 | 52W L2AB LM Divider Slider Replacement | LM Divider Conveyor Assembly Line 2AB | B | 0190E007 | 2019-06-14 | 2016-07-16 | PHOROSCOFE
0190-021-220 | 512392 | 0190-MLK-FNP-L01-DVDCVY02-CONV ASSY 1CD | PM03 | 305 | 52W L1CD LM Divider Slider Replacement | LM Divider Conveyor Assembly Line 1CD | B | 0190E007 | 2019-06-14 | 2016-07-16 | PHOROSCOFE
0190-021-219 | 512392 | 0190-MLK-FNP-L01-DVDCVY01-CONV ASSY 1AB | PM03 | 305 | 52W L1AB LM Divider Slider Replacement | LM Divider Conveyor Assembly Line 1AB | B | 0190E007 | 2019-06-14 | 2016-07-16 | PHOROSCOFE
0190-021-218 | 512357 | 0190-MLK-FNP-L15-CSFILR02 | PM03 | 305 | 8W L16CD PRODEC ACP Hose Replacement | PRODEC Case Filler Line 15 CD | B | 0190E007 | 2021-03-19 | 2016-07-14 | PHILAGANAN
0190-021-217 | 512357 | 0190-MLK-FNP-L15-CSFILR01 | PM03 | 305 | 8W L15AB PRODEC ACP Hose Replacement | PRODEC Case Filler Line 15 AB | B | 0190E007 | 2021-03-19 | 2016-07-14 | PHILAGANAN
0190-021-217 | 512357 | 0190-MLK-FNP-L15-CSFILR02 | PM03 | 305 | 8W L15CD PRODEC ACP Hose Replacement | PRODEC Case Filler Line 15 CD | B | 0190E007 | 2021-03-19 | 2016-07-14 | PHILAGANAN
0190-021-216 | 512357 | 0190-MLK-FNP-L14-CSFILR01 | PM03 | 305 | 8W L14AB PRODEC ACP Hose Replacement | PRODEC Case Filler Line 14 AB | B | 0190E007 | 2021-03-19 | 2016-07-14 | PHILAGANAN
0190-021-216 | 512357 | 0190-MLK-FNP-L14-CSFILR02 | PM03 | 305 | 8W L14CD PRODEC ACP Hose Replacement | PRODEC Case Filler Line 14 CD | B | 0190E007 | 2021-03-19 | 2016-07-14 | PHILAGANAN
0190-021-215 | 512357 | 0190-MLK-FNP-L02-CSFILR01 | PM03 | 305 | 8W L2AB PRODEC ACP Hose Replacement | PRODEC Case Filler Line 2 AB (B-1) | B | 0190E007 | 2021-03-19 | 2016-07-14 | PHILAGANAN
0190-021-215 | 512357 | 0190-MLK-FNP-L02-CSFILR02 | PM03 | 305 | 8W L2CD PRODEC ACP Hose Replacement | PRODEC Case Filler Line 2 CD (B-2) | B | 0190E007 | 2021-03-19 | 2016-07-14 | PHILAGANAN
0190-021-214 | 512357 | 0190-MLK-FNP-L01-CSFILR01 | PM03 | 305 | 8W L1AB PRODEC ACP Hose Replacement | PRODEC Case Filler Line 1 AB (A-1) | B | 0190E007 | 2021-03-19 | 2016-07-14 | PHILAGANAN
0190-021-214 | 512357 | 0190-MLK-FNP-L01-CSFILR02 | PM03 | 305 | 8W L1CD PRODEC ACP Hose Replacement | PRODEC Case Filler Line 1 CD (A-2) | B | 0190E007 | 2021-03-19 | 2016-07-14 | PHILAGANAN
0190-021-213 | 512058 | 0190-MLK-FNP-L16-POWHPR02 | PM03 | 305 | 26W L16CD Screw Feeder Servicing | Milk Powder Hopper Line 16 AB | C | 0190E007 | 2018-06-28 | 2016-07-04 | PHGONZALNA
0190-021-212 | 512058 | 0190-MLK-FNP-L17-POWHPR01 | PM03 | 305 | 26W L16AB Screw Feeder Servicing | Milk Powder Hopper Line 17A | C | 0190E007 | 2018-06-28 | 2016-07-04 | PHGONZALNA
0190-021-211 | 512058 | 0190-WST-FNP-L15-POWHPR02-SCREWFEEDER CD | PM03 | 305 | 26W L15CD Screw Feeder Servicing | Powder Hopper Screwfeeder 15CD | X | 0190E007 | 2019-02-25 | 2016-07-04 | PHOROSCOFE
0190-021-210 | 512058 | 0190-WST-FNP-L15-POWHPR01-SCREWFEEDER AB | PM03 | 305 | 26W L15AB Screw Feeder Servicing | Powder Hopper Screwfeeder 15AB | X | 0190E007 | 2019-02-25 | 2016-07-04 | PHOROSCOFE
0190-021-209 | 512058 | 0190-MLK-FNP-L14-POWHPR03-SCREWFEEDER C | PM03 | 305 | 26W L14C Screw Feeder Servicing | Powder Hopper Screwfeeder 14C | C | 0190E007 | 2018-06-28 | 2016-07-04 | PHGONZALNA
0190-021-209 | 512058 | 0190-MLK-FNP-L14-POWHPR03-SCREWFEEDER D | PM03 | 305 | 26W L14D Screw Feeder Servicing | Powder Hopper Screwfeeder 14D | C | 0190E007 | 2018-06-28 | 2016-07-14 | PHGONZALNA
0190-021-208 | 512058 | 0190-MLK-FNP-L14-POWHPR02-SCREWFEEDER A | PM03 | 305 | 26W L14A Screw Feeder Servicing | Powder Hopper Screwfeeder 14A | C | 0190E007 | 2018-06-28 | 2016-07-04 | PHGONZALNA
0190-021-208 | 512058 | 0190-MLK-FNP-L14-POWHPR02-SCREWFEEDER B | PM03 | 305 | 26W L14A Screw Feeder Servicing | Powder Hopper Screwfeeder 14B | C | 0190E007 | 2018-06-28 | 2016-07-14 | PHGONZALNA
0190-021-207 | 511939 | 0190-MLK-FNP-L10-TRPSYS01 | PM03 | 305 | 4W L10 TrapStation ShockAbsorber Replace | PRODEC Product Trap Station Line 10 | C | 0190E007 | 2019-03-01 | 2016-06-29 | PHOROSCOFE
0190-021-206 | 510947 | 0190-MLK-FNP-L16-XRAYMA02 | PM03 | 305 | 104W L16CD X-ray CPU Replacement | X-Ray Machine Line 16AB | A | 0190E008 | 2019-06-14 | 2016-05-27 | PHOROSCOFE
0190-021-205 | 510947 | 0190-MLK-FNP-L17-XRAYMA01 | PM03 | 305 | 104W L16AB X-ray CPU Replacement | X-Ray Machine Line 17 AB | A | 0190E008 | 2019-06-14 | 2016-05-27 | PHOROSCOFE
0190-021-204 | 510947 | 0190-MLK-FNP-L15-XRAYMA02 | PM03 | 305 | 104W L15CD X-ray CPU Replacement | X-Ray Machine Line 15 CD | A | 0190E008 | 2021-03-19 | 2016-05-27 | PHILAGANAN
0190-021-203 | 510947 | 0190-MLK-FNP-L15-XRAYMA01 | PM03 | 305 | 104W L15AB X-ray CPU Replacement | X-Ray Machine Line 15 AB | A | 0190E008 | 2019-06-14 | 2016-05-27 | PHOROSCOFE
0190-021-202 | 510947 | 0190-MLK-FNP-L14-XRAYMA02 | PM03 | 305 | 104W L14CD X-ray CPU Replacement | X-Ray Machine Line 14 CD | A | 0190E008 | 2019-06-14 | 2016-05-27 | PHOROSCOFE
0190-021-201 | 510947 | 0190-MLK-FNP-L14-XRAYMA01 | PM03 | 305 | 104W L14AB X-ray CPU Replacement | X-Ray Machine Line 14 AB | A | 0190E008 | 2019-06-14 | 2016-05-27 | PHOROSCOFE
0190-021-200 | 510947 | 0190-MLK-FNP-L10-XRAYMA03 | PM03 | 305 | 104W L10 X-ray CPU Replacement | Smiths Detection Pack430 XRay Mach L-10 | A | 0190E008 | 2019-06-14 | 2016-05-27 | PHOROSCOFE
0190-021-199 | 510946 | 0190-MLK-FNP-L09-XRAYMA02 | PM03 | 305 | 104W L9 X-ray CPU Replacement | Smiths Eagle Pack X-Ray Machine Line 9 | A | 0190E008 | 2019-06-14 | 2016-05-27 | PHOROSCOFE
0190-021-198 | 510946 | 0190-MLK-FNP-L08-XRAYMA02 | PM03 | 305 | 104W L8 X-ray CPU Replacement | Smiths Detection Pack430 XRay Mach Line8 | A | 0190E008 | 2019-06-14 | 2016-05-27 | PHOROSCOFE
0190-021-197 | 510947 | 0190-MLK-FNP-L07-XRAYMA04 | PM03 | 305 | 104W L7 X-ray CPU Replacement | EAGLE PACK 720 PRO X-Ray Machine Line 7 | A | 0190E008 | 2019-06-14 | 2016-05-27 | PHOROSCOFE
0190-021-196 | 510946 | 0190-MLK-FNP-L06-XRAYMA01 | PM03 | 305 | 104W L6 X-ray CPU Replacement | SMITHS Eagle Pack X-Ray Machine Line 6 | A | 0190E008 | 2019-06-14 | 2016-05-27 | PHOROSCOFE
0190-021-195 | 510947 | 0190-MLK-FNP-L05-XRAYMA02 | PM03 | 305 | 104W L5 X-ray CPU Replacement | Smiths Eagle Pack X-Ray Machine Line 5 | A | 0190E008 | 2019-06-14 | 2016-05-27 | PHOROSCOFE
0190-021-194 | 510946 | 0190-MLK-FNP-L04-XRAYMA01 | PM03 | 305 | 104W L4 X-ray CPU Replacement | Smiths Eagle Pack X-Ray Machine Line 4 | A | 0190E008 | 2019-06-14 | 2016-05-27 | PHOROSCOFE
0190-021-193 | 510947 | 0190-MLK-FNP-L03-XRAYMA01 | PM03 | 305 | 104W L3 X-ray CPU Replacement | Smiths Eagle Pack X-Ray Machine Line 3 | A | 0190E008 | 2019-06-14 | 2016-05-27 | PHOROSCOFE
0190-021-192 | 510947 | 0190-MLK-FNP-L02-XRAYMA04 | PM03 | 305 | 104W L2CD X-ray CPU Replacement | SMITHS Eagle Pack X-Ray Machine Line 2CD | A | 0190E008 | 2019-06-14 | 2016-05-27 | PHOROSCOFE
0190-021-191 | 510947 | 0190-MLK-FNP-L02-XRAYMA05 | PM03 | 305 | 104W L2AB X-ray CPU Replacement | Smiths Eagle Pack X-Ray Machine Line 2AB | A | 0190E008 | 2019-06-14 | 2016-05-27 | PHOROSCOFE
0190-021-190 | 510947 | 0190-MLK-FNP-L01-XRAYMA04 | PM03 | 305 | 104W L1CD X-ray CPU Replacement | SMITHS Eagle Pack X-Ray Machine Line 1CD | A | 0190E008 | 2019-06-14 | 2016-05-27 | PHOROSCOFE
0190-021-189 | 510947 | 0190-MLK-FNP-L01-XRAYMA03 | PM03 | 305 | 104W L1AB X-ray CPU Replacement | SMITHS Eagle Pack X-Ray Machine Line 1AB | A | 0190E008 | 2019-06-14 | 2016-05-27 | PHOROSCOFE
0190-021-188 | 510332 | 0190-MLK-FNP-L17-XRAYMA01 | PM03 | 303 | 26W L16AB X-ray Gearbox Change Oil | X-Ray Machine Line 17 AB | A | 0190E007 | 2021-03-19 | 2016-05-10 | PHILAGANAN
0190-021-187 | 510332 | 0190-MLK-FNP-L16-XRAYMA02 | PM03 | 303 | 26W L16CD X-ray Gearbox Change Oil | X-Ray Machine Line 16AB | A | 0190E007 | 2021-03-19 | 2016-05-10 | PHILAGANAN
0190-021-186 | 510332 | 0190-MLK-FNP-L15-XRAYMA02 | PM03 | 303 | 26W L15CD X-ray Gearbox Change Oil | X-Ray Machine Line 15 CD | A | 0190E007 | 2021-03-19 | 2016-05-10 | PHILAGANAN
0190-021-185 | 510332 | 0190-MLK-FNP-L15-XRAYMA01 | PM03 | 303 | 26W L15AB X-ray Gearbox Change Oil | X-Ray Machine Line 15 AB | A | 0190E007 | 2021-03-19 | 2016-05-10 | PHILAGANAN
0190-021-184 | 510332 | 0190-MLK-FNP-L14-XRAYMA02 | PM03 | 303 | 26W L14CD X-ray Gearbox Change Oil | X-Ray Machine Line 14 CD | A | 0190E007 | 2021-03-19 | 2016-05-10 | PHILAGANAN
0190-021-183 | 510332 | 0190-MLK-FNP-L14-XRAYMA01 | PM03 | 303 | 26W L14AB X-ray Gearbox Change Oil | X-Ray Machine Line 14 AB | A | 0190E007 | 2021-03-19 | 2016-05-10 | PHILAGANAN
0190-021-182 | 510332 | 0190-MLK-FNP-L10-XRAYMA03 | PM03 | 303 | 26W L10 X-ray Gearbox Change Oil | Smiths Detection Pack430 XRay Mach L-10 | A | 0190E007 | 2021-03-19 | 2016-05-10 | PHILAGANAN
0190-021-181 | 510332 | 0190-MLK-FNP-L08-XRAYMA02 | PM03 | 303 | 26W L8 X-ray Gearbox Change Oil | Smiths Detection Pack430 XRay Mach Line8 | A | 0190E007 | 2021-03-19 | 2016-05-10 | PHILAGANAN
0190-021-180 | 510332 | 0190-MLK-FNP-L06-XRAYMA01 | PM03 | 303 | 26W L6 X-ray Gearbox Change Oil | SMITHS Eagle Pack X-Ray Machine Line 6 | A | 0190E007 | 2021-03-19 | 2016-05-10 | PHILAGANAN
0190-021-179 | 510332 | 0190-MLK-FNP-L05-XRAYMA02 | PM03 | 303 | 26W L5 X-ray Gearbox Change Oil | Smiths Eagle Pack X-Ray Machine Line 5 | A | 0190E007 | 2021-03-19 | 2016-05-10 | PHILAGANAN
0190-021-178 | 510332 | 0190-MLK-FNP-L04-XRAYMA01 | PM03 | 303 | 26W L4 X-ray Gearbox Change Oil | Smiths Eagle Pack X-Ray Machine Line 4 | A | 0190E007 | 2021-03-19 | 2016-05-10 | PHILAGANAN
0190-021-177 | 510332 | 0190-MLK-FNP-L03-XRAYMA01 | PM03 | 303 | 26W L3 X-ray Gearbox Change Oil | Smiths Eagle Pack X-Ray Machine Line 3 | A | 0190E007 | 2021-03-19 | 2016-05-10 | PHILAGANAN
0190-021-176 | 510332 | 0190-MLK-FNP-L02-XRAYMA04 | PM03 | 303 | 26W L2CD X-ray Gearbox Change Oil | SMITHS Eagle Pack X-Ray Machine Line 2CD | A | 0190E007 | 2021-03-19 | 2016-05-10 | PHILAGANAN
0190-021-175 | 510332 | 0190-MLK-FNP-L02-XRAYMA05 | PM03 | 303 | 26W L2AB X-ray Gearbox Change Oil | Smiths Eagle Pack X-Ray Machine Line 2AB | A | 0190E007 | 2021-03-19 | 2016-05-10 | PHILAGANAN
0190-021-174 | 510332 | 0190-MLK-FNP-L01-XRAYMA04 | PM03 | 303 | 26W L1CD-ray Gearbox Change Oil | SMITHS Eagle Pack X-Ray Machine Line 1CD | A | 0190E007 | 2021-03-19 | 2016-05-10 | PHILAGANAN
0190-021-173 | 510332 | 0190-MLK-FNP-L01-XRAYMA03 | PM03 | 303 | 26W L1AB X-ray Gearbox Change Oil | SMITHS Eagle Pack X-Ray Machine Line 1AB | A | 0190E007 | 2021-03-19 | 2016-05-10 | PHILAGANAN
0190-021-172 | 510225 | 0190-MLK-FNP-L06-INFCVY02 | PM03 | 305 | 52W L6 X-ray Infeed Conveyor Replacement | Rexroth Infeed Conveyor To X-Ray Line 6 | B | 0190E007 | 2021-03-19 | 2016-05-05 | PHILAGANAN
0190-021-171 | 415541 | 0190-MLK-FNP-L01-INFCVY03 | PM03 | 305 | 26W L1AB LM Infeed ConveyorBelt Replace | LM Infeed Conveyor Line 1 AB | B | 0190E007 | 2021-03-19 | 2016-04-19 | PHILAGANAN
0190-021-170 | 416710 | 0190-MLK-FNP-L16-DVDCVY01 | PM03 | 305 | 52W L16CD LM DiverterCylinder Replacemnt | LM Divider Conveyor Line 16AB | B | 0190E008 | 2021-03-19 | 2016-04-18 | PHILAGANAN
0190-021-169 | 416710 | 0190-MLK-FNP-L15-DVDCVY02 | PM03 | 305 | 52W L15CD LM DiverterCylinder Replacemnt | LM Divider Conveyor Line 15 CD (A-2) | B | 0190E008 | 2021-03-19 | 2016-04-18 | PHILAGANAN
0190-021-168 | 416710 | 0190-MLK-FNP-L15-DVDCVY01 | PM03 | 305 | 52W L15AB LM DiverterCylinder Replacemnt | LM Divider Conveyor Line 15 AB (A-1) | B | 0190E008 | 2021-03-19 | 2016-04-18 | PHILAGANAN
0190-021-167 | 416710 | 0190-MLK-FNP-L14-DVDCVY02 | PM03 | 305 | 52W L14CD LM DiverterCylinder Replacemnt | LM Divider Conveyor Line 14 CD (A-2) | B | 0190E008 | 2021-03-19 | 2016-04-18 | PHILAGANAN
0190-021-166 | 416710 | 0190-MLK-FNP-L14-DVDCVY01 | PM03 | 305 | 52W L14AB LM DiverterCylinder Replacemnt | LM Divider Conveyor Line 14 AB (A-1) | B | 0190E008 | 2021-03-19 | 2016-04-18 | PHILAGANAN
0190-021-165 | 416710 | 0190-MLK-FNP-L02-DVDCVY02 | PM03 | 305 | 52W L2CD LM Diverter Cylinder Replacemnt | LM Divider Conveyor Line 2 CD (B-2) | B | 0190E008 | 2021-03-19 | 2016-04-18 | PHILAGANAN
0190-021-164 | 416710 | 0190-MLK-FNP-L02-DVDCVY01 | PM03 | 305 | 52W L2AB LM Diverter Cylinder Replacemnt | LM Divider Conveyor Line 2 AB (B-1) | B | 0190E008 | 2021-03-19 | 2016-04-18 | PHILAGANAN
0190-021-163 | 416710 | 0190-MLK-FNP-L01-DVDCVY02 | PM03 | 305 | 52W L1CD LM Diverter Cylinder Replacemnt | LM Divider Conveyor Line 1 CD (A-2) | B | 0190E008 | 2021-03-19 | 2016-04-18 | PHILAGANAN
0190-021-162 | 416710 | 0190-MLK-FNP-L01-DVDCVY01 | PM03 | 305 | 52W L1AB LM Diverter Cylinder Replacemnt | LM Divider Conveyor Line 1 AB (A-1) | B | 0190E007 | 2021-03-19 | 2016-04-18 | PHILAGANAN
0190-021-161 | 416427 | 0190-MLK-FNP-L09-FILLER04-GUSSETASSY | PM03 | 305 | 52W L9B ROVEMA Gusseting Bearing Replace | Gusseting Assembly L09 B | A | 0190E007 | 2021-04-01 | 2016-04-18 | PHONGGE
0190-021-160 | 416427 | 0190-MLK-FNP-L09-FILLER03-GUSSETASSY | PM03 | 305 | 52W L9A ROVEMA Gusseting Bearing Replace | Gusseting Assembly L09 A | A | 0190E007 | 2021-04-01 | 2016-04-18 | PHONGGE
0190-021-159 | 416427 | 0190-MLK-FNP-L08-FILLER04-GUSSETASSY B | PM03 | 305 | 52W L8B ROVEMA Gusseting Bearing Replace | Gusseting Assembly 8B | A | 0190E007 | 2021-04-01 | 2016-04-18 | PHONGGE
0190-021-158 | 416427 | 0190-MLK-FNP-L08-FILLER03-GUSSETASSY A | PM03 | 305 | 52W L8A ROVEMA Gusseting Bearing Replace | Gusseting Assembly 8A | A | 0190E007 | 2021-04-01 | 2016-04-18 | PHONGGE
0190-021-157 | 416427 | 0190-MLK-FNP-L06-FILLER02-GUSSETASSY B | PM03 | 305 | 52W L6B ROVEMA Gusseting Bearing Replace | Gusseting Assembly 06B | A | 0190E007 | 2021-04-01 | 2016-04-18 | PHONGGE
0190-021-156 | 416427 | 0190-MLK-FNP-L06-FILLER01-GUSSETASSY A | PM03 | 305 | 52W L6A ROVEMA Gusseting Bearing Replace | Gusseting Assembly 06A | A | 0190E007 | 2021-04-01 | 2016-04-18 | PHONGGE
0190-021-155 | 416427 | 0190-MLK-FNP-L05-FILLER02 | PM03 | 305 | 52W L5B ROVEMA Gusseting Bearing Replace | Filling Machine Rovema 5b Line 5 | A | 0190E007 | 2019-05-30 | 2016-04-18 | PHGONZALNA
0190-021-154 | 416427 | 0190-MLK-FNP-L05-FILLER01 | PM03 | 305 | 52W L5A ROVEMA Gusseting Bearing Replace | Filling Machine Rovema 5a Line 5 | A | 0190E007 | 2019-05-30 | 2016-04-18 | PHGONZALNA
0190-021-153 | 416427 | 0190-MLK-FNP-L03-FILLER04-GUSSET ASSY B | PM03 | 305 | 52W L3B ROVEMA Gusseting Bearing Replace | Gusseting Assembly 3B | A | 0190E007 | 2021-04-01 | 2016-04-18 | PHONGGE
0190-021-152 | 416427 | 0190-MLK-FNP-L03-FILLER03-GUSSET ASSY A | PM03 | 305 | 52W L3A ROVEMA Gusseting Bearing Replace | Gusseting Assembly 3A | A | 0190E007 | 2021-04-01 | 2016-04-18 | PHONGGE
0190-021-151 | 57473 | 0190-MLK-FNP-L16-FILLER04-FILM DR ASSY B | PM03 | 305 | 52W L16D WOLF DDB Shaft Bearing Replace | Film Drive Assembly L16B | A | 0190E007 | 2021-04-01 | 2016-04-18 | PHONGGE
0190-021-150 | 57473 | 0190-MLK-FNP-L16-FILLER03-FILM DR ASSY A | PM03 | 305 | 52W L16A WOLF DDB Shaft Bearing Replace | Film Drive Assembly L16A | A | 0190E007 | 2021-04-01 | 2016-04-18 | PHONGGE
0190-021-149 | 57473 | 0190-MLK-FNP-L17-FILLER02-FILM DR ASSY B | PM03 | 305 | 52W L16B WOLF DDB Shaft Bearing Replace | WOLF Film Drive Assembly 17B | A | 0190E007 | 2021-04-01 | 2016-04-18 | PHONGGE
0190-021-148 | 57473 | 0190-MLK-FNP-L17-FILLER01-FILM DR ASSY A | PM03 | 305 | 52W L16A WOLF DDB Shaft Bearing Replace | WOLF Film Drive Assembly 17A | A | 0190E007 | 2021-04-01 | 2016-04-18 | PHONGGE
0190-021-147 | 57473 | 0190-MLK-FNP-L15-FILLER04-FILM DR ASSY D | PM03 | 305 | 52W L15D WOLF DDB Shaft Bearing Replace | Film Drive Assembly 15D | A | 0190E007 | 2021-03-19 | 2016-04-18 | PHILAGANAN
0190-021-146 | 57473 | 0190-MLK-FNP-L15-FILLER03-FILM DR ASSY C | PM03 | 305 | 52W L15C WOLF DDB Shaft Bearing Replace | Film Drive Assembly 15C | A | 0190E007 | 2021-03-19 | 2016-04-18 | PHILAGANAN
0190-021-145 | 57473 | 0190-MLK-FNP-L15-FILLER02-FILM DR ASSY B | PM03 | 305 | 52W L15B WOLF DDB Shaft Bearing Replace | Film Drive Assembly 15B | A | 0190E007 | 2021-03-19 | 2016-04-18 | PHILAGANAN
0190-021-144 | 57473 | 0190-MLK-FNP-L15-FILLER01-FILM DR ASSY A | PM03 | 305 | 52W L15A WOLF DDB Shaft Bearing Replace | Film Drive Assembly L15A | A | 0190E007 | 2021-03-19 | 2016-04-18 | PHILAGANAN
0190-021-143 | 57473 | 0190-MLK-FNP-L14-FILLER05-FILM DR ASSY D | PM03 | 305 | 52W L14D WOLF DDB Shaft Bearing Replace | Film Drive Assembly 14D | A | 0190E007 | 2021-03-19 | 2016-04-18 | PHILAGANAN
0190-021-142 | 57473 | 0190-MLK-FNP-L14-FILLER04-FILM DR ASSY C | PM03 | 305 | 52W L14C WOLF DDB Shaft Bearing Replace | Film Drive Assembly 14C | A | 0190E007 | 2021-03-19 | 2016-04-18 | PHILAGANAN
0190-021-141 | 57473 | 0190-MLK-FNP-L14-FILLER03-FILM DR ASSY B | PM03 | 305 | 52W L14B WOLF DDB Shaft Bearing Replace | Film Drive Assembly 14B | A | 0190E007 | 2021-03-19 | 2016-04-18 | PHILAGANAN
0190-021-140 | 57473 | 0190-MLK-FNP-L14-FILLER02-FILM DR ASSY A | PM03 | 305 | 52W L14A WOLF DDB Shaft Bearing Replace | Film Drive Assembly 14A | A | 0190E007 | 2021-03-19 | 2016-04-18 | PHILAGANAN
0190-021-139 | 57473 | 0190-MLK-FNP-L04-FILLER05-HORSEAL ASSY D | PM03 | 305 | 52W L4D WOLF DDB Shaft Bearing Replace | Horizontal Sealing Assembly 4D | A | 0190E007 | 2021-04-01 | 2016-04-18 | PHONGGE
0190-021-138 | 57473 | 0190-MLK-FNP-L04-FILLER04-HORSEAL ASSY C | PM03 | 305 | 52W L4C WOLF DDB Shaft Bearing Replace | Horizontal Sealing Assembly 4C | A | 0190E007 | 2021-04-01 | 2016-04-18 | PHONGGE
0190-021-137 | 57473 | 0190-MLK-FNP-L04-FILLER03-FILM DR ASSY B | PM03 | 305 | 52W L4B WOLF DDB Shaft Bearing Replace | Film Drive Assembly 4B | A | 0190E007 | 2021-04-01 | 2016-04-18 | PHONGGE
0190-021-136 | 57473 | 0190-MLK-FNP-L04-FILLER02-FILM DR ASSY A | PM03 | 305 | 52W L4A WOLF DDB Shaft Bearing Replace | Film Drive Assembly 4A | A | 0190E007 | 2021-04-01 | 2016-04-18 | PHONGGE
0190-021-135 | 57473 | 0190-MLK-FNP-L01-FILLER04-FILM DR ASSY D | PM03 | 305 | 52W L1D WOLF DDB Shaft Bearing Replace | Film Drive Assembly 1D | A | 0190E007 | 2021-04-01 | 2016-04-18 | PHONGGE
0190-021-134 | 57473 | 0190-MLK-FNP-L01-FILLER03-FILM DR ASSY C | PM03 | 305 | 52W L1C WOLF DDB Shaft Bearing Replace | Film Drive Assembly 1C | A | 0190E007 | 2021-04-01 | 2016-04-18 | PHONGGE
0190-021-133 | 57473 | 0190-MLK-FNP-L01-FILLER02-FILM DR ASSY B | PM03 | 305 | 52W L1B WOLF DDB Shaft Bearing Replace | Film Drive Assembly 1B | A | 0190E007 | 2021-04-01 | 2016-04-18 | PHONGGE
0190-021-132 | 57473 | 0190-MLK-FNP-L01-FILLER01-FILM DR ASSY A | PM03 | 305 | 52W L1A WOLF DDB Shaft Bearing Replace | Film Drive Assembly 1A | A | 0190E007 | 2021-03-29 | 2016-04-18 | PHONGGE
0190-021-131 | 57473 | 0190-MLK-FNP-L10-FILLER06 | PM03 | 305 | 52W L10B WOLF DDB Shaft Bearing Replace | Filling Machine Wolf 10b Line 10 | A | 0190E007 | 2021-03-19 | 2016-04-18 | PHILAGANAN
0190-021-130 | 57473 | 0190-MLK-FNP-L10-FILLER06-FILM DR ASSY B | PM03 | 305 | 52W L10A WOLF DDB Shaft Bearing Replace | Film Drive Assembly 10B | A | 0190E007 | 2021-04-01 | 2016-04-18 | PHONGGE
0190-021-129 | 57473 | 0190-MLK-FNP-L02-FILLER04-FILM DR ASSY D | PM03 | 305 | 52W L2D WOLF DDB Shaft Bearing Replace | Film Drive Assembly 2D | A | 0190E007 | 2021-04-01 | 2016-04-18 | PHONGGE
0190-021-128 | 57473 | 0190-MLK-FNP-L02-FILLER03-FILM DR ASSY C | PM03 | 305 | 52W L2C WOLF DDB Shaft Bearing Replace | Film Drive Assembly 2C | A | 0190E007 | 2021-04-01 | 2016-04-18 | PHONGGE
0190-021-127 | 57473 | 0190-MLK-FNP-L02-FILLER02-FILM DR ASSY B | PM03 | 305 | 52W L2B WOLF DDB Shaft Bearing Replace | Film Drive Assembly 2B | A | 0190E007 | 2021-04-01 | 2016-04-18 | PHONGGE
0190-021-126 | 57473 | 0190-MLK-FNP-L02-FILLER01-FILM DR ASSY A | PM03 | 305 | 52W L2A WOLF DDB Shaft Bearing Replace | Film Drive Assembly 2A | A | 0190E007 | 2021-04-01 | 2016-04-18 | PHONGGE
0190-021-125 | 402200 | 0190-MLK-FNP-L14-XRAYMA02 | PM03 | 305 | 26W L14CD X-ray Belt Conv Replacement | X-Ray Machine Line 14 CD | A | 0190E007 | 2021-03-19 | 2016-04-12 | PHILAGANAN
0190-021-124 | 402200 | 0190-MLK-FNP-L14-XRAYMA01 | PM03 | 305 | 26W L14AB X-ray Belt Conv Replacement | X-Ray Machine Line 14 AB | A | 0190E007 | 2021-03-19 | 2016-04-12 | PHILAGANAN
0190-021-123 | 417207 | 0190-MLK-FNP-L14-FILLER02-LASER PRINTR A | PM03 | 305 | 13W L14A Laser Printer Preventive Maint | Laser Printer 14A | A | 0190E008 | 2019-10-21 | 2016-04-08 | PHONGGE
0190-021-123 | 417207 | 0190-MLK-FNP-L14-FILLER03-LASER PRINTR B | PM03 | 305 | 13W L14B Laser Printer Preventive Maint | Laser Printer 14B | A | 0190E008 | 2019-10-21 | 2016-04-08 | PHONGGE
0190-021-123 | 417207 | 0190-MLK-FNP-L14-FILLER04-LASER PRINTR C | PM03 | 305 | 13W L14C Laser Printer Preventive Maint | Laser Printer 14C | A | 0190E008 | 2019-10-21 | 2016-04-08 | PHONGGE
0190-021-123 | 417207 | 0190-MLK-FNP-L14-FILLER05-LASER PRINTR D | PM03 | 305 | 13W L14D Laser Printer Preventive Maint | Laser Printer 14D | A | 0190E008 | 2019-10-21 | 2016-04-08 | PHONGGE
0190-021-122 | 414966 | 0190-MLK-FNP-L14-XRAYMA01 | PM03 | 307 | 2W L14AB X-ray ACU Filter Cleaning | X-Ray Machine Line 14 AB | A | 0190E008 | 2016-04-20 | 2016-04-08 | PHCABIOPE
0190-021-122 | 414966 | 0190-MLK-FNP-L14-XRAYMA02 | PM03 | 307 | 2W L14CD X-ray ACU Filter Cleaning | X-Ray Machine Line 14 CD | A | 0190E008 | 2016-04-20 | 2016-04-08 | PHCABIOPE
0190-021-121 | 513992 | 0190-MLK-FNP-L14-DVDCVY02 | PM03 | 307 | 13W 14CD LM Inspect/Retighten/Lubn | LM Divider Conveyor Line 14 CD (A-2) | B | 0190E007 | 2021-03-19 | 2016-04-08 | PHILAGANAN
0190-021-120 | 513992 | 0190-MLK-FNP-L14-DVDCVY01 | PM03 | 307 | 13W 14AB LM Inspect/Retighten/Lubn | LM Divider Conveyor Line 14 AB (A-1) | B | 0190E007 | 2021-03-19 | 2016-04-08 | PHILAGANAN
0190-021-119 | 61052 | 0190-MLK-FNP-L14-CSERTR01 | PM03 | 307 | 13W 33g ERECTOR Inspect/Retighten/Lubn | LANTECH Case Erector Line 14&15 | B | 0190E007 | 2021-03-19 | 2016-04-08 | PHILAGANAN
0190-021-118 | 513991 | 0190-MLK-FNP-L14-CSFILR02 | PM03 | 307 | 13W L14CD PRODEC Inspect/Retighten/Lubn | PRODEC Case Filler Line 14 CD | B | 0190E007 | 2021-03-19 | 2016-04-08 | PHILAGANAN
0190-021-117 | 513991 | 0190-MLK-FNP-L14-CSFILR01 | PM03 | 307 | 13W L14AB PRODEC Inspect/Retighten/Lubn | PRODEC Case Filler Line 14 AB | B | 0190E007 | 2021-03-19 | 2016-04-08 | PHILAGANAN
0190-021-116 | 56375 | 0190-MLK-FNP-L14-FILLER02 | PM03 | 307 | 13W L14A Filler Inspect/Retight/Lubn | Filling Machine Wolf 14A Line 14 | A | 0190E007 | 2021-03-19 | 2016-04-08 | PHILAGANAN
0190-021-116 | 56375 | 0190-MLK-FNP-L14-FILLER03 | PM03 | 307 | 13W L14B Filler Inspect/Retight/Lubn | Filling Machine Wolf 14B Line 14 | A | 0190E007 | 2021-03-19 | 2016-04-08 | PHILAGANAN
0190-021-116 | 56375 | 0190-MLK-FNP-L14-FILLER04 | PM03 | 307 | 13W L14C Filler Inspect/Retight/Lubn | Filling Machine Wolf 14C Line 14 | A | 0190E007 | 2021-03-19 | 2016-04-08 | PHILAGANAN
0190-021-116 | 56375 | 0190-MLK-FNP-L14-FILLER05 | PM03 | 307 | 13W L14D Filler Inspect/Retight/Lubn | Filling Machine Wolf 14D Line 14 | A | 0190E007 | 2021-03-19 | 2016-04-08 | PHILAGANAN
0190-021-115 | 513989 | 0190-MLK-FNP-L14-STAPER01 | PM03 | 307 | 13W L14 SIAT Inspect/Retighten/Lubn | SIAT Tape Sealer Line 14 | B | 0190E007 | 2021-03-19 | 2016-04-08 | PHILAGANAN
0190-021-114 | 16319 | 0190-MLK-FNP-L14-CSPRTR02 | PM03 | 305 | 4W L14 MARKEM Case Printer Servicing | MARKEM-IMAJE Case Printer Line 14 | B | 0190E008 | 2020-01-03 | 2016-04-08 | PHOROSCOFE
0190-021-113 | 16317 | 0190-MLK-FNP-L14-XRAYMA01 | PM03 | 307 | 13W L14AB X-ray Inspect/Servicing | X-Ray Machine Line 14 AB | A | 0190E008 | 2021-03-19 | 2016-04-08 | PHILAGANAN
0190-021-113 | 16317 | 0190-MLK-FNP-L14-XRAYMA02 | PM03 | 307 | 13W L14CD X-ray Inspect/Servicing | X-Ray Machine Line 14 CD | A | 0190E008 | 2021-03-19 | 2016-04-08 | PHILAGANAN
0190-021-112 | 16318 | 0190-MLK-FNP-L16-CASWGH03 | PM03 | 307 | 13W L16CD Case CW Inspection/Servicin | ISHIDA Case Checkweigher Line 16AB | A | 0190E008 | 2021-03-19 | 2016-04-08 | PHILAGANAN
0190-021-111 | 16318 | 0190-MLK-FNP-L17-CASWGH02 | PM03 | 307 | 13W L16AB Case CW Inspection/Servicin | ISHIDA Case Checkweigher Line 17AB | A | 0190E008 | 2021-03-19 | 2016-04-08 | PHILAGANAN
0190-021-110 | 16318 | 0190-MLK-FNP-L15-CASWGH01-CASE REJECTOR | PM03 | 307 | 13W L15 CaseRejector Inspection/Servicin | Case Checkweigher Rejector L15 | A | 0190E008 | 2021-03-19 | 2016-04-08 | PHILAGANAN
0190-021-110 | 16318 | 0190-MLK-FNP-L15-CASWGH01-CASE WEIGHER | PM03 | 307 | 13W L15 Case Weigh Inspection/Servicin | Case Checkweigher Conveyor L15 | A | 0190E008 | 2021-03-19 | 2016-04-08 | PHILAGANAN
0190-021-110 | 16318 | 0190-MLK-FNP-L15-CASWGH01-CONTROLPANEL | PM03 | 307 | 13W L15 CTRL Panel Inspection/Servicin | Case Checkweigher Control Panel Line 15 | A | 0190E008 | 2021-03-19 | 2016-04-08 | PHILAGANAN
0190-021-110 | 16318 | 0190-MLK-FNP-L15-CASWGH01-INFEEDCONVEYOR | PM03 | 307 | 13W L15 Case Infeed Inspection/Servicing | Case Infeed Conveyor Line 15 | A | 0190E008 | 2021-03-19 | 2016-04-08 | PHILAGANAN
0190-021-109 | 16318 | 0190-MLK-FNP-L14-CASWGH02-CASE REJECTOR | PM03 | 307 | 13W L14 CaseRejector Inspection/Servicin | Case Checkweigher Rejector L14 | A | 0190E008 | 2021-03-19 | 2016-04-08 | PHILAGANAN
0190-021-109 | 16318 | 0190-MLK-FNP-L14-CASWGH02-CASE WEIGHER | PM03 | 307 | 13W L14 Case Weigh Inspection/Servicin | Case Checkweigher Conveyor L14 | A | 0190E008 | 2021-03-19 | 2016-04-08 | PHILAGANAN
0190-021-109 | 16318 | 0190-MLK-FNP-L14-CASWGH02-CONTROLPANEL | PM03 | 307 | 13W L14 CTRL Panel Inspection/Servicin | Case Checkweigher Control Panel Line 14 | A | 0190E008 | 2021-03-19 | 2016-04-08 | PHILAGANAN
0190-021-109 | 16318 | 0190-MLK-FNP-L14-CASWGH02-INFEEDCONVEYOR | PM03 | 307 | 13W L14 Case Infeed Inspection/Servicing | Case Infeed Conveyor Line 14 | A | 0190E008 | 2021-03-19 | 2016-04-08 | PHILAGANAN
0190-021-108 | 16318 | 0190-MLK-FNP-L10-CASWGH02 | PM03 | 307 | 13W L10 Case CW Inspection/Servicing | Case Checkweigher Line 10 | A | 0190E008 | 2021-03-19 | 2016-04-08 | PHILAGANAN
0190-021-107 | 16318 | 0190-MLK-FNP-L09-CASWGH02 | PM03 | 307 | 13W L9 Case CW Inspection/Servicing | Case Checkweigher Line 9 | A | 0190E008 | 2021-03-19 | 2016-04-08 | PHILAGANAN
0190-021-106 | 16318 | 0190-MLK-FNP-L08-CASWGH02 | PM03 | 307 | 13W L8 Case CW Inspection/Servicing | Case Checkweigher Line 8 | A | 0190E008 | 2021-03-19 | 2016-04-08 | PHILAGANAN
0190-021-105 | 16318 | 0190-MLK-FNP-L07-CASWGH02 | PM03 | 307 | 13W L7 Case CW Inspection/Servicing | Case Checkweigher Line 7 | A | 0190E008 | 2021-03-19 | 2016-04-08 | PHILAGANAN
0190-021-104 | 16318 | 0190-MLK-FNP-L06-CASWGH01 | PM03 | 307 | 13W EI L6 Case CW Inspection/Servicing | Case Checkweigher Line 6 | A | 0190E008 | 2021-03-19 | 2016-04-08 | PHILAGANAN
0190-021-103 | 16318 | 0190-MLK-FNP-L05-CASWGH02 | PM03 | 307 | 13W L5 EI Case CW Inspection/Servicing | ANRITSU Case Checkweigher Line 5 | A | 0190E008 | 2021-03-19 | 2016-04-08 | PHILAGANAN
0190-021-102 | 16318 | 0190-MLK-FNP-L04-CASWGH02 | PM03 | 307 | 13W L4 EI Case CW Inspection/Servicing | ISHIDA DACS Case Checkweigher Line 4 | A | 0190E008 | 2021-03-19 | 2016-04-08 | PHILAGANAN
0190-021-101 | 16318 | 0190-MLK-FNP-L03-CASWGH02 | PM03 | 307 | 13W L3 EI Case CW Inspection/Servicing | ANRITSU Case Checkweigher Line 3 | A | 0190E008 | 2021-03-19 | 2016-04-08 | PHILAGANAN
0190-021-100 | 16318 | 0190-MLK-FNP-L02-CASWGH02 | PM03 | 307 | 13W L2 EI Case CW Inspection/Servicing | ANRITSU Case Checkweigher Line 2 | A | 0190E008 | 2021-03-19 | 2016-04-08 | PHILAGANAN
0190-021-099 | 16318 | 0190-MLK-FNP-L01-CASWGH02 | PM03 | 307 | 13W L1 EI Case CW Inspection/Servicing | ANRITSU Case Checkweigher Line 1 | A | 0190E008 | 2021-03-19 | 2016-04-08 | PHILAGANAN
0190-021-098 | 435097 | 0190-MLK-FNP-L16-INFCVY01 | PM03 | 307 | 13WK L16CD LM Infeed Convyor Inspection | LM Infeed Conveyor Line 16AB | B | 0190E007 | 2021-03-19 | 2016-03-30 | PHILAGANAN
0190-021-097 | 435097 | 0190-MLK-FNP-L15-INFCVY02 | PM03 | 307 | 13WK L15CD LM Infeed Convyor Inspection | LM Infeed Conveyor Line 15CD | B | 0190E007 | 2021-03-19 | 2016-03-30 | PHILAGANAN
0190-021-096 | 435097 | 0190-MLK-FNP-L15-INFCVY01 | PM03 | 307 | 13WK L15AB LM Infeed Convyor Inspection | LM Infeed Conveyor Line 15AB | B | 0190E007 | 2021-03-19 | 2016-03-30 | PHILAGANAN
0190-021-095 | 435097 | 0190-MLK-FNP-L14-INFCVY02 | PM03 | 307 | 13WK L14CD LM Infeed Convyor Inspection | LM Infeed Conveyor Line 14 CD | B | 0190E007 | 2021-03-19 | 2016-03-30 | PHILAGANAN
0190-021-094 | 435097 | 0190-MLK-FNP-L14-INFCVY01 | PM03 | 307 | 13WK L14AB LM Infeed Convyor Inspection | LM Infeed Conveyor Line 14 AB | B | 0190E007 | 2021-03-19 | 2016-03-30 | PHILAGANAN
0190-021-093 | 435097 | 0190-MLK-FNP-L02-INFCVY04 | PM03 | 307 | 13WK L2CD LM Infeed Convyor Inspection | LM Infeed Conveyor Line 2 CD | B | 0190E007 | 2021-03-19 | 2016-03-30 | PHILAGANAN
0190-021-092 | 435097 | 0190-MLK-FNP-L02-INFCVY03 | PM03 | 307 | 13WK L2AB LM Infeed Convyor Inspection | LM Infeed Conveyor Line 2 AB | B | 0190E007 | 2021-03-19 | 2016-03-30 | PHILAGANAN
0190-021-091 | 435097 | 0190-MLK-FNP-L01-INFCVY04 | PM03 | 302 | 13WK L1C LM Infeed Convyor Inspection | LM Infeed Conveyor Line 1 CD | B | 0190E007 | 2021-03-19 | 2016-03-30 | PHILAGANAN
0190-021-091 | 435097 | 0190-MLK-FNP-L01-INFCVY04 | PM03 | 302 | 13WK L1D LM Infeed Convyor Inspection | LM Infeed Conveyor Line 1 CD | B | 0190E007 | 2021-03-19 | 2016-06-01 | PHILAGANAN
0190-021-090 | 435097 | 0190-MLK-FNP-L01-INFCVY03 | PM03 | 302 | 13WK L1A LM Infeed Convyor Inspection | LM Infeed Conveyor Line 1 AB | B | 0190E007 | 2021-03-19 | 2016-03-30 | PHILAGANAN
0190-021-090 | 435097 | 0190-MLK-FNP-L01-INFCVY03 | PM03 | 302 | 13WK L1B LM Infeed Convyor Inspection | LM Infeed Conveyor Line 1 AB | B | 0190E007 | 2021-03-19 | 2016-06-01 | PHILAGANAN
0190-021-089 | 415543 | 0190-MLK-FNP-L16-CSFILR01 | PM03 | 305 | 52WKS L16CD ACP TrackingBelt Replacement | PRODEC Case Filler Line 16AB | B | 0190E007 | 2021-03-25 | 2016-03-30 | PHOROSCOFE
0190-021-088 | 415543 | 0190-MLK-FNP-L15-CSFILR02 | PM03 | 305 | 52WKS L15CD ACP TrackingBelt Replacement | PRODEC Case Filler Line 15 CD | B | 0190E007 | 2021-03-25 | 2016-03-30 | PHOROSCOFE
0190-021-087 | 415543 | 0190-MLK-FNP-L15-CSFILR01 | PM03 | 305 | 52WKS L15AB ACP TrackingBelt Replacement | PRODEC Case Filler Line 15 AB | B | 0190E007 | 2021-03-25 | 2016-03-30 | PHOROSCOFE
0190-021-086 | 415543 | 0190-MLK-FNP-L14-CSFILR02 | PM03 | 305 | 52WKS L14CD ACP TrackingBelt Replacement | PRODEC Case Filler Line 14 CD | B | 0190E007 | 2021-03-25 | 2016-03-30 | PHOROSCOFE
0190-021-085 | 415543 | 0190-MLK-FNP-L14-CSFILR01 | PM03 | 305 | 52WKS L14AB ACP TrackingBelt Replacement | PRODEC Case Filler Line 14 AB | B | 0190E007 | 2021-03-25 | 2016-03-30 | PHOROSCOFE
0190-021-084 | 415543 | 0190-MLK-FNP-L02-CSFILR02 | PM03 | 305 | 52WKS L2CD ACP TrackingBelt Replacement | PRODEC Case Filler Line 2 CD (B-2) | B | 0190E007 | 2021-03-25 | 2016-03-30 | PHOROSCOFE
0190-021-083 | 415543 | 0190-MLK-FNP-L02-CSFILR01 | PM03 | 305 | 52WKS L2AB ACP TrackingBelt Replacement | PRODEC Case Filler Line 2 AB (B-1) | B | 0190E007 | 2021-03-25 | 2016-03-30 | PHOROSCOFE
0190-021-082 | 415543 | 0190-MLK-FNP-L01-CSFILR02 | PM03 | 305 | 52WKS L1CD ACP TrackingBelt Replacement | PRODEC Case Filler Line 1 CD (A-2) | B | 0190E007 | 2021-03-25 | 2016-03-30 | PHOROSCOFE
0190-021-081 | 415543 | 0190-MLK-FNP-L01-CSFILR01 | PM03 | 305 | 52WKS L1AB ACP TrackingBelt Replacement | PRODEC Case Filler Line 1 AB (A-1) | B | 0190E007 | 2021-03-25 | 2016-03-30 | PHOROSCOFE
0190-021-080 | 51455 | 0190-MLK-FNP-L14-FUMEXT02 | PM03 | 307 | 4W L14/15B Cleaning/Inspect Fumextractor | Fume Extractor Line 14/15 B | B | 0190E007 |  | 2016-03-15
0190-021-079 | 51455 | 0190-MLK-FNP-L14-FUMEXT01 | PM03 | 307 | 4W L14/15A Cleaning/Inspect Fumextractor | Fume Extractor Line 14/15 A | B | 0190E007 |  | 2016-03-15
0190-021-078 | 51455 | 0190-MLK-FNP-L08-FUMEXT01 | PM03 | 307 | 4W L8 Cleaning/Inspection Fumextractor | Fume Extractor Line 8 | C | 0190E007 | 2019-07-12 | 2016-03-15 | PHOROSCOFE
0190-021-077 | 51455 | 0190-MLK-FNP-L01-FUMEXT01 | PM03 | 307 | 4W L1 Cleaning/Inspection Fumextractor | Fume Extractor Line 1 | B | 0190E007 | 2020-01-03 | 2016-03-15 | PHOROSCOFE
0190-021-076 | 405654 | 0190-MLK-FNP-L06-CSFILR01 | PM03 | 305 | 8W L6 PRODEC ACP Filter Replacement | PRODEC Case Filler Line 6 | B | 0190E007 | 2020-02-08 | 2016-03-15 | PHONGGE
0190-021-075 | 405654 | 0190-MLK-FNP-L10-CSFILR01 | PM03 | 305 | 8W L10 PRODEC ACP Filter Replacement | PRODEC Case Filler Line 10 | B | 0190E007 | 2019-03-01 | 2016-03-15 | PHOROSCOFE
0190-021-074 | 405654 | 0190-MLK-FNP-L16-CSFILR01 | PM03 | 305 | 8W L16CD PRODEC ACP Filter Replacement | PRODEC Case Filler Line 16AB | B | 0190E007 | 2020-02-08 | 2016-03-15 | PHONGGE
0190-021-073 | 405654 | 0190-MLK-FNP-L15-CSFILR02 | PM03 | 305 | 8W L15CD PRODEC ACP Filter Replacement | PRODEC Case Filler Line 15 CD | B | 0190E007 | 2020-02-08 | 2016-03-15 | PHONGGE
0190-021-072 | 405654 | 0190-MLK-FNP-L15-CSFILR01 | PM03 | 305 | 8W L15AB PRODEC ACP Filter Replacement | PRODEC Case Filler Line 15 AB | B | 0190E007 | 2020-02-08 | 2016-03-15 | PHONGGE
0190-021-071 | 405654 | 0190-MLK-FNP-L14-CSFILR02 | PM03 | 305 | 8W L14CD PRODEC ACP Filter Replacement | PRODEC Case Filler Line 14 CD | B | 0190E007 | 2020-02-08 | 2016-03-15 | PHONGGE
0190-021-070 | 405654 | 0190-MLK-FNP-L14-CSFILR01 | PM03 | 305 | 8W L14AB PRODEC ACP Filter Replacement | PRODEC Case Filler Line 14 AB | B | 0190E007 | 2020-02-08 | 2016-03-15 | PHONGGE
0190-021-069 | 405654 | 0190-MLK-FNP-L02-CSFILR02 | PM03 | 305 | 8W L2CD PRODEC ACP Filter Replacement | PRODEC Case Filler Line 2 CD (B-2) | B | 0190E007 | 2020-02-08 | 2016-03-15 | PHONGGE
0190-021-068 | 405654 | 0190-MLK-FNP-L02-CSFILR01 | PM03 | 305 | 8W L2AB PRODEC ACP Filter Replacement | PRODEC Case Filler Line 2 AB (B-1) | B | 0190E007 | 2020-02-08 | 2016-03-15 | PHONGGE
0190-021-067 | 405654 | 0190-MLK-FNP-L01-CSFILR02 | PM03 | 305 | 8W L1CD PRODEC ACP Filter Replacement | PRODEC Case Filler Line 1 CD (A-2) | B | 0190E007 | 2020-02-08 | 2016-03-15 | PHONGGE
0190-021-066 | 405654 | 0190-MLK-FNP-L01-CSFILR01 | PM03 | 305 | 8W L1AB PRODEC ACP Filter Replacement | PRODEC Case Filler Line 1 AB (A-1) | B | 0190E007 | 2020-02-08 | 2016-03-15 | PHONGGE
0190-021-065 | 433899 | 0190-MLK-FNP-L16-STAPER03 | PM03 | 305 | 26W L16CD SIAT TS SealParts Replacement | SIAT Tape Sealer Line 16AB | B | 0190E007 | 2021-03-19 | 2016-03-07 | PHILAGANAN
0190-021-064 | 433756 | 0190-MLK-FNP-L17-STAPER01 | PM03 | 305 | 26W L16AB SIAT TS SealParts Replacement | SIAT Tape Sealer Line 17 AB | B | 0190E007 | 2021-03-19 | 2016-03-07 | PHILAGANAN
0190-021-063 | 433899 | 0190-MLK-FNP-L10-STAPER03 | PM03 | 305 | 26W L10 SIAT TS SealingParts Replacement | SIAT Tape Sealer Line 10 | B | 0190E007 | 2021-03-19 | 2016-03-07 | PHILAGANAN
0190-021-062 | 433756 | 0190-MLK-FNP-L09-STAPER01 | PM03 | 305 | 26W L9 SIAT TS Sealing Parts Replacement | SIAT Tape Sealer Line 9 | B | 0190E007 | 2021-03-19 | 2016-03-07 | PHILAGANAN
0190-021-061 | 433899 | 0190-MLK-FNP-L15-STAPER01 | PM03 | 305 | 26W L15 SIAT TS SealingParts Replacement | SIAT Tape Sealer Line 15 | B | 0190E007 | 2021-03-19 | 2016-03-07 | PHILAGANAN
0190-021-060 | 433899 | 0190-MLK-FNP-L14-STAPER01 | PM03 | 305 | 26W L14 SIAT TS SealingParts Replacement | SIAT Tape Sealer Line 14 | B | 0190E007 | 2021-03-19 | 2016-03-07 | PHILAGANAN
0190-021-059 | 433899 | 0190-MLK-FNP-L08-STAPER01 | PM03 | 305 | 26W L8 SIAT TS Sealing Parts Replacement | SIAT Tape Sealer Line 8 | B | 0190E007 | 2021-03-19 | 2016-03-07 | PHILAGANAN
0190-021-058 | 433756 | 0190-MLK-FNP-L07-STAPER03 | PM03 | 305 | 26W L7 SIAT TS Sealing Parts Replacement | SIAT Tape Sealer Line 7 | B | 0190E007 | 2021-03-19 | 2016-03-07 | PHILAGANAN
0190-021-057 | 433899 | 0190-MLK-FNP-L06-STAPER02 | PM03 | 305 | 26W L6 SIAT TS Sealing Parts Replacement | Siat Tape Sealer Line 6 | C | 0190E007 | 2021-03-19 | 2016-03-07 | PHILAGANAN
0190-021-056 | 433899 | 0190-MLK-FNP-L05-STAPER02 | PM03 | 305 | 26W L5 SIAT TS Sealing Parts Replacement | SIAT Tape Sealer Line 5 | B | 0190E007 | 2021-03-19 | 2016-03-07 | PHILAGANAN
0190-021-055 | 570815 | 0190-MLK-FNP-L04-STAPER02 | PM03 | 305 | 26W L4 SIAT TS Sealing Parts Replacement | YOUNGSUN Tape Sealer Line 4 | B | 0190E007 | 2021-03-19 | 2016-03-07 | PHILAGANAN
0190-021-054 | 433756 | 0190-MLK-FNP-L03-STAPER01 | PM03 | 305 | 26W L3 SIAT TS Sealing Parts Replacement | Siat Tape Sealer Line 3 | C | 0190E007 | 2021-03-19 | 2016-03-07 | PHILAGANAN
0190-021-053 | 433899 | 0190-MLK-FNP-L02-STAPER02 | PM03 | 305 | 26W L2 SIAT TS Sealing Parts Replacement | SIAT Tape Sealer Line 2B | B | 0190E007 | 2021-03-19 | 2016-03-07 | PHILAGANAN
0190-021-052 | 433899 | 0190-MLK-FNP-L01-STAPER01 | PM03 | 305 | 26W L1 SIAT TS Sealing Parts Replacement | Siat Tape Sealer Line 1 | C | 0190E007 | 2021-03-19 | 2016-03-07 | PHILAGANAN
0190-021-051 | 67993 | 0190-MLK-FNP-L17-SIFDFS01 | PM03 | 305 | 26W L16A DFS Sifter Screen Replacement | NUCON Sifter Conveyor DF Silo L17A | C | 0190E007 | 2021-03-19 | 2016-02-23 | PHILAGANAN
0190-021-050 | 67993 | 0190-MLK-FNP-L15-SIFDFS01 | PM03 | 305 | 26W L15A DFS Sifter Screen Replacement | NUCON Sifter Conveyor DF Silo L15A | A | 0190E007 | 2021-03-19 | 2016-02-23 | PHILAGANAN
0190-021-049 | 67993 | 0190-MLK-FNP-L14-SIFDFS02 | PM03 | 305 | 26W L14B DFS Sifter Screen Replacement | NUCON Sifter Conveyor DF Silo L14B | A | 0190E007 | 2021-12-21 | 2016-02-23 | PHOROSCOFE
0190-021-048 | 67993 | 0190-MLK-FNP-L14-SIFDFS01 | PM03 | 305 | 26W L14A DFS Sifter Screen Replacement | NUCON Sifter Conveyor DF Silo L14A | A | 0190E007 | 2021-12-21 | 2016-02-23 | PHOROSCOFE
0190-021-047 | 67993 | 0190-MLK-FNP-L10-SIFDFS01 | PM03 | 305 | 26W L10 DFS Sifter Screen Replacement | NUCON SifterConveyor DF Silo L10 | A | 0190E007 | 2021-12-21 | 2016-02-23 | PHOROSCOFE
0190-021-046 | 67993 | 0190-MLK-FNP-L09-SIFDFS01 | PM03 | 305 | 26W L9 DFS Sifter Screen Replacement | NUCON Sifter Conveyor DF Silo L9 | A | 0190E007 | 2021-03-19 | 2016-02-23 | PHILAGANAN
0190-021-045 | 67993 | 0190-MLK-FNP-L08-SIFDFS01 | PM03 | 305 | 26W L8 DFS Sifter Screen Replacement | NUCON Sifter Conveyor DF Silo L8 | A | 0190E007 | 2021-03-19 | 2016-02-23 | PHILAGANAN
0190-021-044 | 67993 | 0190-MLK-FNP-L06-SIFDFS01 | PM03 | 305 | 26W L6 DFS Sifter Screen Replacement | NUCON Sifter Conveyor DF Silo L6 | A | 0190E007 | 2021-12-21 | 2016-02-23 | PHOROSCOFE
0190-021-043 | 67993 | 0190-MLK-FNP-L05-SIFDFS01 | PM03 | 305 | 26W L5 DFS Sifter Screen Replacement | NUCON Sifter Conveyor DF Silo L5 | C | 0190E007 | 2021-12-21 | 2016-02-23 | PHOROSCOFE
0190-021-042 | 67993 | 0190-MLK-FNP-L04-SIFDFS01 | PM03 | 305 | 26W L4 DFS Sifter Screen Replacement | NUCON Sifter Conveyor DF Silo L4 | C | 0190E007 | 2018-11-26 | 2016-02-23 | PHOROSCOFE
0190-021-041 | 67993 | 0190-MLK-FNP-L03-SIFDFS01 | PM03 | 305 | 26W L3 DFS Sifter Screen Replacement | NUCON Sifter Conveyor DF Silo L3 | C | 0190E007 | 2018-11-26 | 2016-02-23 | PHOROSCOFE
0190-021-040 | 67993 | 0190-WST-FNP-L02-SIFDFS02 | PM03 | 305 | 26W L2B DFS Sifter Screen Replacement | NUCON Sifter Conveyor DF Silo L2B | C | 0190E007 | 2018-11-26 | 2016-02-23 | PHOROSCOFE
0190-021-039 | 67993 | 0190-WST-FNP-L02-SIFDFS01 | PM03 | 305 | 26W L2A DFS Sifter Screen Replacement | NUCON Sifter Conveyor DF Silo L2A | C | 0190E007 | 2018-11-26 | 2016-02-23 | PHOROSCOFE
0190-021-038 | 67993 | 0190-WST-FNP-L01-SIFDFS02 | PM03 | 305 | 26W L1B DFS Sifter Screen Replacement | NUCON Sifter Conveyor DF Silo L1B | C | 0190E007 | 2018-11-26 | 2016-02-23 | PHOROSCOFE
0190-021-037 | 67993 | 0190-WST-FNP-L01-SIFDFS01 | PM03 | 305 | 26W L1A DFS Sifter Screen Replacement | NUCON Sifter Conveyor DF Silo L1A | C | 0190E007 | 2018-11-26 | 2016-02-23 | PHOROSCOFE
0190-021-036 | 423968 | 0190-MLK-FNP-L17-SIFTTS02 | PM03 | 305 | 26W L16B TTS Sifter Screen Replacement | VIBRA SifterConveyor TiltingStation L17A | A | 0190E007 | 2021-03-19 | 2016-02-23 | PHILAGANAN
0190-021-035 | 67993 | 0190-MLK-FNP-L17-SIFTTS01 | PM03 | 305 | 26W L16A TTS Sifter Screen Replacement | NUCON SifterConveyor TiltingStation L17A | A | 0190E007 | 2021-03-19 | 2016-02-23 | PHILAGANAN
0190-021-034 | 423968 | 0190-MLK-FNP-L15-SIFTTS02 | PM03 | 305 | 26W L15B TTS Sifter Screen Replacement | VIBRA SifterConveyor TiltingStation L15B | A | 0190E007 | 2021-03-19 | 2016-02-23 | PHILAGANAN
0190-021-033 | 67993 | 0190-MLK-FNP-L15-SIFTTS01 | PM03 | 305 | 26W L15A TTS Sifter Screen Replacement | NUCON SifterConveyor TiltingStation L15A | A | 0190E007 | 2021-03-19 | 2016-02-23 | PHILAGANAN
0190-021-032 | 67993 | 0190-MLK-FNP-L14-SIFTTS02 | PM03 | 305 | 26W L14B TTS Sifter Screen Replacement | NUCON SifterConveyor TiltingStation L14B | A | 0190E007 | 2021-03-19 | 2016-02-23 | PHILAGANAN
0190-021-031 | 67993 | 0190-MLK-FNP-L14-SIFTTS01 | PM03 | 305 | 26W L14A TTS Sifter Screen Replacement | NUCON SifterConveyor TiltingStation L14A | A | 0190E007 | 2021-03-19 | 2016-02-23 | PHILAGANAN
0190-021-030 | 67993 | 0190-MLK-FNP-L10-SIFTTS01 | PM03 | 305 | 26W L10 TTS Sifter Screen Replacement | NUCON SifterConveyor Tilting Station L10 | A | 0190E007 | 2021-03-19 | 2016-02-23 | PHILAGANAN
0190-021-029 | 67993 | 0190-MLK-FNP-L09-SIFTTS01 | PM03 | 305 | 26W L9 TTS Sifter Screen Replacement | NUCON Sifter Conveyor Tilting Station L9 | A | 0190E007 | 2021-03-19 | 2016-02-23 | PHILAGANAN
0190-021-028 | 67993 | 0190-MLK-FNP-L08-SIFTTS01 | PM03 | 305 | 26W L8 TTS Sifter Screen Replacement | NUCON Sifter Conveyor Tilting Station L8 | A | 0190E007 | 2021-03-19 | 2016-02-23 | PHILAGANAN
0190-021-027 | 423968 | 0190-MLK-FNP-L07-SIFTTS01 | PM03 | 305 | 26W L7 TTS Sifter Screen Replacement | VIBRA Sifter Conveyor Tilting Station L7 | A | 0190E007 | 2021-03-19 | 2016-02-23 | PHILAGANAN
0190-021-026 | 423968 | 0190-MLK-FNP-L06-SIFTTS01 | PM03 | 305 | 26W L6 TTS Sifter Screen Replacement | VIBRA Sifter Conveyor Tilting Station L6 | A | 0190E007 | 2021-03-19 | 2016-02-23 | PHILAGANAN
0190-021-025 | 67993 | 0190-MLK-FNP-L05-SIFTTS01 | PM03 | 305 | 26W L5 TTS Sifter Screen Replacement | NUCON Sifter Conveyor Tilting Station L5 | C | 0190E007 | 2021-03-19 | 2016-02-23 | PHILAGANAN
0190-021-024 | 67993 | 0190-MLK-FNP-L04-SIFTTS01 | PM03 | 305 | 26W L4 TTS Sifter Screen Replacement | NUCON Sifter Conveyor Tilting Station L4 | A | 0190E007 | 2018-02-16 | 2016-02-23 | PHOROSCOFE
0190-021-023 | 67993 | 0190-MLK-FNP-L03-SIFTTS01 | PM03 | 305 | 26W L3 TTS Sifter Screen Replacement | NUCON Sifter Conveyor Tilting Station L3 | A | 0190E007 | 2021-03-19 | 2016-02-23 | PHILAGANAN
0190-021-022 | 67993 | 0190-WST-FNP-L02-SIFTTS02 | PM03 | 305 | 26W L2B TTS Sifter Screen Replacement | NUCON SifterConveyor Tilting Station L2B | C | 0190E007 | 2017-01-24 | 2016-02-23 | PHOROSCOFE
0190-021-021 | 67993 | 0190-WST-FNP-L02-SIFTTS01 | PM03 | 305 | 26W L2A TTS Sifter Screen Replacement | NUCON SifterConveyor Tilting Station L2A | C | 0190E007 | 2017-01-24 | 2016-02-23 | PHOROSCOFE
0190-021-020 | 67993 | 0190-WST-FNP-L01-SIFTTS02 | PM03 | 305 | 26W L1B TTS Sifter Screen Replacement | NUCON SifterConveyor Tilting Station L1B | C | 0190E007 | 2020-01-03 | 2016-02-23 | PHOROSCOFE
0190-021-019 | 67993 | 0190-WST-FNP-L01-SIFTTS01 | PM03 | 305 | 26W L1A TTS Sifter Screen Replacement | NUCON SifterConveyor Tilting Station L1A | C | 0190E007 | 2020-01-03 | 2016-02-23 | PHOROSCOFE
0190-021-018 | 15720 | 0190-MLK-FNP-L16-XRAYMA02 | PM03 | 307 | 8W L16CD X-Ray ACU Servicing | X-Ray Machine Line 16AB | A | 0190E007 | 2021-03-19 | 2016-02-15 | PHILAGANAN
0190-021-017 | 15720 | 0190-MLK-FNP-L17-XRAYMA01 | PM03 | 307 | 8W L17AB X-Ray ACU Servicing | X-Ray Machine Line 17 AB | A | 0190E007 | 2021-03-19 | 2016-02-15 | PHILAGANAN
0190-021-016 | 15720 | 0190-MLK-FNP-L15-XRAYMA02 | PM03 | 307 | 8W L15CD X-Ray ACU Servicing | X-Ray Machine Line 15 CD | A | 0190E007 | 2021-03-19 | 2016-02-15 | PHILAGANAN
0190-021-015 | 15720 | 0190-MLK-FNP-L15-XRAYMA01 | PM03 | 307 | 8W L15AB X-Ray ACU Servicing | X-Ray Machine Line 15 AB | A | 0190E008 | 2021-03-19 | 2016-02-15 | PHILAGANAN
0190-021-014 | 15720 | 0190-MLK-FNP-L14-XRAYMA02 | PM03 | 307 | 8W L14CD X-Ray ACU Servicing | X-Ray Machine Line 14 CD | A | 0190E008 | 2021-03-19 | 2016-02-15 | PHILAGANAN
0190-021-013 | 15720 | 0190-MLK-FNP-L14-XRAYMA01 | PM03 | 307 | 8W L14AB X-Ray ACU Servicing | X-Ray Machine Line 14 AB | A | 0190E008 | 2021-03-19 | 2016-02-15 | PHILAGANAN
0190-021-012 | 15720 | 0190-MLK-FNP-L10-XRAYMA03 | PM03 | 307 | 8W L10 X-Ray ACU Servicing | Smiths Detection Pack430 XRay Mach L-10 | A | 0190E008 | 2021-03-19 | 2016-02-15 | PHILAGANAN
0190-021-011 | 15720 | 0190-MLK-FNP-L09-XRAYMA02 | PM03 | 307 | 8W L9 X-Ray ACU Servicing | Smiths Eagle Pack X-Ray Machine Line 9 | A | 0190E008 | 2021-03-19 | 2016-02-15 | PHILAGANAN
0190-021-010 | 15720 | 0190-MLK-FNP-L08-XRAYMA02 | PM03 | 307 | 8W L8 X-Ray ACU Servicing | Smiths Detection Pack430 XRay Mach Line8 | A | 0190E008 | 2021-03-19 | 2016-02-15 | PHILAGANAN
0190-021-009 | 15720 | 0190-MLK-FNP-L07-XRAYMA04 | PM03 | 307 | 8W L7 X-Ray ACU Servicing | EAGLE PACK 720 PRO X-Ray Machine Line 7 | A | 0190E008 | 2021-03-19 | 2016-02-15 | PHILAGANAN
0190-021-008 | 15720 | 0190-MLK-FNP-L06-XRAYMA01 | PM03 | 307 | 8W L6 X-Ray ACU Servicing | SMITHS Eagle Pack X-Ray Machine Line 6 | A | 0190E008 | 2021-03-19 | 2016-02-15 | PHILAGANAN
0190-021-007 | 15720 | 0190-MLK-FNP-L05-XRAYMA02 | PM03 | 307 | 8W L5 X-Ray ACU Servicing | Smiths Eagle Pack X-Ray Machine Line 5 | A | 0190E008 | 2021-03-19 | 2016-02-15 | PHILAGANAN
0190-021-006 | 15720 | 0190-MLK-FNP-L04-XRAYMA01 | PM03 | 307 | 8W L4 X-Ray ACU Servicing | Smiths Eagle Pack X-Ray Machine Line 4 | A | 0190E008 | 2021-03-19 | 2016-02-15 | PHILAGANAN
0190-021-005 | 15720 | 0190-MLK-FNP-L03-XRAYMA01 | PM03 | 307 | 8W L3 X-Ray ACU Servicing | Smiths Eagle Pack X-Ray Machine Line 3 | A | 0190E008 | 2021-03-19 | 2016-02-15 | PHILAGANAN
0190-021-004 | 15720 | 0190-MLK-FNP-L02-XRAYMA04 | PM03 | 307 | 8W L2CD X-Ray ACU Servicing | SMITHS Eagle Pack X-Ray Machine Line 2CD | A | 0190E008 | 2021-03-19 | 2016-02-15 | PHILAGANAN
0190-021-003 | 15720 | 0190-MLK-FNP-L02-XRAYMA05 | PM03 | 307 | 8W L2AB X-Ray ACU Servicing | Smiths Eagle Pack X-Ray Machine Line 2AB | A | 0190E008 | 2021-03-19 | 2016-02-15 | PHILAGANAN
0190-021-002 | 15720 | 0190-MLK-FNP-L01-XRAYMA04 | PM03 | 307 | 8W L1CD X-Ray ACU Servicing | SMITHS Eagle Pack X-Ray Machine Line 1CD | A | 0190E008 | 2021-03-19 | 2016-02-15 | PHILAGANAN
0190-021-001 | 15720 | 0190-MLK-FNP-L01-XRAYMA03 | PM03 | 307 | 8W L1AB X-Ray ACU Servicing | SMITHS Eagle Pack X-Ray Machine Line 1AB | A | 0190E008 | 2021-03-19 | 2016-02-15 | PHILAGANAN
0190-020-410 | 581130 | 0190-MLK-FNP-COM-LKTSTR04 | PM03 | 307 | 26W Inspection Pouch LeakTester Oxipack | Milk FP OxyPack Leak Tester No. 1 | B | 0190E004 | 2021-11-18 | 2021-11-18 | PHOROSCOFE
0190-020-409 | 579697 | 0190-MLK-FNP-L11-SIFDFS01 | PM03 | 305 | 52W L11 BF Sifter Screen Replacement | NUCON Sifter Conveyor Line 11 | C | 0190E007 | 2021-10-03 | 2021-10-03 | PHOROSCOFE
0190-020-409 | 579697 | 0190-MLK-FNP-L12-SIFDFS01 | PM03 | 305 | 52W L12 BF Sifter Screen Replacement | NUCON Sifter Conveyor Line 12 | C | 0190E007 | 2021-10-03 | 2021-10-03 | PHOROSCOFE
0190-020-408 | 578996 | 0190-MLK-FNP-COM-LKTSTR01 | PM03 | 305 | 52W PTI LeakTester Gasket Replacement | Milk LeakTester Veripac-325 SN0207176 R1 | B | 0190E008 | 2021-10-29 | 2021-09-02 | PHILAGANAN
0190-020-408 | 578996 | 0190-MLK-FNP-COM-LKTSTR02 | PM03 | 305 | 52W PTI LeakTester Gasket Replacement | Milk LeakTester Veripac-325 SN0206960 R2 | B | 0190E008 | 2021-10-29 | 2021-09-02 | PHILAGANAN
0190-020-407 | 577275 | 0190-MLK-FNP-L06-CSFILR01-BOXSPIN ASSY | PM03 | 307 | 4W L6 ACP BoxSpin Conveyor Inspection | Boxspin and Case Conveyor Assy L06 | B | 0190E007 | 2021-07-02 | 2021-07-02 | PHOROSCOFE
0190-020-406 | 570441 | 0190-MLK-FNP-L16-CSFILR01-PICK AND PLACE | PM03 | 305 | 52W MLK ACP CupsCarry TimingBelt Replace | PRODEC Pick and Place 16AB | B | 0190E007 | 2021-03-19 | 2020-11-01 | PHILAGANAN
0190-020-405 | 570441 | 0190-MLK-FNP-L15-CSFILR01-PICK AND PLACE | PM03 | 305 | 52W MLK ACP CupsCarry TimingBelt Replace | Pick and Place 15AB | B | 0190E007 | 2021-03-19 | 2020-11-01 | PHILAGANAN
0190-020-405 | 570441 | 0190-MLK-FNP-L15-CSFILR02-PICK AND PLACE | PM03 | 305 | 52W MLK ACP CupsCarry TimingBelt Replace | Pick and Place 15CD | C | 0190E007 | 2021-03-19 | 2020-11-01 | PHILAGANAN
0190-020-404 | 570441 | 0190-MLK-FNP-L14-CSFILR01-PICK AND PLACE | PM03 | 305 | 52W MLK ACP CupsCarry TimingBelt Replace | Pick and Place 14AB | B | 0190E007 | 2021-03-19 | 2020-11-01 | PHILAGANAN
0190-020-404 | 570441 | 0190-MLK-FNP-L14-CSFILR02-PICK AND PLACE | PM03 | 305 | 52W MLK ACP CupsCarry TimingBelt Replace | Pick and Place 14CD | B | 0190E007 | 2021-03-19 | 2020-11-01 | PHILAGANAN
0190-020-403 | 570441 | 0190-MLK-FNP-L02-CSFILR01-PICK AND PLACE | PM03 | 305 | 52W MLK ACP CupsCarry TimingBelt Replace | Pick and PLace 02AB | B | 0190E007 | 2021-03-19 | 2020-11-01 | PHILAGANAN
0190-020-403 | 570441 | 0190-MLK-FNP-L02-CSFILR02-PICK AND PLACE | PM03 | 305 | 52W MLK ACP CupsCarry TimingBelt Replace | Pick and PLace 02CD | B | 0190E007 | 2021-03-19 | 2020-11-01 | PHILAGANAN
0190-020-402 | 570441 | 0190-MLK-FNP-L01-CSFILR01-PICK AND PLACE | PM03 | 305 | 52W MLK ACP CupsCarry TimingBelt Replace | Pick and Place 1AB | B | 0190E007 | 2021-03-19 | 2020-11-01 | PHILAGANAN
0190-020-402 | 570441 | 0190-MLK-FNP-L01-CSFILR02-PICK AND PLACE | PM03 | 305 | 52W MLK ACP CupsCarry TimingBelt Replace | Pick and Place 1CD | B | 0190E007 | 2021-03-19 | 2020-11-01 | PHILAGANAN
0190-020-401 | 567619 | 0190-MLK-FNP-L10-FILLER06-GUSSETASSY | PM03 | 305 | 104W Gusseting Assy Replacement WOLF 10B | Gusseting Assembly L10 B | A | 0190E007 | 2021-03-19 | 2020-08-24 | PHILAGANAN
0190-020-400 | 567619 | 0190-MLK-FNP-L10-FILLER05-GUSSETASSY | PM03 | 305 | 104W Gusseting Assy Replacement WOLF 10A | Gusseting Assembly L10 A | A | 0190E007 | 2021-03-19 | 2020-08-24 | PHILAGANAN
0190-020-399 | 565300 | 0190-MLK-FNP-L07-FILLER06-HORSEAL ASSY A | PM03 | 305 | 104W ROVEMA C/O ServoMotorReplacement 7B | Filling Machine ROVEMA HorizontalSeal 7B | A | 0190E007 | 2021-03-19 | 2020-06-08 | PHILAGANAN
0190-020-398 | 565298 | 0190-MLK-FNP-L07-FILLER06-HORSEAL ASSY A | PM03 | 305 | 104W ROVEMA U/D ServoMotorReplacement 7B | Filling Machine ROVEMA HorizontalSeal 7B | A | 0190E007 | 2021-03-19 | 2020-06-08 | PHILAGANAN
0190-020-397 | 565300 | 0190-MLK-FNP-L07-FILLER05-HORSEAL ASSY A | PM03 | 305 | 104W ROVEMA C/O ServoMotorReplacement 7A | Filling Machine ROVEMA HorizontalSeal 7A | A | 0190E007 | 2021-03-19 | 2020-06-08 | PHILAGANAN
0190-020-396 | 565298 | 0190-MLK-FNP-L07-FILLER05-HORSEAL ASSY A | PM03 | 305 | 104W ROVEMA U/D ServoMotorReplacement 7A | Filling Machine ROVEMA HorizontalSeal 7A | A | 0190E007 | 2021-03-19 | 2020-06-08 | PHILAGANAN
0190-020-395 | 565229 | 0190-MLK-FNP-L10-FILLER05-DOSING ASSY A | PM03 | 307 | 13W ThermalScanning Servomotor/Motor L10 | Dosing Assembly 10A | A | 0190E007 | 2021-03-19 | 2020-06-03 | PHILAGANAN
0190-020-394 | 565229 | 0190-MLK-FNP-L09-FILLER03-DOSING ASSY A | PM03 | 307 | 13W ThermalScanning Servomotor/Motor L9 | Dosing Assembly 9A | A | 0190E007 | 2021-03-19 | 2020-06-03 | PHILAGANAN
0190-020-393 | 565229 | 0190-MLK-FNP-L05-FILLER01-DOSING ASSY A | PM03 | 307 | 13W ThermalScanning Servomotor/Motor L5 | Dosing Assembly 5A | A | 0190E007 | 2021-03-19 | 2020-06-03 | PHILAGANAN
0190-020-392 | 565229 | 0190-MLK-FNP-L08-FILLER03-DOSING ASSY A | PM03 | 307 | 13W ThermalScanning Servomotor/Motor L8 | Dosing Assembly 8A | A | 0190E007 | 2021-03-19 | 2020-06-03 | PHILAGANAN
0190-020-391 | 565229 | 0190-MLK-FNP-L06-FILLER01-DOSING ASSY A | PM03 | 307 | 13W ThermalScanning Servomotor/Motor L6 | Dosing Assembly 6A | A | 0190E007 | 2021-03-19 | 2020-06-03 | PHILAGANAN
0190-020-390 | 565229 | 0190-MLK-FNP-L07-FILLER05-DOSING ASSY A | PM03 | 307 | 13W ThermalScanning Servomotor/Motor L7 | Filling Machine ROVEMA DosingAssembly 7A | A | 0190E007 | 2021-03-19 | 2020-06-03 | PHILAGANAN
0190-020-389 | 565229 | 0190-MLK-FNP-L17-FILLER01-DOSING ASSY A | PM03 | 307 | 13W ThermalScanning Servomotor/Motor L17 | Dosing Assembly L17A | A | 0190E007 | 2021-03-19 | 2020-06-03 | PHILAGANAN
0190-020-388 | 565229 | 0190-MLK-FNP-L16-FILLER04-DOSING ASSY B | PM03 | 307 | 13W ThermalScanning Servomotor/Motor L16 | Dosing Assembly L16B | A | 0190E007 | 2021-03-19 | 2020-06-03 | PHILAGANAN
0190-020-387 | 565229 | 0190-MLK-FNP-L15-FILLER01-DOSING ASSY A | PM03 | 307 | 13W ThermalScanning Servomotor/Motor L15 | Dosing Assembly L15A | A | 0190E007 | 2021-03-19 | 2020-06-03 | PHILAGANAN
0190-020-386 | 565229 | 0190-MLK-FNP-L14-FILLER03-DOSING ASSY B | PM03 | 307 | 13W ThermalScanning Servomotor/Motor L14 | Dosing Assembly 14B | B | 0190E007 | 2021-03-19 | 2020-06-03 | PHILAGANAN
0190-020-385 | 565229 | 0190-MLK-FNP-L04-FILLER04-DOSING ASSY C | PM03 | 307 | 13W ThermalScanning Servomotor/Motor L4 | Filling Machine WOLF 4C Dosing Assembly | A | 0190E007 | 2021-03-19 | 2020-06-03 | PHILAGANAN
0190-020-384 | 565229 | 0190-MLK-FNP-L03-FILLER03-DOSING ASSY A | PM03 | 307 | 13W ThermalScanning Servomotor/Motor L3 | Dosing Assembly 3A | A | 0190E007 | 2021-03-19 | 2020-06-03 | PHILAGANAN
0190-020-383 | 565229 | 0190-MLK-FNP-L02-FILLER04-DOSING ASSY D | PM03 | 307 | 13W ThermalScanning Servomotor/Motor L2 | Dosing Assembly 2D | A | 0190E007 | 2021-03-19 | 2020-06-03 | PHILAGANAN
0190-020-382 | 565229 | 0190-MLK-FNP-L01-FILLER01-DOSING ASSY A | PM03 | 307 | 13W ThermalScanning Servomotor/Motor L1 | Dosing Assembly 1A | A | 0190E007 | 2021-03-19 | 2020-06-03 | PHILAGANAN
0190-020-381 | 565014 | 0190-MLK-FNP-L14-CSFILR02-REJE CONV 14CD | PM03 | 305 | 52WK Reject CnvyrBelt Replacmnt L14B MLK | Reject Conveyor 14CD | B | 0190E007 | 2021-03-19 | 2020-05-31 | PHILAGANAN
0190-020-380 | 565013 | 0190-MLK-FNP-L14-CSFILR01-REJE CONV 14AB | PM03 | 305 | 52WK Reject CnvyrBelt Replacmnt L14A MLK | Reject Conveyor 14AB | B | 0190E007 | 2021-03-19 | 2020-05-31 | PHILAGANAN
0190-020-379 | 565012 | 0190-MLK-FNP-L16-CSFILR01-REJE CONV 16AB | PM03 | 305 | 52WK Reject Cnvyr Belt Replacmnt L16 MLK | PRODEC Rejector Conveyor 16AB | B | 0190E007 | 2021-03-19 | 2020-05-31 | PHILAGANAN
0190-020-378 | 565011 | 0190-MLK-FNP-L15-CSFILR01-REJE CONV 15AB | PM03 | 305 | 52WK Reject Cnvyr Belt Replacmnt L15 MLK | Reject Conveyor 15AB | B | 0190E007 | 2021-03-19 | 2020-05-31 | PHILAGANAN
0190-020-377 | 564987 | 0190-MLK-FNP-L01-FILLER03-FILM DR ASSY C | PM03 | 305 | 104W WOLF FM DDB Cylinder Replacement 1C | Film Drive Assembly 1C | A | 0190E007 | 2021-03-19 | 2020-05-29 | PHILAGANAN
0190-020-377 | 564987 | 0190-MLK-FNP-L01-FILLER04-FILM DR ASSY D | PM03 | 305 | 104W WOLF FM DDB Cylinder Replacement 1D | Film Drive Assembly 1D | A | 0190E007 | 2021-03-19 | 2020-05-29 | PHILAGANAN
0190-020-376 | 564987 | 0190-MLK-FNP-L01-FILLER01-FILM DR ASSY A | PM03 | 305 | 104W WOLF FM DDB Cylinder Replacemnt 1A | Film Drive Assembly 1A | A | 0190E007 | 2021-03-19 | 2020-05-29 | PHILAGANAN
0190-020-376 | 564987 | 0190-MLK-FNP-L01-FILLER02-FILM DR ASSY B | PM03 | 305 | 104W WOLF FM DDB Cylinder Replacement 1B | Film Drive Assembly 1B | A | 0190E007 | 2021-03-19 | 2020-05-29 | PHILAGANAN
0190-020-375 | 564697 | 0190-MLK-FNP-L16-CSFILR01-MERG CONV 16AB | PM03 | 305 | 104W ACP Merging CVY MotorReplacemnt 16 | PRODEC Merging Conveyor 16AB | B | 0190E007 | 2020-09-28 | 2020-05-21 | PHOROSCOFE
0190-020-374 | 564697 | 0190-MLK-FNP-L15-CSFILR02-MERG CONV 15CD | PM03 | 305 | 104W ACP Merging CVY MotorReplacemnt 15B | Merging Conveyor 15CD | C | 0190E007 | 2020-09-28 | 2020-05-21 | PHOROSCOFE
0190-020-373 | 564697 | 0190-MLK-FNP-L15-CSFILR01-MERG CONV 15AB | PM03 | 305 | 104W ACP Merging CVY MotorReplacemnt 15A | Merging Conveyor 15AB | B | 0190E007 | 2020-09-28 | 2020-05-21 | PHOROSCOFE
0190-020-372 | 564697 | 0190-MLK-FNP-L14-CSFILR02-MERG CONV 14CD | PM03 | 305 | 104W ACP Merging CVY MotorReplacemnt 14B | Merging Conveyor 14CD | B | 0190E007 | 2020-09-28 | 2020-05-21 | PHOROSCOFE
0190-020-371 | 564697 | 0190-MLK-FNP-L14-CSFILR01-MERG CONV 14AB | PM03 | 305 | 104W ACP Merging CVY MotorReplacemnt 14A | Merging Conveyor 14AB | B | 0190E007 | 2020-09-28 | 2020-05-21 | PHOROSCOFE
0190-020-370 | 564697 | 0190-MLK-FNP-L02-CSFILR02-MERG CONV 02CD | PM03 | 305 | 104W ACP Merging CVY MotorReplacemnt 2B | Merging Conveyor 02CD | B | 0190E007 | 2020-05-21 | 2020-05-21 | PHOROSCOFE
0190-020-369 | 564697 | 0190-MLK-FNP-L02-CSFILR01-MERG CONV 02AB | PM03 | 305 | 104W ACP Merging CVY MotorReplacemnt 2A | Merging Conveyor 02AB | B | 0190E007 | 2020-05-21 | 2020-05-21 | PHOROSCOFE
0190-020-368 | 564697 | 0190-MLK-FNP-L01-CSFILR02-MERG CONV 1CD | PM03 | 305 | 104W ACP Merging CVY MotorReplacemnt 1B | Merging Conveyor 1CD | B | 0190E007 | 2020-05-21 | 2020-05-21 | PHOROSCOFE
0190-020-367 | 564697 | 0190-MLK-FNP-L01-CSFILR01-MERG CONV 1AB | PM03 | 305 | 104W ACP Merging CVY MotorReplacemnt 1A | Merging Conveyor 1AB | B | 0190E007 | 2020-05-21 | 2020-05-21 | PHOROSCOFE
0190-020-366 | 564495 | 0190-COF-FNP-SCW-STWRAP03 | PM03 | 303 | 8W StretchWrap MH-FG-2000A Lubrication | Coffee FP StretchWrap No. 3 MH-FG-2000A | B | 0190E003 | 2021-08-15 | 2020-05-18 | PHOROSCOFE
0190-020-366 | 564495 | 0190-MLK-FNP-SCW-STWRAP04 | PM03 | 303 | 8W StretchWrap MH-FG-2000A Lubrication | Milk FP StretchWrap No. 4 MH-FG-2000A | B | 0190E007 | 2021-08-15 | 2020-05-18 | PHOROSCOFE
0190-020-366 | 564495 | 0190-MLK-FNP-SCW-STWRAP05 | PM03 | 303 | 8W StretchWrap MH-FG-2000A Lubrication | Milk FP StretchWrap No. 5 MH-FG-2000A | B | 0190E007 |  | 2021-08-15
0190-020-365 | 564494 | 0190-COF-FNP-SCW-STWRAP03 | PM03 | 307 | 4W StretchWrap MH-FG-2000A Inspection | Coffee FP StretchWrap No. 3 MH-FG-2000A | B | 0190E003 | 2021-08-15 | 2020-05-18 | PHOROSCOFE
0190-020-365 | 564494 | 0190-MLK-FNP-SCW-STWRAP04 | PM03 | 307 | 4W StretchWrap MH-FG-2000A Inspection | Milk FP StretchWrap No. 4 MH-FG-2000A | B | 0190E007 | 2021-08-15 | 2020-05-18 | PHOROSCOFE
0190-020-365 | 564494 | 0190-MLK-FNP-SCW-STWRAP05 | PM03 | 307 | 4W StretchWrap MH-FG-2000A Inspection | Milk FP StretchWrap No. 5 MH-FG-2000A | B | 0190E007 |  | 2021-08-15
0190-020-364 | 416710 | 0190-MLK-FNP-L16-DVDCVY01-CONV ASSY 16AB | PM03 | 305 | 52WK LM L16 DiverterCylinder Replacement | LM Divider Conveyor Assembly Line 16AB | B | 0190E007 | 2021-03-19 | 2020-04-29 | PHILAGANAN
0190-020-363 | 563716 | 0190-MLK-FNP-L03-FILLER03-FILM DR ASSY A | PM03 | 305 | 78W ROV L3A DDB Shaft Bearing/IR Replace | Film Drive Assembly 03A | A | 0190E007 | 2021-03-19 | 2020-04-24 | PHILAGANAN
0190-020-363 | 563716 | 0190-MLK-FNP-L03-FILLER04-FILM DR ASSY B | PM03 | 305 | 78W ROVEMA DDB Shaft Bearing/IR Replace | Film Drive Assembly 03B | A | 0190E007 | 2021-03-19 | 2020-04-24 | PHILAGANAN
0190-020-362 | 563716 | 0190-MLK-FNP-L08-FILLER03-FILM DR ASSY A | PM03 | 305 | 78W ROV L8A DDB Shaft Bearing/IR Replace | Film Drive Assembly 8A | A | 0190E007 | 2021-03-19 | 2020-04-24 | PHILAGANAN
0190-020-362 | 563716 | 0190-MLK-FNP-L08-FILLER04-FILM DR ASSY B | PM03 | 305 | 78W ROVEMA DDB Shaft Bearing/IR Replace | Film Drive Assembly 8B | A | 0190E007 | 2021-03-19 | 2020-04-24 | PHILAGANAN
0190-020-361 | 563716 | 0190-MLK-FNP-L06-FILLER01-FILM DR ASSY A | PM03 | 305 | 78W ROV L6A DDB Shaft Bearing/IR Replace | Film Drive Assembly 6A | A | 0190E007 | 2021-03-19 | 2020-04-24 | PHILAGANAN
0190-020-361 | 563716 | 0190-MLK-FNP-L06-FILLER02-FILM DR ASSY B | PM03 | 305 | 78W ROV L6B DDB Shaft Bearing/IR Replace | Film Drive Assembly 6B | A | 0190E007 | 2021-03-19 | 2020-04-24 | PHILAGANAN
0190-020-360 | 563716 | 0190-MLK-FNP-L05-FILLER01-FILM DR ASSY A | PM03 | 305 | 78W ROV L5A DDB Shaft Bearing/IR Replace | Film Drive Assembly 5A | A | 0190E007 | 2021-03-19 | 2020-04-24 | PHILAGANAN
0190-020-360 | 563716 | 0190-MLK-FNP-L05-FILLER02-FILM DR ASSY B | PM03 | 305 | 78W ROV L5B DDB Shaft Bearing/IR Replace | Film Drive Assembly 5B | A | 0190E007 | 2021-03-19 | 2020-04-24 | PHILAGANAN
0190-020-359 | 563716 | 0190-MLK-FNP-L09-FILLER03-FILM DR ASSY A | PM03 | 305 | 78W ROV L9A DDB Shaft Bearing/IR Replace | Film Drive Assembly 9A | A | 0190E007 | 2021-03-19 | 2020-04-24 | PHILAGANAN
0190-020-359 | 563716 | 0190-MLK-FNP-L09-FILLER04-FILM DR ASSY B | PM03 | 305 | 78W ROV L9B DDB Shaft Bearing/IR Replace | Film Drive Assembly 9B | A | 0190E007 | 2021-03-19 | 2020-04-24 | PHILAGANAN
0190-020-358 | 562888 | 0190-MLK-FNP-L01-FILLER01-DOSING ASSY A | PM03 | 302 | 13W FP FM Ultrasonic Nitrogen Leak Test | Dosing Assembly 1A | A | 0190E007 | 2021-03-19 | 2020-03-28 | PHILAGANAN
0190-020-358 | 562888 | 0190-MLK-FNP-L01-FILLER02-DOSING ASSY B | PM03 | 302 | 13W FP FM Ultrasonic Nitrogen Leak Test | Dosing Assembly 1B | A | 0190E007 | 2021-03-19 | 2020-03-28 | PHILAGANAN
0190-020-358 | 562888 | 0190-MLK-FNP-L01-FILLER03-DOSING ASSY C | PM03 | 302 | 13W FP FM Ultrasonic Nitrogen Leak Test | Dosing Assembly 1C | A | 0190E007 | 2021-03-19 | 2020-03-28 | PHILAGANAN
0190-020-358 | 562888 | 0190-MLK-FNP-L01-FILLER04-DOSING ASSY D | PM03 | 302 | 13W FP FM Ultrasonic Nitrogen Leak Test | Dosing Assembly 1D | A | 0190E007 | 2021-03-19 | 2020-03-28 | PHILAGANAN
0190-020-358 | 562888 | 0190-MLK-FNP-L02-FILLER01-DOSING ASSY A | PM03 | 302 | 13W FP FM Ultrasonic Nitrogen Leak Test | Dosing Assembly 2A | A | 0190E007 | 2021-03-19 | 2020-03-28 | PHILAGANAN
0190-020-358 | 562888 | 0190-MLK-FNP-L02-FILLER02-DOSING ASSY B | PM03 | 302 | 13W FP FM Ultrasonic Nitrogen Leak Test | Dosing Assembly 2B | A | 0190E007 | 2021-03-19 | 2020-03-28 | PHILAGANAN
0190-020-358 | 562888 | 0190-MLK-FNP-L02-FILLER03-DOSING ASSY C | PM03 | 302 | 13W FP FM Ultrasonic Nitrogen Leak Test | Dosing Assembly 2C | A | 0190E007 | 2021-03-19 | 2020-03-28 | PHILAGANAN
0190-020-358 | 562888 | 0190-MLK-FNP-L02-FILLER04-DOSING ASSY D | PM03 | 302 | 13W FP FM Ultrasonic Nitrogen Leak Test | Dosing Assembly 2D | A | 0190E007 | 2021-03-19 | 2020-03-28 | PHILAGANAN
0190-020-358 | 562888 | 0190-MLK-FNP-L03-FILLER03-DOSING ASSY A | PM03 | 302 | 13W FP FM Ultrasonic Nitrogen Leak Test | Dosing Assembly 3A | A | 0190E007 | 2021-03-19 | 2020-03-28 | PHILAGANAN
0190-020-358 | 562888 | 0190-MLK-FNP-L03-FILLER04-DOSING ASSY B | PM03 | 302 | 13W FP FM Ultrasonic Nitrogen Leak Test | Dosing Assembly 3B | A | 0190E007 | 2021-03-19 | 2020-03-28 | PHILAGANAN
0190-020-358 | 562888 | 0190-MLK-FNP-L04-FILLER02-DOSING ASSY A | PM03 | 302 | 13W FP FM Ultrasonic Nitrogen Leak Test | Filling Machine WOLF 4A Dosing Assembly | A | 0190E007 | 2021-03-19 | 2020-03-28 | PHILAGANAN
0190-020-358 | 562888 | 0190-MLK-FNP-L04-FILLER03-DOSING ASSY B | PM03 | 302 | 13W FP FM Ultrasonic Nitrogen Leak Test | Filling Machine WOLF 4B Dosing Assembly | A | 0190E007 | 2021-03-19 | 2020-03-28 | PHILAGANAN
0190-020-358 | 562888 | 0190-MLK-FNP-L04-FILLER04-DOSING ASSY C | PM03 | 302 | 13W FP FM Ultrasonic Nitrogen Leak Test | Filling Machine WOLF 4C Dosing Assembly | A | 0190E007 | 2021-03-19 | 2020-03-28 | PHILAGANAN
0190-020-358 | 562888 | 0190-MLK-FNP-L04-FILLER05-DOSING ASSY D | PM03 | 302 | 13W FP FM Ultrasonic Nitrogen Leak Test | Filling Machine WOLF 4D Dosing Assembly | A | 0190E007 | 2021-03-19 | 2020-03-28 | PHILAGANAN
0190-020-358 | 562888 | 0190-MLK-FNP-L05-FILLER01-DOSING ASSY A | PM03 | 302 | 13W FP FM Ultrasonic Nitrogen Leak Test | Dosing Assembly 5A | A | 0190E007 | 2021-03-19 | 2020-03-28 | PHILAGANAN
0190-020-358 | 562888 | 0190-MLK-FNP-L05-FILLER02-DOSING ASSY B | PM03 | 302 | 13W FP FM Ultrasonic Nitrogen Leak Test | Dosing Assembly 5B | A | 0190E007 | 2021-03-19 | 2020-03-28 | PHILAGANAN
0190-020-358 | 562888 | 0190-MLK-FNP-L06-FILLER01-DOSING ASSY A | PM03 | 302 | 13W FP FM Ultrasonic Nitrogen Leak Test | Dosing Assembly 6A | A | 0190E007 | 2021-03-19 | 2020-03-28 | PHILAGANAN
0190-020-358 | 562888 | 0190-MLK-FNP-L06-FILLER02-DOSING ASSY B | PM03 | 302 | 13W FP FM Ultrasonic Nitrogen Leak Test | Dosing Assembly 6B | A | 0190E007 | 2021-03-19 | 2020-03-28 | PHILAGANAN
0190-020-358 | 562888 | 0190-MLK-FNP-L07-FILLER05-DOSING ASSY A | PM03 | 302 | 13W FP FM Ultrasonic Nitrogen Leak Test | Filling Machine ROVEMA DosingAssembly 7A | A | 0190E007 | 2021-03-19 | 2020-03-28 | PHILAGANAN
0190-020-358 | 562888 | 0190-MLK-FNP-L07-FILLER06-DOSING ASSY B | PM03 | 302 | 13W FP FM Ultrasonic Nitrogen Leak Test | Filling Machine ROVEMA DosingAssembly 7B | A | 0190E007 | 2021-03-19 | 2020-03-28 | PHILAGANAN
0190-020-358 | 562888 | 0190-MLK-FNP-L08-FILLER03-DOSING ASSY A | PM03 | 302 | 13W FP FM Ultrasonic Nitrogen Leak Test | Dosing Assembly 8A | A | 0190E007 | 2021-03-19 | 2020-03-28 | PHILAGANAN
0190-020-358 | 562888 | 0190-MLK-FNP-L08-FILLER04-DOSING ASSY B | PM03 | 302 | 13W FP FM Ultrasonic Nitrogen Leak Test | Dosing Assembly 8B | A | 0190E007 | 2021-03-19 | 2020-03-28 | PHILAGANAN
0190-020-358 | 562888 | 0190-MLK-FNP-L09-FILLER03-DOSING ASSY A | PM03 | 302 | 13W FP FM Ultrasonic Nitrogen Leak Test | Dosing Assembly 9A | A | 0190E007 | 2021-03-19 | 2020-03-28 | PHILAGANAN
0190-020-358 | 562888 | 0190-MLK-FNP-L09-FILLER04-DOSING ASSY B | PM03 | 302 | 13W FP FM Ultrasonic Nitrogen Leak Test | Dosing Assembly 9B | A | 0190E007 | 2021-03-19 | 2020-03-28 | PHILAGANAN
0190-020-358 | 562888 | 0190-MLK-FNP-L10-FILLER05-DOSING ASSY A | PM03 | 302 | 13W FP FM Ultrasonic Nitrogen Leak Test | Dosing Assembly 10A | A | 0190E007 | 2021-03-19 | 2020-03-28 | PHILAGANAN
0190-020-358 | 562888 | 0190-MLK-FNP-L10-FILLER06-DOSING ASSY B | PM03 | 302 | 13W FP FM Ultrasonic Nitrogen Leak Test | Dosing Assembly 10B | A | 0190E007 | 2021-03-19 | 2020-03-28 | PHILAGANAN
0190-020-358 | 562888 | 0190-MLK-FNP-L14-FILLER02-DOSING ASSY A | PM03 | 302 | 13W FP FM Ultrasonic Nitrogen Leak Test | Dosing Assembly 14A | B | 0190E007 | 2021-03-19 | 2020-03-28 | PHILAGANAN
0190-020-358 | 562888 | 0190-MLK-FNP-L14-FILLER03-DOSING ASSY B | PM03 | 302 | 13W FP FM Ultrasonic Nitrogen Leak Test | Dosing Assembly 14B | B | 0190E007 | 2021-03-19 | 2020-03-28 | PHILAGANAN
0190-020-358 | 562888 | 0190-MLK-FNP-L14-FILLER04-DOSING ASSY C | PM03 | 302 | 13W FP FM Ultrasonic Nitrogen Leak Test | Dosing Assembly 14C | B | 0190E007 | 2021-03-19 | 2020-03-28 | PHILAGANAN
0190-020-358 | 562888 | 0190-MLK-FNP-L14-FILLER05-DOSING ASSY D | PM03 | 302 | 13W FP FM Ultrasonic Nitrogen Leak Test | Dosing Assembly 14D | A | 0190E007 | 2021-03-19 | 2020-03-28 | PHILAGANAN
0190-020-358 | 562888 | 0190-MLK-FNP-L15-FILLER01-DOSING ASSY A | PM03 | 302 | 13W FP FM Ultrasonic Nitrogen Leak Test | Dosing Assembly L15A | A | 0190E007 | 2021-03-19 | 2020-03-28 | PHILAGANAN
0190-020-358 | 562888 | 0190-MLK-FNP-L15-FILLER02-DOSING ASSY B | PM03 | 302 | 13W FP FM Ultrasonic Nitrogen Leak Test | Dosing Assembly L15B | A | 0190E007 | 2021-03-19 | 2020-03-28 | PHILAGANAN
0190-020-358 | 562888 | 0190-MLK-FNP-L15-FILLER03-DOSING ASSY C | PM03 | 302 | 13W FP FM Ultrasonic Nitrogen Leak Test | Dosing Assembly L15C | A | 0190E007 | 2021-03-19 | 2020-03-28 | PHILAGANAN
0190-020-358 | 562888 | 0190-MLK-FNP-L15-FILLER04-DOSING ASSY D | PM03 | 302 | 13W FP FM Ultrasonic Nitrogen Leak Test | Dosing Assembly L15D | A | 0190E007 | 2021-03-19 | 2020-03-28 | PHILAGANAN
0190-020-358 | 562888 | 0190-MLK-FNP-L16-FILLER03-DOSING ASSY A | PM03 | 302 | 13W FP FM Ultrasonic Nitrogen Leak Test | Dosing Assembly L16A | A | 0190E007 | 2021-03-19 | 2020-03-28 | PHILAGANAN
0190-020-358 | 562888 | 0190-MLK-FNP-L16-FILLER04-DOSING ASSY B | PM03 | 302 | 13W FP FM Ultrasonic Nitrogen Leak Test | Dosing Assembly L16B | A | 0190E007 | 2021-03-19 | 2020-03-28 | PHILAGANAN
0190-020-358 | 562888 | 0190-MLK-FNP-L17-FILLER01-DOSING ASSY A | PM03 | 302 | 13W FP FM Ultrasonic Nitrogen Leak Test | Dosing Assembly L17A | A | 0190E007 | 2021-03-19 | 2020-03-28 | PHILAGANAN
0190-020-358 | 562888 | 0190-MLK-FNP-L17-FILLER02-DOSING ASSY B | PM03 | 302 | 13W FP FM Ultrasonic Nitrogen Leak Test | Dosing Assembly L17B | A | 0190E007 | 2021-03-19 | 2020-03-28 | PHILAGANAN
0190-020-357 | 562473 | 0190-MLK-FNP-L02-FILLER01-HORSEAL ASSY A | PM03 | 305 | 104W WOLF Close/Open Drive Belt Replace | Horizontal Sealing Assembly 2A | A | 0190E007 | 2021-03-19 | 2020-03-16 | PHILAGANAN
0190-020-357 | 562473 | 0190-MLK-FNP-L02-FILLER02-HORSEAL ASSY B | PM03 | 305 | 104W WOLF Close/Open Drive Belt Replace | Horizontal Sealing Assembly 2B | A | 0190E007 | 2021-03-19 | 2020-03-16 | PHILAGANAN
0190-020-357 | 562473 | 0190-MLK-FNP-L02-FILLER03-HORSEAL ASSY C | PM03 | 305 | 104W WOLF Close/Open Drive Belt Replace | Horizontal Sealing Assembly 2C | A | 0190E007 | 2021-03-19 | 2020-03-16 | PHILAGANAN
0190-020-357 | 562473 | 0190-MLK-FNP-L02-FILLER04-HORSEAL ASSY D | PM03 | 305 | 104W WOLF Close/Open Drive Belt Replace | Horizontal Sealing Assembly 2D | A | 0190E007 | 2021-03-19 | 2020-03-16 | PHILAGANAN
0190-020-356 | 562473 | 0190-MLK-FNP-L01-FILLER01-HORSEAL ASSY A | PM03 | 305 | 104W WOLF Close/Open Drive Belt Replace | Horizontal Sealing Assembly 1A | A | 0190E007 | 2021-03-19 | 2020-03-16 | PHILAGANAN
0190-020-356 | 562473 | 0190-MLK-FNP-L01-FILLER02-HORSEAL ASSY B | PM03 | 305 | 104W WOLF Close/Open Drive Belt Replace | Horizontal Sealing Assembly 1B | A | 0190E007 | 2021-03-19 | 2020-03-16 | PHILAGANAN
0190-020-356 | 562473 | 0190-MLK-FNP-L01-FILLER03-HORSEAL ASSY C | PM03 | 305 | 104W WOLF Close/Open Drive Belt Replace | Horizontal Sealing Assembly 1C | A | 0190E007 | 2021-03-19 | 2020-03-16 | PHILAGANAN
0190-020-356 | 562473 | 0190-MLK-FNP-L01-FILLER04-HORSEAL ASSY D | PM03 | 305 | 104W WOLF Close/Open Drive Belt Replace | Horizontal Sealing Assembly 1D | A | 0190E007 | 2021-03-19 | 2020-03-16 | PHILAGANAN
0190-020-355 | 561940 | 0190-MLK-FNP-L02-CSFILR02-GROU CONV 02CD | PM03 | 305 | 156W ACP Folders Cylinder Replacement | Grouping Conveyor 02CD | B | 0190E007 | 2021-03-19 | 2020-03-03 | PHILAGANAN
0190-020-354 | 561940 | 0190-MLK-FNP-L02-CSFILR01-GROU CONV 02AB | PM03 | 305 | 156W ACP Folders Cylinder Replacement | Grouping Conveyor 02AB | B | 0190E007 | 2021-03-19 | 2020-03-03 | PHILAGANAN
0190-020-353 | 561940 | 0190-MLK-FNP-L01-CSFILR02-GROU CONV 1CD | PM03 | 305 | 156W ACP Folders Cylinder Replacement | Grouping Conveyor 1CD | B | 0190E007 | 2021-03-19 | 2020-03-03 | PHILAGANAN
0190-020-352 | 561940 | 0190-MLK-FNP-L01-CSFILR01-GROU CONV 1AB | PM03 | 305 | 156W ACP Folders Cylinder Replacement | Grouping Conveyor 1AB | B | 0190E007 | 2021-03-19 | 2020-03-03 | PHILAGANAN
0190-020-351 | 561928 | 0190-MLK-FNP-L09-FILLER04-HORSEAL ASSY B | PM03 | 305 | 156W Rovema9B Cutter Cylinder Replcement | Horizontal Sealing Assembly 9B | A | 0190E007 | 2021-03-19 | 2020-02-27 | PHILAGANAN
0190-020-350 | 561928 | 0190-MLK-FNP-L09-FILLER03-HORSEAL ASSY A | PM03 | 305 | 52W Rovema9A Cutter Cylinder Replcement | Horizontal Sealing Assembly 9A | A | 0190E007 | 2021-03-19 | 2020-02-27 | PHILAGANAN
0190-020-349 | 561928 | 0190-MLK-FNP-L08-FILLER04-HORSEAL ASSY B | PM03 | 305 | 156W Rovema8B Cutter Cylinder Replcement | Horizontal Sealing Assembly 8B | A | 0190E007 | 2021-03-19 | 2020-02-27 | PHILAGANAN
0190-020-348 | 561928 | 0190-MLK-FNP-L08-FILLER03-HORSEAL ASSY A | PM03 | 305 | 156W Rovema8A Cutter Cylinder Replcement | Horizontal Sealing Assembly 8A | A | 0190E007 | 2021-03-19 | 2020-02-27 | PHILAGANAN
0190-020-347 | 561928 | 0190-MLK-FNP-L06-FILLER02-HORSEAL ASSY B | PM03 | 305 | 156W Rovema6B Cutter Cylinder Replcement | Horizontal Sealing Assembly 6B | A | 0190E007 | 2021-03-19 | 2020-02-27 | PHILAGANAN
0190-020-346 | 561928 | 0190-MLK-FNP-L06-FILLER01-HORSEAL ASSY A | PM03 | 305 | 156W Rovema6A Cutter Cylinder Replcement | Horizontal Sealing Assembly 6A | A | 0190E007 | 2021-03-19 | 2020-02-27 | PHILAGANAN
0190-020-345 | 561567 | 0190-MLK-FNP-L03-FILLER03-HORSEAL ASSY A | PM03 | 305 | 104W ROVEMA MainDrive TimingBelt Replace | Horizontal Sealing Assembly 3A | A | 0190E007 | 2021-03-19 | 2020-02-18 | PHILAGANAN
0190-020-345 | 561567 | 0190-MLK-FNP-L03-FILLER04-HORSEAL ASSY B | PM03 | 305 | 104W ROVEMA MainDrive TimingBelt Replace | Horizontal Sealing Assembly 3B | A | 0190E007 | 2021-03-19 | 2020-02-18 | PHILAGANAN
0190-020-344 | 560951 | 0190-MLK-FNP-L03-FILLER03-HORSEAL ASSY A | PM03 | 305 | 156W Rovema L3A Cutter Cylinder Replcmnt | Horizontal Sealing Assembly 3A | A | 0190E007 | 2021-03-19 | 2020-01-31 | PHILAGANAN
0190-020-344 | 560951 | 0190-MLK-FNP-L03-FILLER04-HORSEAL ASSY B | PM03 | 305 | 156W Rovema L3 Cutter Cylinder Replacmnt | Horizontal Sealing Assembly 3B | A | 0190E007 | 2021-03-19 | 2020-01-31 | PHILAGANAN
0190-020-343 | 549735 | 0190-MLK-FNP-L11-WGHPLA01 | PM03 | 305 | 520W BF Weighing CVY LoadCell Replacemnt | BF Weighing Platform Line 11 | A | 0190E007 |  | 2019-02-05
0190-020-343 | 549735 | 0190-MLK-FNP-L12-WGHPLA01 | PM03 | 305 | 520W BF Weighing CVY LoadCell Replacemnt | BF Weighing Platform Line12 | A | 0190E007 |  | 2019-02-05
0190-020-342 | 55273 | 0190-MLK-FNP-L11-POSGASVACPMP01 | PM03 | 305 | 52W Service/Overhaul PG VAC PUMP L11/12 | BF Post Gassing Vacuum Pump Line 11&12 | B | 0190E007 | 2019-01-28 | 2019-01-28 | PHOROSCOFE
0190-020-341 | 547437 | 0190-MLK-FNP-L01-SIFDFS03 | PM03 | 305 | 52W RUSSELL SieveSuspensionMount Replace | RUSSELL Vibratory Compact Sieve DFS L1A | A | 0190E007 | 2021-03-19 | 2018-11-26 | PHILAGANAN
0190-020-341 | 547437 | 0190-MLK-FNP-L01-SIFDFS04 | PM03 | 305 | 52W RUSSELL SieveSuspensionMount Replace | RUSSELL Vibratory Compact Sieve DFS L1B | A | 0190E007 | 2021-03-19 | 2018-11-26 | PHILAGANAN
0190-020-341 | 547437 | 0190-MLK-FNP-L02-SIFDFS03 | PM03 | 305 | 52W RUSSELL SieveSuspensionMount Replace | RUSSELL Vibratory Compact Sieve DFS L2A | A | 0190E007 | 2021-03-19 | 2018-11-26 | PHILAGANAN
0190-020-341 | 547437 | 0190-MLK-FNP-L02-SIFDFS04 | PM03 | 305 | 52W RUSSELL SieveSuspensionMount Replace | RUSSELL Vibratory Compact Sieve DFS L2B | A | 0190E007 | 2021-03-19 | 2018-11-26 | PHILAGANAN
0190-020-341 | 547437 | 0190-MLK-FNP-L03-SIFDFS02 | PM03 | 305 | 52W RUSSELL SieveSuspensionMount Replace | RUSSELL Vibratory Compact Sieve DFS L3 | A | 0190E007 | 2021-03-19 | 2018-11-26 | PHILAGANAN
0190-020-341 | 547437 | 0190-MLK-FNP-L04-SIFDFS02 | PM03 | 305 | 52W RUSSELL SieveSuspensionMount Replace | RUSSELL Vibratory Compact Sieve DFS L4 | A | 0190E007 | 2021-03-19 | 2018-11-26 | PHILAGANAN
0190-020-340 | 547436 | 0190-MLK-FNP-L01-SIFDFS03 | PM03 | 307 | 4W RUSSELL Sieve Cleaning&Inspection | RUSSELL Vibratory Compact Sieve DFS L1A | A | 0190E007 | 2021-12-21 | 2018-11-26 | PHOROSCOFE
0190-020-340 | 547436 | 0190-MLK-FNP-L01-SIFDFS04 | PM03 | 307 | 4W RUSSELL Sieve Cleaning&Inspection | RUSSELL Vibratory Compact Sieve DFS L1B | A | 0190E007 | 2021-12-21 | 2018-11-26 | PHOROSCOFE
0190-020-340 | 547436 | 0190-MLK-FNP-L02-SIFDFS03 | PM03 | 307 | 4W RUSSELL Sieve Cleaning&Inspection | RUSSELL Vibratory Compact Sieve DFS L2A | A | 0190E007 | 2021-12-21 | 2018-11-26 | PHOROSCOFE
0190-020-340 | 547436 | 0190-MLK-FNP-L02-SIFDFS04 | PM03 | 307 | 4W RUSSELL Sieve Cleaning&Inspection | RUSSELL Vibratory Compact Sieve DFS L2B | A | 0190E007 | 2021-12-21 | 2018-11-26 | PHOROSCOFE
0190-020-340 | 547436 | 0190-MLK-FNP-L03-SIFDFS02 | PM03 | 307 | 4W RUSSELL Sieve Cleaning&Inspection | RUSSELL Vibratory Compact Sieve DFS L3 | A | 0190E007 | 2021-12-21 | 2018-11-26 | PHOROSCOFE
0190-020-340 | 547436 | 0190-MLK-FNP-L04-SIFDFS02 | PM03 | 307 | 4W RUSSELL Sieve Cleaning&Inspection | RUSSELL Vibratory Compact Sieve DFS L4 | A | 0190E007 | 2021-12-21 | 2018-11-26 | PHOROSCOFE
0190-020-340 | 547436 | 0190-MLK-FNP-L05-SIFDFS02 | PM03 | 307 | 4W RUSSELL Sieve Cleaning&Inspection | RUSSELL Vibratory Compact Sieve DFS L5 | A | 0190E007 | 2021-12-21 | 2021-12-21 | PHOROSCOFE
0190-020-340 | 547436 | 0190-MLK-FNP-L06-SIFDFS02 | PM03 | 307 | 4W RUSSELL Sieve Cleaning&Inspection | RUSSELL Vibratory Compact Sieve DFS L6 | A | 0190E007 | 2021-12-21 | 2021-12-21 | PHOROSCOFE
0190-020-340 | 547436 | 0190-MLK-FNP-L10-SIFDFS02 | PM03 | 307 | 4W RUSSELL Sieve Cleaning&Inspection | RUSSELL Vibratory Compact Sieve DFS L10 | A | 0190E007 | 2021-12-21 | 2021-12-21 | PHOROSCOFE
0190-020-340 | 547436 | 0190-MLK-FNP-L14-SIFDFS03 | PM03 | 307 | 4W RUSSELL Sieve Cleaning&Inspection | RUSSELL Vibratory Compact Sieve DFS L14A | A | 0190E007 | 2021-12-21 | 2021-12-21 | PHOROSCOFE
0190-020-340 | 547436 | 0190-MLK-FNP-L14-SIFDFS04 | PM03 | 307 | 4W RUSSELL Sieve Cleaning&Inspection | RUSSELL Vibratory Compact Sieve DFS L14B | A | 0190E007 | 2021-12-21 | 2021-12-21 | PHOROSCOFE
0190-020-339 | 547243 | 0190-MLK-FNP-L07-SIFDFS02 | PM03 | 305 | 52W RUSSELL SieveSuspensionMount Replace | RUSSELL Vibratory Compact Sieve DFS L7 | A | 0190E007 | 2021-03-19 | 2018-11-21 | PHILAGANAN
0190-020-338 | 547237 | 0190-MLK-FNP-L07-SIFDFS02 | PM03 | 307 | 4W RUSSELL Sieve Cleaning&Inspection L7 | RUSSELL Vibratory Compact Sieve DFS L7 | A | 0190E007 | 2020-01-03 | 2018-11-21 | PHOROSCOFE
0190-020-337 | 546728 | 0190-MLK-FNP-L02-INFCVY03-LM CONV 2A 1 | PM03 | 305 | 104W LM IF Cnvyr MainDriveRoller Rep L2 | LM 2A Infeed Conveyor No. 1 | B | 0190E007 | 2021-03-19 | 2018-11-12 | PHILAGANAN
0190-020-337 | 546728 | 0190-MLK-FNP-L02-INFCVY03-LM CONV 2A 2 | PM03 | 305 | 104W LM IF Cnvyr MainDriveRoller Rep L2 | LM 2A Infeed Conveyor No. 2 | B | 0190E007 | 2021-03-19 | 2018-11-12 | PHILAGANAN
0190-020-337 | 546728 | 0190-MLK-FNP-L02-INFCVY03-LM CONV 2A 3 | PM03 | 305 | 104W LM IF Cnvyr MainDriveRoller Rep L2 | LM 2A Infeed Conveyor No. 3 | B | 0190E007 | 2021-03-19 | 2018-11-12 | PHILAGANAN
0190-020-337 | 546747 | 0190-MLK-FNP-L02-INFCVY03-LM CONV 2B 1 | PM03 | 305 | 104W LM IF Cnvyr MainDriveRoller Rep L2 | LM 2B Infeed Conveyor No. 1 | B | 0190E007 | 2021-03-19 | 2018-11-12 | PHILAGANAN
0190-020-337 | 546747 | 0190-MLK-FNP-L02-INFCVY03-LM CONV 2B 2 | PM03 | 305 | 104W LM IF Cnvyr MainDriveRoller Rep L2 | LM 2B Infeed Conveyor No. 2 | B | 0190E007 | 2021-03-19 | 2018-11-12 | PHILAGANAN
0190-020-337 | 546747 | 0190-MLK-FNP-L02-INFCVY03-LM CONV 2B 3 | PM03 | 305 | 104W LM IF Cnvyr MainDriveRoller Rep L2 | LM 2B Infeed Conveyor No. 3 | B | 0190E007 | 2021-03-19 | 2018-11-12 | PHILAGANAN
0190-020-337 | 546728 | 0190-MLK-FNP-L02-INFCVY04-LM CONV 2C 1 | PM03 | 305 | 104W LM IF Cnvyr MainDriveRoller Rep L2 | LM 2C Infeed Conveyor No. 1 | B | 0190E007 | 2021-03-19 | 2018-11-12 | PHILAGANAN
0190-020-337 | 546728 | 0190-MLK-FNP-L02-INFCVY04-LM CONV 2C 2 | PM03 | 305 | 104W LM IF Cnvyr MainDriveRoller Rep L2 | LM 2C Infeed Conveyor No. 2 | B | 0190E007 | 2021-03-19 | 2018-11-12 | PHILAGANAN
0190-020-337 | 546728 | 0190-MLK-FNP-L02-INFCVY04-LM CONV 2C 3 | PM03 | 305 | 104W LM IF Cnvyr MainDriveRoller Rep L2 | LM 2C Infeed Conveyor No. 3 | B | 0190E007 | 2021-03-19 | 2018-11-12 | PHILAGANAN
0190-020-337 | 546747 | 0190-MLK-FNP-L02-INFCVY04-LM CONV 2D 1 | PM03 | 305 | 104W LM IF Cnvyr MainDriveRoller Rep L2 | LM 2D Infeed Conveyor No. 1 | B | 0190E007 | 2021-03-19 | 2018-11-12 | PHILAGANAN
0190-020-337 | 546747 | 0190-MLK-FNP-L02-INFCVY04-LM CONV 2D 2 | PM03 | 305 | 104W LM IF Cnvyr MainDriveRoller Rep L2 | LM 2D Infeed Conveyor No. 2 | B | 0190E007 | 2021-03-19 | 2018-11-12 | PHILAGANAN
0190-020-337 | 546747 | 0190-MLK-FNP-L02-INFCVY04-LM CONV 2D 3 | PM03 | 305 | 104W LM IF Cnvyr MainDriveRoller Rep L2 | LM 2D Infeed Conveyor No. 3 | B | 0190E007 | 2021-03-19 | 2018-11-12 | PHILAGANAN
0190-020-336 | 546728 | 0190-MLK-FNP-L16-INFCVY01-LM CONV 16A1 | PM03 | 305 | 104W LM IF Cnvyr MainDriveRoller Rep L16 | LM 16A Infeed Conveyor No. 1 | B | 0190E007 | 2021-03-19 | 2018-11-12 | PHILAGANAN
0190-020-336 | 546728 | 0190-MLK-FNP-L16-INFCVY01-LM CONV 16A2 | PM03 | 305 | 104W LM IF Cnvyr MainDriveRoller Rep L16 | LM 16A Infeed Conveyor No. 2 | B | 0190E007 | 2021-03-19 | 2018-11-12 | PHILAGANAN
0190-020-336 | 546728 | 0190-MLK-FNP-L16-INFCVY01-LM CONV 16A3 | PM03 | 305 | 104W LM IF Cnvyr MainDriveRoller Rep L16 | LM 16A Infeed Conveyor No. 3 | B | 0190E007 | 2021-03-19 | 2018-11-12 | PHILAGANAN
0190-020-336 | 546747 | 0190-MLK-FNP-L16-INFCVY01-LM CONV 16B1 | PM03 | 305 | 104W LM IF Cnvyr MainDriveRoller Rep L16 | LM 16B Infeed Conveyor No. 1 | B | 0190E007 | 2021-03-19 | 2018-11-12 | PHILAGANAN
0190-020-336 | 546747 | 0190-MLK-FNP-L16-INFCVY01-LM CONV 16B2 | PM03 | 305 | 104W LM IF Cnvyr MainDriveRoller Rep L16 | LM 16B Infeed Conveyor No. 2 | B | 0190E007 | 2021-03-19 | 2018-11-12 | PHILAGANAN
0190-020-336 | 546747 | 0190-MLK-FNP-L16-INFCVY01-LM CONV 16B3 | PM03 | 305 | 104W LM IF Cnvyr MainDriveRoller Rep L16 | LM 16B Infeed Conveyor No. 3 | B | 0190E007 | 2021-03-19 | 2018-11-12 | PHILAGANAN
0190-020-335 | 546728 | 0190-MLK-FNP-L15-INFCVY01-LM CONV 15A 1 | PM03 | 305 | 104W LM IF Cnvyr MainDriveRoller Rep L15 | LM Infeed Conveyor Line 15 A No.1 | C | 0190E007 | 2021-03-19 | 2018-11-12 | PHILAGANAN
0190-020-335 | 546728 | 0190-MLK-FNP-L15-INFCVY01-LM CONV 15A 2 | PM03 | 305 | 104W LM IF Cnvyr MainDriveRoller Rep L15 | LM Infeed Conveyor Line 15 A No.2 | C | 0190E007 | 2021-03-19 | 2018-11-12 | PHILAGANAN
0190-020-335 | 546728 | 0190-MLK-FNP-L15-INFCVY01-LM CONV 15A 3 | PM03 | 305 | 104W LM IF Cnvyr MainDriveRoller Rep L15 | LM Infeed Conveyor Line 15 A No.3 | C | 0190E007 | 2021-03-19 | 2018-11-12 | PHILAGANAN
0190-020-335 | 546747 | 0190-MLK-FNP-L15-INFCVY01-LM CONV 15B 1 | PM03 | 305 | 104W LM IF Cnvyr MainDriveRoller Rep L15 | LM Infeed Conveyor Line 15 B No.1 | B | 0190E007 | 2021-03-19 | 2018-11-12 | PHILAGANAN
0190-020-335 | 546747 | 0190-MLK-FNP-L15-INFCVY01-LM CONV 15B 2 | PM03 | 305 | 104W LM IF Cnvyr MainDriveRoller Rep L15 | LM Infeed Conveyor Line 15 B No.2 | B | 0190E007 | 2021-03-19 | 2018-11-12 | PHILAGANAN
0190-020-335 | 546747 | 0190-MLK-FNP-L15-INFCVY01-LM CONV 15B 3 | PM03 | 305 | 104W LM IF Cnvyr MainDriveRoller Rep L15 | LM Infeed Conveyor Line 15 B No.3 | B | 0190E007 | 2021-03-19 | 2018-11-12 | PHILAGANAN
0190-020-335 | 546728 | 0190-MLK-FNP-L15-INFCVY02-LM CONV 15C 1 | PM03 | 305 | 104W LM IF Cnvyr MainDriveRoller Rep L15 | LM Infeed Conveyor Line 15 C No.1 | C | 0190E007 | 2021-03-19 | 2018-11-12 | PHILAGANAN
0190-020-335 | 546728 | 0190-MLK-FNP-L15-INFCVY02-LM CONV 15C 2 | PM03 | 305 | 104W LM IF Cnvyr MainDriveRoller Rep L15 | LM Infeed Conveyor Line 15 C No.2 | C | 0190E007 | 2021-03-19 | 2018-11-12 | PHILAGANAN
0190-020-335 | 546728 | 0190-MLK-FNP-L15-INFCVY02-LM CONV 15C 3 | PM03 | 305 | 104W LM IF Cnvyr MainDriveRoller Rep L15 | LM Infeed Conveyor Line 15 C No.3 | C | 0190E007 | 2021-03-19 | 2018-11-12 | PHILAGANAN
0190-020-335 | 546747 | 0190-MLK-FNP-L15-INFCVY02-LM CONV 15D 1 | PM03 | 305 | 104W LM IF Cnvyr MainDriveRoller Rep L15 | LM Infeed Conveyor Line 15 D No.1 | B | 0190E007 | 2021-03-19 | 2018-11-12 | PHILAGANAN
0190-020-335 | 546747 | 0190-MLK-FNP-L15-INFCVY02-LM CONV 15D 2 | PM03 | 305 | 104W LM IF Cnvyr MainDriveRoller Rep L15 | LM Infeed Conveyor Line 15 D No.2 | B | 0190E007 | 2021-03-19 | 2018-11-12 | PHILAGANAN
0190-020-335 | 546747 | 0190-MLK-FNP-L15-INFCVY02-LM CONV 15D 3 | PM03 | 305 | 104W LM IF Cnvyr MainDriveRoller Rep L15 | LM Infeed Conveyor Line 15 D No.3 | B | 0190E007 | 2021-03-19 | 2018-11-12 | PHILAGANAN
0190-020-334 | 546728 | 0190-MLK-FNP-L14-INFCVY01-LM CONV 14A 1 | PM03 | 305 | 104W LM IF Cnvyr MainDriveRoller Rep L14 | LM 14A Infeed Conveyor No. 1 | B | 0190E007 | 2021-03-19 | 2018-11-12 | PHILAGANAN
0190-020-334 | 546728 | 0190-MLK-FNP-L14-INFCVY01-LM CONV 14A 2 | PM03 | 305 | 104W LM IF Cnvyr MainDriveRoller Rep L14 | LM 14A Infeed Conveyor No. 2 | B | 0190E007 | 2021-03-19 | 2018-11-12 | PHILAGANAN
0190-020-334 | 546728 | 0190-MLK-FNP-L14-INFCVY01-LM CONV 14A 3 | PM03 | 305 | 104W LM IF Cnvyr MainDriveRoller Rep L14 | LM 14A Infeed Conveyor No. 3 | B | 0190E007 | 2021-03-19 | 2018-11-12 | PHILAGANAN
0190-020-334 | 546747 | 0190-MLK-FNP-L14-INFCVY01-LM CONV 14B 1 | PM03 | 305 | 104W LM IF Cnvyr MainDriveRoller Rep L14 | LM 14B Infeed Conveyor No. 1 | B | 0190E007 | 2021-03-19 | 2018-11-12 | PHILAGANAN
0190-020-334 | 546747 | 0190-MLK-FNP-L14-INFCVY01-LM CONV 14B 2 | PM03 | 305 | 104W LM IF Cnvyr MainDriveRoller Rep L14 | LM 14B Infeed Conveyor No. 2 | B | 0190E007 | 2021-03-19 | 2018-11-12 | PHILAGANAN
0190-020-334 | 546747 | 0190-MLK-FNP-L14-INFCVY01-LM CONV 14B 3 | PM03 | 305 | 104W LM IF Cnvyr MainDriveRoller Rep L14 | LM 14B Infeed Conveyor No. 3 | B | 0190E007 | 2021-03-19 | 2018-11-12 | PHILAGANAN
0190-020-334 | 546728 | 0190-MLK-FNP-L14-INFCVY02-LM CONV 14C 1 | PM03 | 305 | 104W LM IF Cnvyr MainDriveRoller Rep L14 | LM 14C Infeed Conveyor No. 1 | B | 0190E007 | 2021-03-19 | 2018-11-12 | PHILAGANAN
0190-020-334 | 546728 | 0190-MLK-FNP-L14-INFCVY02-LM CONV 14C 2 | PM03 | 305 | 104W LM IF Cnvyr MainDriveRoller Rep L14 | LM 14C Infeed Conveyor No. 2 | B | 0190E007 | 2021-03-19 | 2018-11-12 | PHILAGANAN
0190-020-334 | 546728 | 0190-MLK-FNP-L14-INFCVY02-LM CONV 14C 3 | PM03 | 305 | 104W LM IF Cnvyr MainDriveRoller Rep L14 | LM 14C Infeed Conveyor No. 3 | B | 0190E007 | 2021-03-19 | 2018-11-12 | PHILAGANAN
0190-020-334 | 546747 | 0190-MLK-FNP-L14-INFCVY02-LM CONV 14D 1 | PM03 | 305 | 104W LM IF Cnvyr MainDriveRoller Rep L14 | LM 14D Infeed Conveyor No. 1 | B | 0190E007 | 2021-03-19 | 2018-11-12 | PHILAGANAN
0190-020-334 | 546747 | 0190-MLK-FNP-L14-INFCVY02-LM CONV 14D 2 | PM03 | 305 | 104W LM IF Cnvyr MainDriveRoller Rep L14 | LM 14D Infeed Conveyor No. 2 | B | 0190E007 | 2021-03-19 | 2018-11-12 | PHILAGANAN
0190-020-334 | 546747 | 0190-MLK-FNP-L14-INFCVY02-LM CONV 14D 3 | PM03 | 305 | 104W LM IF Cnvyr MainDriveRoller Rep L14 | LM 14D Infeed Conveyor No. 3 | B | 0190E007 | 2021-03-19 | 2018-11-12 | PHILAGANAN
0190-020-333 | 546728 | 0190-MLK-FNP-L01-INFCVY03-LM CONV 1A 1 | PM03 | 305 | 104W LM IF Cnvyr MainDriveRoller Rep. L1 | LM 1A Infeed Conveyor No. 1 | B | 0190E007 | 2021-03-19 | 2018-11-12 | PHILAGANAN
0190-020-333 | 546728 | 0190-MLK-FNP-L01-INFCVY03-LM CONV 1A 2 | PM03 | 305 | 104W LM IF Cnvyr MainDriveRoller Rep L1 | LM 1A Infeed Conveyor No. 2 | B | 0190E007 | 2021-03-19 | 2018-11-12 | PHILAGANAN
0190-020-333 | 546728 | 0190-MLK-FNP-L01-INFCVY03-LM CONV 1A 3 | PM03 | 305 | 104W LM IF Cnvyr MainDriveRoller Rep L1 | LM 1A Infeed Conveyor No. 3 | B | 0190E007 | 2021-03-19 | 2018-11-12 | PHILAGANAN
0190-020-333 | 546747 | 0190-MLK-FNP-L01-INFCVY03-LM CONV 1B 1 | PM03 | 305 | 104W LM IF Cnvyr MainDriveRoller Rep L1 | LM 1B Infeed Conveyor No. 1 | B | 0190E007 | 2021-03-19 | 2018-11-12 | PHILAGANAN
0190-020-333 | 546747 | 0190-MLK-FNP-L01-INFCVY03-LM CONV 1B 2 | PM03 | 305 | 104W LM IF Cnvyr MainDriveRoller Rep L1 | LM 1B Infeed Conveyor No. 2 | B | 0190E007 | 2021-03-19 | 2018-11-12 | PHILAGANAN
0190-020-333 | 546747 | 0190-MLK-FNP-L01-INFCVY03-LM CONV 1B 3 | PM03 | 305 | 104W LM IF Cnvyr MainDriveRoller Rep L1 | LM 1B Infeed Conveyor No. 3 | B | 0190E007 | 2021-03-19 | 2018-11-12 | PHILAGANAN
0190-020-333 | 546728 | 0190-MLK-FNP-L01-INFCVY04-LM CONV 1C 1 | PM03 | 305 | 104W LM IF Cnvyr MainDriveRoller Rep L1 | LM 1C Infeed Conveyor No. 1 | B | 0190E007 | 2021-03-19 | 2018-11-12 | PHILAGANAN
0190-020-333 | 546728 | 0190-MLK-FNP-L01-INFCVY04-LM CONV 1C 2 | PM03 | 305 | 104W LM IF Cnvyr MainDriveRoller Rep L1 | LM 1C Infeed Conveyor No. 2 | B | 0190E007 | 2021-03-19 | 2018-11-12 | PHILAGANAN
0190-020-333 | 546728 | 0190-MLK-FNP-L01-INFCVY04-LM CONV 1C 3 | PM03 | 305 | 104W LM IF Cnvyr MainDriveRoller Rep L1 | LM 1C Infeed Conveyor No. 3 | B | 0190E007 | 2021-03-19 | 2018-11-12 | PHILAGANAN
0190-020-333 | 546747 | 0190-MLK-FNP-L01-INFCVY04-LM CONV 1D 1 | PM03 | 305 | 104W LM IF Cnvyr MainDriveRoller Rep L1 | LM 1D Infeed Conveyor No. 1 | B | 0190E007 | 2021-03-19 | 2018-11-12 | PHILAGANAN
0190-020-333 | 546747 | 0190-MLK-FNP-L01-INFCVY04-LM CONV 1D 2 | PM03 | 305 | 104W LM IF Cnvyr MainDriveRoller Rep L1 | LM 1D Infeed Conveyor No. 2 | B | 0190E007 | 2021-03-19 | 2018-11-12 | PHILAGANAN
0190-020-333 | 546747 | 0190-MLK-FNP-L01-INFCVY04-LM CONV 1D 3 | PM03 | 305 | 104W LM IF Cnvyr MainDriveRoller Rep L1 | LM 1D Infeed Conveyor No. 3 | B | 0190E007 | 2021-03-19 | 2018-11-12 | PHILAGANAN
0190-020-332 | 546019 | 0190-MLK-FNP-L16-INFCVY01-LM CONV 16A1 | PM03 | 305 | 52W LM InfeedRoller Conveyor Replacement | LM 16A Infeed Conveyor No. 1 | B | 0190E007 | 2021-03-19 | 2018-11-12 | PHILAGANAN
0190-020-332 | 546019 | 0190-MLK-FNP-L16-INFCVY01-LM CONV 16A2 | PM03 | 305 | 52W LM InfeedRollerConveyor Rplcmnt L16 | LM 16A Infeed Conveyor No. 2 | B | 0190E007 | 2021-03-19 | 2018-11-12 | PHILAGANAN
0190-020-332 | 546019 | 0190-MLK-FNP-L16-INFCVY01-LM CONV 16A3 | PM03 | 305 | 52W LM InfeedRollerConveyor Rplcmnt L16 | LM 16A Infeed Conveyor No. 3 | B | 0190E007 | 2021-03-19 | 2018-11-12 | PHILAGANAN
0190-020-332 | 546019 | 0190-MLK-FNP-L16-INFCVY01-LM CONV 16B1 | PM03 | 305 | 52W LM InfeedRollerConveyor Rplcmnt L16 | LM 16B Infeed Conveyor No. 1 | B | 0190E007 | 2021-03-19 | 2018-11-12 | PHILAGANAN
0190-020-332 | 546019 | 0190-MLK-FNP-L16-INFCVY01-LM CONV 16B2 | PM03 | 305 | 52W LM InfeedRollerConveyor Rplcmnt L16 | LM 16B Infeed Conveyor No. 2 | B | 0190E007 | 2021-03-19 | 2018-11-12 | PHILAGANAN
0190-020-332 | 546019 | 0190-MLK-FNP-L16-INFCVY01-LM CONV 16B3 | PM03 | 305 | 52W LM InfeedRollerConveyor Rplcmnt L16 | LM 16B Infeed Conveyor No. 3 | B | 0190E007 | 2021-03-19 | 2018-11-12 | PHILAGANAN
0190-020-331 | 546019 | 0190-MLK-FNP-L15-INFCVY01-LM CONV 15A 1 | PM03 | 305 | 52W LM InfeedRoller Conveyor Replacement | LM Infeed Conveyor Line 15 A No.1 | C | 0190E007 | 2021-03-19 | 2018-11-12 | PHILAGANAN
0190-020-331 | 546019 | 0190-MLK-FNP-L15-INFCVY01-LM CONV 15A 2 | PM03 | 305 | 52W LM InfeedRollerConveyor Rplcmnt L15 | LM Infeed Conveyor Line 15 A No.2 | C | 0190E007 | 2021-03-19 | 2018-11-12 | PHILAGANAN
0190-020-331 | 546019 | 0190-MLK-FNP-L15-INFCVY01-LM CONV 15A 3 | PM03 | 305 | 52W LM InfeedRollerConveyor Rplcmnt L15 | LM Infeed Conveyor Line 15 A No.3 | C | 0190E007 | 2021-03-19 | 2018-11-12 | PHILAGANAN
0190-020-331 | 546019 | 0190-MLK-FNP-L15-INFCVY02-LM CONV 15C 1 | PM03 | 305 | 52W LM InfeedRollerConveyor Rplcmnt L15 | LM Infeed Conveyor Line 15 C No.1 | C | 0190E007 | 2021-03-19 | 2018-11-12 | PHILAGANAN
0190-020-331 | 546019 | 0190-MLK-FNP-L15-INFCVY02-LM CONV 15C 2 | PM03 | 305 | 52W LM InfeedRollerConveyor Rplcmnt L15 | LM Infeed Conveyor Line 15 C No.2 | C | 0190E007 | 2021-03-19 | 2018-11-12 | PHILAGANAN
0190-020-331 | 546019 | 0190-MLK-FNP-L15-INFCVY02-LM CONV 15C 3 | PM03 | 305 | 52W LM InfeedRollerConveyor Rplcmnt L15 | LM Infeed Conveyor Line 15 C No.3 | C | 0190E007 | 2021-03-19 | 2018-11-12 | PHILAGANAN
0190-020-330 | 546019 | 0190-MLK-FNP-L14-INFCVY01-LM CONV 14A 1 | PM03 | 305 | 52W LM InfeedRoller Conveyor Replacement | LM 14A Infeed Conveyor No. 1 | B | 0190E007 | 2021-03-19 | 2018-10-30 | PHILAGANAN
0190-020-330 | 546019 | 0190-MLK-FNP-L14-INFCVY01-LM CONV 14A 2 | PM03 | 305 | 52W LM InfeedRollerConveyor Rplcmnt L14 | LM 14A Infeed Conveyor No. 2 | B | 0190E007 | 2021-03-19 | 2018-10-30 | PHILAGANAN
0190-020-330 | 546019 | 0190-MLK-FNP-L14-INFCVY01-LM CONV 14A 2 | PM03 | 305 | 52W LM InfeedRollerConveyor Rplcmnt L14 | LM 14A Infeed Conveyor No. 2 | B | 0190E007 | 2021-03-19 | 2018-10-30 | PHILAGANAN
0190-020-330 | 546019 | 0190-MLK-FNP-L14-INFCVY01-LM CONV 14B 1 | PM03 | 305 | 52W LM InfeedRollerConveyor Rplcmnt L14 | LM 14B Infeed Conveyor No. 1 | B | 0190E007 | 2021-03-19 | 2018-10-30 | PHILAGANAN
0190-020-330 | 546019 | 0190-MLK-FNP-L14-INFCVY01-LM CONV 14B 2 | PM03 | 305 | 52W LM InfeedRollerConveyor Rplcmnt L14 | LM 14B Infeed Conveyor No. 2 | B | 0190E007 | 2021-03-19 | 2018-10-30 | PHILAGANAN
0190-020-330 | 546019 | 0190-MLK-FNP-L14-INFCVY01-LM CONV 14B 3 | PM03 | 305 | 52W LM InfeedRollerConveyor Rplcmnt L14 | LM 14B Infeed Conveyor No. 3 | B | 0190E007 | 2021-03-19 | 2018-10-30 | PHILAGANAN
0190-020-330 | 546019 | 0190-MLK-FNP-L14-INFCVY02-LM CONV 14C 1 | PM03 | 305 | 52W LM InfeedRollerConveyor Rplcmnt L14 | LM 14C Infeed Conveyor No. 1 | B | 0190E007 | 2021-03-19 | 2018-10-30 | PHILAGANAN
0190-020-330 | 546019 | 0190-MLK-FNP-L14-INFCVY02-LM CONV 14C 2 | PM03 | 305 | 52W LM InfeedRollerConveyor Rplcmnt L14 | LM 14C Infeed Conveyor No. 2 | B | 0190E007 | 2021-03-19 | 2018-10-30 | PHILAGANAN
0190-020-330 | 546019 | 0190-MLK-FNP-L14-INFCVY02-LM CONV 14C 3 | PM03 | 305 | 52W LM InfeedRollerConveyor Rplcmnt L14 | LM 14C Infeed Conveyor No. 3 | B | 0190E007 | 2021-03-19 | 2018-10-30 | PHILAGANAN
0190-020-330 | 546019 | 0190-MLK-FNP-L14-INFCVY02-LM CONV 14D 1 | PM03 | 305 | 52W LM InfeedRollerConveyor Rplcmnt L14 | LM 14D Infeed Conveyor No. 1 | B | 0190E007 | 2021-03-19 | 2018-10-30 | PHILAGANAN
0190-020-330 | 546019 | 0190-MLK-FNP-L14-INFCVY02-LM CONV 14D 2 | PM03 | 305 | 52W LM InfeedRollerConveyor Rplcmnt L14 | LM 14D Infeed Conveyor No. 2 | B | 0190E007 | 2021-03-19 | 2018-10-30 | PHILAGANAN
0190-020-330 | 546019 | 0190-MLK-FNP-L14-INFCVY02-LM CONV 14D 3 | PM03 | 305 | 52W LM InfeedRollerConveyor Rplcmnt L14 | LM 14D Infeed Conveyor No. 3 | B | 0190E007 | 2021-03-19 | 2018-10-30 | PHILAGANAN
0190-020-329 | 546019 | 0190-MLK-FNP-L02-INFCVY03-LM CONV 2A 1 | PM03 | 305 | 52W LM InfeedRoller Conveyor Replacement | LM 2A Infeed Conveyor No. 1 | B | 0190E007 | 2021-03-19 | 2018-10-30 | PHILAGANAN
0190-020-329 | 546019 | 0190-MLK-FNP-L02-INFCVY03-LM CONV 2A 2 | PM03 | 305 | 52W LM InfeedRollerConveyor Rplcmnt L2 | LM 2A Infeed Conveyor No. 2 | B | 0190E007 | 2021-03-19 | 2018-10-30 | PHILAGANAN
0190-020-329 | 546019 | 0190-MLK-FNP-L02-INFCVY03-LM CONV 2A 3 | PM03 | 305 | 52W LM InfeedRollerConveyor Rplcmnt L2 | LM 2A Infeed Conveyor No. 3 | B | 0190E007 | 2021-03-19 | 2018-11-12 | PHILAGANAN
0190-020-329 | 546019 | 0190-MLK-FNP-L02-INFCVY03-LM CONV 2B 1 | PM03 | 305 | 52W LM InfeedRollerConveyor Rplcmnt L2 | LM 2B Infeed Conveyor No. 1 | B | 0190E007 | 2021-03-19 | 2018-11-12 | PHILAGANAN
0190-020-329 | 546019 | 0190-MLK-FNP-L02-INFCVY03-LM CONV 2B 2 | PM03 | 305 | 52W LM InfeedRollerConveyor Rplcmnt L2 | LM 2B Infeed Conveyor No. 2 | B | 0190E007 | 2021-03-19 | 2018-11-12 | PHILAGANAN
0190-020-329 | 546019 | 0190-MLK-FNP-L02-INFCVY03-LM CONV 2B 3 | PM03 | 305 | 52W LM InfeedRollerConveyor Rplcmnt L2 | LM 2B Infeed Conveyor No. 3 | B | 0190E007 | 2021-03-19 | 2018-11-12 | PHILAGANAN
0190-020-329 | 546019 | 0190-MLK-FNP-L02-INFCVY04-LM CONV 2C 1 | PM03 | 305 | 52W LM InfeedRollerConveyor Rplcmnt L2 | LM 2C Infeed Conveyor No. 1 | B | 0190E007 | 2021-03-19 | 2018-11-12 | PHILAGANAN
0190-020-329 | 546019 | 0190-MLK-FNP-L02-INFCVY04-LM CONV 2C 2 | PM03 | 305 | 52W LM InfeedRollerConveyor Rplcmnt L2 | LM 2C Infeed Conveyor No. 2 | B | 0190E007 | 2021-03-19 | 2018-11-12 | PHILAGANAN
0190-020-329 | 546019 | 0190-MLK-FNP-L02-INFCVY04-LM CONV 2C 3 | PM03 | 305 | 52W LM InfeedRollerConveyor Rplcmnt L2 | LM 2C Infeed Conveyor No. 3 | B | 0190E007 | 2021-03-19 | 2018-11-12 | PHILAGANAN
0190-020-329 | 546019 | 0190-MLK-FNP-L02-INFCVY04-LM CONV 2D 1 | PM03 | 305 | 52W LM InfeedRollerConveyor Rplcmnt L2 | LM 2D Infeed Conveyor No. 1 | B | 0190E007 | 2021-03-19 | 2018-11-12 | PHILAGANAN
0190-020-329 | 546019 | 0190-MLK-FNP-L02-INFCVY04-LM CONV 2D 2 | PM03 | 305 | 52W LM InfeedRollerConveyor Rplcmnt L2 | LM 2D Infeed Conveyor No. 2 | B | 0190E007 | 2021-03-19 | 2018-11-12 | PHILAGANAN
0190-020-329 | 546019 | 0190-MLK-FNP-L02-INFCVY04-LM CONV 2D 3 | PM03 | 305 | 52W LM InfeedRollerConveyor Rplcmnt L2 | LM 2D Infeed Conveyor No. 3 | B | 0190E007 | 2021-03-19 | 2018-11-12 | PHILAGANAN
0190-020-328 | 546019 | 0190-MLK-FNP-L01-INFCVY03-LM CONV 1A 1 | PM03 | 305 | 52W LM InfeedRoller Conveyor Replacement | LM 1A Infeed Conveyor No. 1 | B | 0190E007 | 2021-03-19 | 2018-10-29 | PHILAGANAN
0190-020-328 | 546019 | 0190-MLK-FNP-L01-INFCVY03-LM CONV 1A 2 | PM03 | 305 | 52W LM InfeedRoller Conveyor Replacement | LM 1A Infeed Conveyor No. 2 | B | 0190E007 | 2021-03-19 | 2018-10-29 | PHILAGANAN
0190-020-328 | 546019 | 0190-MLK-FNP-L01-INFCVY03-LM CONV 1A 3 | PM03 | 305 | 52W LM InfeedRoller Conveyor Replacement | LM 1A Infeed Conveyor No. 3 | B | 0190E007 | 2021-03-19 | 2018-10-29 | PHILAGANAN
0190-020-328 | 546019 | 0190-MLK-FNP-L01-INFCVY03-LM CONV 1B 1 | PM03 | 305 | 52W LM InfeedRoller Conveyor Replacement | LM 1B Infeed Conveyor No. 1 | B | 0190E007 | 2021-03-19 | 2018-10-29 | PHILAGANAN
0190-020-328 | 546019 | 0190-MLK-FNP-L01-INFCVY03-LM CONV 1B 2 | PM03 | 305 | 52W LM InfeedRoller Conveyor Replacement | LM 1B Infeed Conveyor No. 2 | B | 0190E007 | 2021-03-19 | 2018-10-29 | PHILAGANAN
0190-020-328 | 546019 | 0190-MLK-FNP-L01-INFCVY03-LM CONV 1B 3 | PM03 | 305 | 52W LM InfeedRoller Conveyor Replacement | LM 1B Infeed Conveyor No. 3 | B | 0190E007 | 2021-03-19 | 2018-10-29 | PHILAGANAN
0190-020-328 | 546019 | 0190-MLK-FNP-L01-INFCVY04-LM CONV 1C 1 | PM03 | 305 | 52W LM InfeedRoller Conveyor Replacement | LM 1C Infeed Conveyor No. 1 | B | 0190E007 | 2021-03-19 | 2018-10-29 | PHILAGANAN
0190-020-328 | 546019 | 0190-MLK-FNP-L01-INFCVY04-LM CONV 1C 2 | PM03 | 305 | 52W LM InfeedRoller Conveyor Replacement | LM 1C Infeed Conveyor No. 2 | B | 0190E007 | 2021-03-19 | 2018-10-29 | PHILAGANAN
0190-020-328 | 546019 | 0190-MLK-FNP-L01-INFCVY04-LM CONV 1C 3 | PM03 | 305 | 52W LM InfeedRoller Conveyor Replacement | LM 1C Infeed Conveyor No. 3 | B | 0190E007 | 2021-03-19 | 2018-10-29 | PHILAGANAN
0190-020-328 | 546019 | 0190-MLK-FNP-L01-INFCVY04-LM CONV 1D 1 | PM03 | 305 | 52W LM InfeedRoller Conveyor Replacement | LM 1D Infeed Conveyor No. 1 | B | 0190E007 | 2021-03-19 | 2018-10-29 | PHILAGANAN
0190-020-328 | 546019 | 0190-MLK-FNP-L01-INFCVY04-LM CONV 1D 2 | PM03 | 305 | 52W LM InfeedRoller Conveyor Replacement | LM 1D Infeed Conveyor No. 2 | B | 0190E007 | 2021-03-19 | 2018-10-29 | PHILAGANAN
0190-020-328 | 546019 | 0190-MLK-FNP-L01-INFCVY04-LM CONV 1D 3 | PM03 | 305 | 52W LM InfeedRoller Conveyor Replacement | LM 1D Infeed Conveyor No. 3 | B | 0190E007 | 2021-03-19 | 2018-10-29 | PHILAGANAN
0190-020-327 | 539962 | 0190-MLK-FNP-L01-OUTCVY01 | PM03 | 305 | 156W SlatChain COnveyor Replacement L1A | Outfeed Product Conveyor 1ab Line 1 | C | 0190E007 | 2021-03-19 | 2018-05-16 | PHILAGANAN
0190-020-327 | 539962 | 0190-MLK-FNP-L01-OUTCVY02 | PM03 | 305 | 156W SlatChain COnveyor Replacement L1B | Outfeed Product Conveyor 1cd Line 1 | C | 0190E007 | 2021-03-19 | 2018-05-16 | PHILAGANAN
0190-020-327 | 539962 | 0190-MLK-FNP-L02-OUTCVY01 | PM03 | 305 | 156W SlatChain COnveyor Replacement L2A | Outfeed Product Conveyor 2ab Line 2 | C | 0190E007 | 2021-03-19 | 2018-05-16 | PHILAGANAN
0190-020-327 | 539962 | 0190-MLK-FNP-L02-OUTCVY02 | PM03 | 305 | 156W SlatChain COnveyor Replacement L2B | Outfeed Product Conveyor 2cd Line 2 | C | 0190E007 | 2021-03-19 | 2018-05-16 | PHILAGANAN
0190-020-326 | 539920 | 0190-MLK-FNP-L01-CSERTR01-TAPE SEALER 01 | PM03 | 305 | 26W CaseErector SideBelt Replacement L1 | Case Erector Bottom Tape Sealer | B | 0190E007 | 2021-03-19 | 2018-05-15 | PHILAGANAN
0190-020-326 | 539920 | 0190-MLK-FNP-L06-CSERTR01 | PM03 | 305 | 26W CaseErector SideBelt Replacement L6 | LANTECH Case Erector Line 6 | B | 0190E007 | 2021-03-19 | 2018-05-15 | PHILAGANAN
0190-020-326 | 539920 | 0190-MLK-FNP-L14-CSERTR01-TAPE SEALER 01 | PM03 | 305 | 26W CaseErector SideBelt Replacement L14 | Case Erector Bottom Tape Sealer | B | 0190E007 | 2021-03-19 | 2018-05-15 | PHILAGANAN
0190-020-325 | 539857 | 0190-MLK-FNP-L07-FILLER05-MAINDRIVE ASSY | PM03 | 307 | 26W Rovema L7A MotorInspection&Retighten | Filling Machine ROVEMA MainDrive Assy 7A | A | 0190E007 | 2021-03-19 | 2018-05-11 | PHILAGANAN
0190-020-325 | 539857 | 0190-MLK-FNP-L07-FILLER06-MAINDRIVE ASSY | PM03 | 307 | 26W Rovema L7B MotorInspection&Retighten | Filling Machine ROVEMA MainDrive Assy 7B | A | 0190E007 | 2021-03-19 | 2018-05-11 | PHILAGANAN
0190-020-324 | 539855 | 0190-MLK-FNP-L07-FILLER05-MAINDRIVE ASSY | PM03 | 303 | 13W Rovema 7A MainDrive Lubrication | Filling Machine ROVEMA MainDrive Assy 7A | A | 0190E007 | 2021-03-19 | 2018-05-11 | PHILAGANAN
0190-020-324 | 539855 | 0190-MLK-FNP-L07-FILLER06-MAINDRIVE ASSY | PM03 | 303 | 13W Rovema 7B MainDrive Lubrication | Filling Machine ROVEMA MainDrive Assy 7B | A | 0190E007 | 2021-03-19 | 2018-05-11 | PHILAGANAN
0190-020-323 | 539443 | 0190-MLK-FNP-L16-XRAYMA02 | PM03 | 305 | 104W XRay Conveyor MotorReplacement L16 | X-Ray Machine Line 16AB | A | 0190E007 | 2021-03-19 | 2018-04-26 | PHILAGANAN
0190-020-322 | 539443 | 0190-MLK-FNP-L15-XRAYMA02 | PM03 | 305 | 104W XRay Conveyor MotorReplacement L15B | X-Ray Machine Line 15 CD | A | 0190E007 | 2021-03-19 | 2018-04-26 | PHILAGANAN
0190-020-321 | 539443 | 0190-MLK-FNP-L01-XRAYMA04 | PM03 | 305 | 104W XRay Conveyor Motor Replacement L1A | SMITHS Eagle Pack X-Ray Machine Line 1CD | A | 0190E008 | 2021-03-19 | 2018-04-26 | PHILAGANAN
0190-020-320 | 405654 | 0190-MLK-FNP-L16-CSFILR01 | PM03 | 305 | 8W L16 PRODEC ACP Filter&HoseReplacement | PRODEC Case Filler Line 16AB | B | 0190E007 | 2019-02-05 | 2018-04-26 | PHOROSCOFE
0190-020-319 | 405654 | 0190-MLK-FNP-L15-CSFILR02 | PM03 | 305 | 8W L15 PRODEC ACP Filter&HoseReplacement | PRODEC Case Filler Line 15 CD | B | 0190E007 | 2019-02-05 | 2018-04-26 | PHOROSCOFE
0190-020-318 | 405654 | 0190-MLK-FNP-L15-CSFILR01 | PM03 | 305 | 8W L15 PRODEC ACP Filter&HoseReplacement | PRODEC Case Filler Line 15 AB | B | 0190E007 | 2019-02-05 | 2018-04-26 | PHOROSCOFE
0190-020-317 | 405654 | 0190-MLK-FNP-L14-CSFILR02 | PM03 | 305 | 8W L14 PRODEC ACP Filter&HoseReplacement | PRODEC Case Filler Line 14 CD | B | 0190E007 | 2019-02-05 | 2018-04-26 | PHOROSCOFE
0190-020-316 | 405654 | 0190-MLK-FNP-L14-CSFILR01 | PM03 | 305 | 8W L14 PRODEC ACP Filter&HoseReplacement | PRODEC Case Filler Line 14 AB | B | 0190E007 | 2019-02-05 | 2018-04-26 | PHOROSCOFE
0190-020-315 | 405654 | 0190-MLK-FNP-L02-CSFILR02 | PM03 | 305 | 8W L2B PRODEC ACP Filter&HoseReplacement | PRODEC Case Filler Line 2 CD (B-2) | B | 0190E007 | 2019-02-05 | 2018-04-26 | PHOROSCOFE
0190-020-314 | 405654 | 0190-MLK-FNP-L02-CSFILR01 | PM03 | 305 | 8W L2A PRODEC ACP Filter&HoseReplacement | PRODEC Case Filler Line 2 AB (B-1) | B | 0190E007 | 2019-02-05 | 2018-04-26 | PHOROSCOFE
0190-020-313 | 405654 | 0190-MLK-FNP-L01-CSFILR02 | PM03 | 305 | 8W L1B PRODEC ACP Filter&HoseReplacement | PRODEC Case Filler Line 1 CD (A-2) | B | 0190E007 | 2019-02-05 | 2018-04-26 | PHOROSCOFE
0190-020-312 | 405654 | 0190-MLK-FNP-L01-CSFILR01 | PM03 | 305 | 8W L1A PRODEC ACP Filter&HoseReplacement | PRODEC Case Filler Line 1 AB (A-1) | B | 0190E007 | 2019-02-05 | 2018-04-26 | PHOROSCOFE
0190-020-311 | 405654 | 0190-MLK-FNP-L06-CSFILR01 | PM03 | 305 | 8W L6 PRODEC ACP Filter&Hose Replacement | PRODEC Case Filler Line 6 | B | 0190E007 | 2019-02-05 | 2018-04-26 | PHOROSCOFE
0190-020-310 | 421338 | 0190-MLK-FNP-L01-XRAYMA03 | PM03 | 307 | 13W XRay L1A UPS Servicing | SMITHS Eagle Pack X-Ray Machine Line 1AB | A | 0190E008 | 2020-11-11 | 2017-09-27 | PHOROSCOFE
0190-020-310 | 421338 | 0190-MLK-FNP-L01-XRAYMA04 | PM03 | 307 | 13W XRay L1B UPS Servicing | SMITHS Eagle Pack X-Ray Machine Line 1CD | A | 0190E008 | 2020-11-11 | 2017-09-27 | PHOROSCOFE
0190-020-310 | 421338 | 0190-MLK-FNP-L02-XRAYMA04 | PM03 | 307 | 13W XRay L2B UPS Servicing | SMITHS Eagle Pack X-Ray Machine Line 2CD | A | 0190E008 | 2020-11-11 | 2017-09-27 | PHOROSCOFE
0190-020-310 | 421338 | 0190-MLK-FNP-L02-XRAYMA05 | PM03 | 307 | 13W XRay L2A UPS Servicing | Smiths Eagle Pack X-Ray Machine Line 2AB | A | 0190E008 | 2020-11-11 | 2017-09-27 | PHOROSCOFE
0190-020-310 | 421338 | 0190-MLK-FNP-L03-XRAYMA01 | PM03 | 307 | 13W XRay L3 UPS Servicing | Smiths Eagle Pack X-Ray Machine Line 3 | A | 0190E008 | 2020-11-11 | 2017-09-27 | PHOROSCOFE
0190-020-310 | 421338 | 0190-MLK-FNP-L04-XRAYMA01 | PM03 | 307 | 13W XRay L4 UPS Servicing | Smiths Eagle Pack X-Ray Machine Line 4 | A | 0190E008 | 2020-11-11 | 2017-09-27 | PHOROSCOFE
0190-020-310 | 421338 | 0190-MLK-FNP-L05-XRAYMA02 | PM03 | 307 | 13W XRay L5 UPS Servicing | Smiths Eagle Pack X-Ray Machine Line 5 | A | 0190E008 | 2020-11-11 | 2017-09-27 | PHOROSCOFE
0190-020-310 | 421338 | 0190-MLK-FNP-L06-XRAYMA01 | PM03 | 307 | 13W XRay L6 UPS Servicing | SMITHS Eagle Pack X-Ray Machine Line 6 | A | 0190E008 | 2020-11-11 | 2017-09-27 | PHOROSCOFE
0190-020-310 | 421338 | 0190-MLK-FNP-L07-XRAYMA04 | PM03 | 307 | 13W XRay L7 UPS Servicing | EAGLE PACK 720 PRO X-Ray Machine Line 7 | A | 0190E008 | 2020-11-11 | 2017-09-27 | PHOROSCOFE
0190-020-310 | 421338 | 0190-MLK-FNP-L08-XRAYMA02 | PM03 | 307 | 13W XRay L8 UPS Servicing | Smiths Detection Pack430 XRay Mach Line8 | A | 0190E008 | 2020-11-11 | 2017-09-27 | PHOROSCOFE
0190-020-310 | 421338 | 0190-MLK-FNP-L09-XRAYMA02 | PM03 | 307 | 13W XRay L9 UPS Servicing | Smiths Eagle Pack X-Ray Machine Line 9 | A | 0190E008 | 2020-11-11 | 2017-09-27 | PHOROSCOFE
0190-020-310 | 421338 | 0190-MLK-FNP-L10-XRAYMA03 | PM03 | 307 | 13W XRay L10 UPS Servicing | Smiths Detection Pack430 XRay Mach L-10 | A | 0190E008 | 2020-11-11 | 2017-09-27 | PHOROSCOFE
0190-020-310 | 421338 | 0190-MLK-FNP-L14-XRAYMA01 | PM03 | 307 | 13W XRay L14A UPS Servicing | X-Ray Machine Line 14 AB | A | 0190E008 | 2020-11-11 | 2017-09-27 | PHOROSCOFE
0190-020-310 | 421338 | 0190-MLK-FNP-L14-XRAYMA02 | PM03 | 307 | 13W XRay L14B UPS Servicing | X-Ray Machine Line 14 CD | A | 0190E008 | 2020-11-11 | 2017-09-27 | PHOROSCOFE
0190-020-310 | 421338 | 0190-MLK-FNP-L15-XRAYMA01 | PM03 | 307 | 13W XRay L15A UPS Servicing | X-Ray Machine Line 15 AB | A | 0190E008 | 2020-11-11 | 2017-09-27 | PHOROSCOFE
0190-020-310 | 421338 | 0190-MLK-FNP-L15-XRAYMA02 | PM03 | 307 | 13W XRay L15B UPS Servicing | X-Ray Machine Line 15 CD | A | 0190E007 | 2020-11-11 | 2017-09-27 | PHOROSCOFE
0190-020-310 | 421338 | 0190-MLK-FNP-L16-XRAYMA02 | PM03 | 307 | 13W XRay L16 UPS Servicing | X-Ray Machine Line 16AB | A | 0190E007 | 2020-11-11 | 2017-09-27 | PHOROSCOFE
0190-020-310 | 421338 | 0190-MLK-FNP-L17-XRAYMA01 | PM03 | 307 | 13W XRay L17 UPS Servicing | X-Ray Machine Line 17 AB | A | 0190E007 | 2020-11-11 | 2017-09-27 | PHOROSCOFE
0190-020-309 | 527275 | 0190-MLK-FNP-L01-FILLER01-DOSING ASSY A | PM03 | 307 | 52W Auger Mgmt Goal 1 Annual Inspctn L1A | Dosing Assembly 1A | A | 0190E007 | 2020-11-12 | 2017-06-07 | PHOROSCOFE
0190-020-309 | 527275 | 0190-MLK-FNP-L01-FILLER02-DOSING ASSY B | PM03 | 307 | 52W Auger Mgmt Goal 1 Annual Inspctn L1B | Dosing Assembly 1B | A | 0190E007 | 2020-11-12 | 2017-06-07 | PHOROSCOFE
0190-020-309 | 527275 | 0190-MLK-FNP-L01-FILLER03-DOSING ASSY C | PM03 | 307 | 52W Auger Mgmt Goal 1 Annual Inspctn L1C | Dosing Assembly 1C | A | 0190E007 | 2020-11-12 | 2017-06-07 | PHOROSCOFE
0190-020-309 | 527275 | 0190-MLK-FNP-L01-FILLER04-DOSING ASSY D | PM03 | 307 | 52W Auger Mgmt Goal 1 Annual Inspctn L1D | Dosing Assembly 1D | A | 0190E007 | 2020-11-12 | 2017-06-07 | PHOROSCOFE
0190-020-309 | 527275 | 0190-MLK-FNP-L02-FILLER01-DOSING ASSY A | PM03 | 307 | 52W Auger Mgmt Goal 1 Annual Inspctn L2A | Dosing Assembly 2A | A | 0190E007 | 2020-11-12 | 2017-06-07 | PHOROSCOFE
0190-020-309 | 527275 | 0190-MLK-FNP-L02-FILLER02-DOSING ASSY B | PM03 | 307 | 52W Auger Mgmt Goal 1 Annual Inspctn L2B | Dosing Assembly 2B | A | 0190E007 | 2020-11-12 | 2017-06-07 | PHOROSCOFE
0190-020-309 | 527275 | 0190-MLK-FNP-L02-FILLER03-DOSING ASSY C | PM03 | 307 | 52W Auger Mgmt Goal 1 Annual Inspctn L2C | Dosing Assembly 2C | A | 0190E007 | 2020-11-12 | 2017-06-07 | PHOROSCOFE
0190-020-309 | 527275 | 0190-MLK-FNP-L02-FILLER04-DOSING ASSY D | PM03 | 307 | 52W Auger Mgmt Goal 1 Annual Inspctn L2D | Dosing Assembly 2D | A | 0190E007 | 2020-11-12 | 2017-06-07 | PHOROSCOFE
0190-020-309 | 527275 | 0190-MLK-FNP-L03-FILLER03-DOSING ASSY A | PM03 | 307 | 52W Auger Mgmt Goal 1 Annual Inspctn L3A | Dosing Assembly 3A | A | 0190E007 | 2020-11-12 | 2017-06-07 | PHOROSCOFE
0190-020-309 | 527275 | 0190-MLK-FNP-L03-FILLER04-DOSING ASSY B | PM03 | 307 | 52W Auger Mgmt Goal 1 Annual Inspctn L3B | Dosing Assembly 3B | A | 0190E007 | 2020-11-12 | 2017-06-07 | PHOROSCOFE
0190-020-309 | 527275 | 0190-MLK-FNP-L04-FILLER02-DOSING ASSY A | PM03 | 307 | 52W Auger Mgmt Goal 1 Annual Inspctn L4A | Filling Machine WOLF 4A Dosing Assembly | A | 0190E007 | 2020-11-12 | 2017-06-07 | PHOROSCOFE
0190-020-309 | 527275 | 0190-MLK-FNP-L04-FILLER03-DOSING ASSY B | PM03 | 307 | 52W Auger Mgmt Goal 1 Annual Inspctn L4B | Filling Machine WOLF 4B Dosing Assembly | A | 0190E007 | 2020-11-12 | 2017-06-07 | PHOROSCOFE
0190-020-309 | 527275 | 0190-MLK-FNP-L04-FILLER04-DOSING ASSY C | PM03 | 307 | 52W Auger Mgmt Goal 1 Annual Inspctn L4C | Filling Machine WOLF 4C Dosing Assembly | A | 0190E007 | 2020-11-12 | 2017-06-07 | PHOROSCOFE
0190-020-309 | 527275 | 0190-MLK-FNP-L04-FILLER05-DOSING ASSY D | PM03 | 307 | 52W Auger Mgmt Goal 1 Annual Inspctn L4D | Filling Machine WOLF 4D Dosing Assembly | A | 0190E007 | 2020-11-12 | 2017-06-07 | PHOROSCOFE
0190-020-309 | 527275 | 0190-MLK-FNP-L05-FILLER01-DOSING ASSY A | PM03 | 307 | 52W Auger Mgmt Goal 1 Annual Inspctn L5A | Dosing Assembly 5A | A | 0190E007 | 2020-11-12 | 2017-06-07 | PHOROSCOFE
0190-020-309 | 527275 | 0190-MLK-FNP-L05-FILLER02-DOSING ASSY B | PM03 | 307 | 52W Auger Mgmt Goal 1 Annual Inspctn L5B | Dosing Assembly 5B | A | 0190E007 | 2020-11-12 | 2017-06-07 | PHOROSCOFE
0190-020-309 | 527275 | 0190-MLK-FNP-L06-FILLER01-DOSING ASSY A | PM03 | 307 | 52W Auger Mgmt Goal 1 Annual Inspctn L6A | Dosing Assembly 6A | A | 0190E007 | 2020-11-12 | 2017-06-07 | PHOROSCOFE
0190-020-309 | 527275 | 0190-MLK-FNP-L06-FILLER02-DOSING ASSY B | PM03 | 307 | 52W Auger Mgmt Goal 1 Annual Inspctn L6B | Dosing Assembly 6B | A | 0190E007 | 2020-11-12 | 2017-06-07 | PHOROSCOFE
0190-020-309 | 527275 | 0190-MLK-FNP-L07-FILLER05-DOSING ASSY A | PM03 | 307 | 52W Auger Mgmt Goal 1 Annual Inspctn L7A | Filling Machine ROVEMA DosingAssembly 7A | A | 0190E007 | 2020-11-12 | 2017-06-07 | PHOROSCOFE
0190-020-309 | 527275 | 0190-MLK-FNP-L07-FILLER06-DOSING ASSY B | PM03 | 307 | 52W Auger Mgmt Goal 1 Annual Inspctn L7B | Filling Machine ROVEMA DosingAssembly 7B | A | 0190E007 | 2020-11-12 | 2017-06-07 | PHOROSCOFE
0190-020-309 | 527275 | 0190-MLK-FNP-L08-FILLER03-DOSING ASSY A | PM03 | 307 | 52W Auger Mgmt Goal 1 Annual Inspctn L8A | Dosing Assembly 8A | A | 0190E007 | 2020-11-12 | 2017-06-07 | PHOROSCOFE
0190-020-309 | 527275 | 0190-MLK-FNP-L08-FILLER04-DOSING ASSY B | PM03 | 307 | 52W Auger Mgmt Goal 1 Annual Inspctn L8B | Dosing Assembly 8B | A | 0190E007 | 2020-11-12 | 2017-06-07 | PHOROSCOFE
0190-020-309 | 527275 | 0190-MLK-FNP-L09-FILLER03-DOSING ASSY A | PM03 | 307 | 52W Auger Mgmt Goal 1 Annual Inspctn L9A | Dosing Assembly 9A | A | 0190E007 | 2020-11-12 | 2017-06-07 | PHOROSCOFE
0190-020-309 | 527275 | 0190-MLK-FNP-L09-FILLER04-DOSING ASSY B | PM03 | 307 | 52W Auger Mgmt Goal 1 Annual Inspctn L9B | Dosing Assembly 9B | A | 0190E007 | 2020-11-12 | 2017-06-07 | PHOROSCOFE
0190-020-309 | 527275 | 0190-MLK-FNP-L10-FILLER05-DOSING ASSY A | PM03 | 307 | 52W Auger Mgmt Goal1 Annual Inspctn L10A | Dosing Assembly 10A | A | 0190E007 | 2020-11-12 | 2017-06-07 | PHOROSCOFE
0190-020-309 | 527275 | 0190-MLK-FNP-L10-FILLER06-DOSING ASSY B | PM03 | 307 | 52W Auger Mgmt Goal1 Annual Inspctn L10B | Dosing Assembly 10B | A | 0190E007 | 2020-11-12 | 2017-06-07 | PHOROSCOFE
0190-020-309 | 527275 | 0190-MLK-FNP-L14-FILLER02-DOSING ASSY A | PM03 | 307 | 52W Auger Mgmt Goal1 Annual Inspctn L14A | Dosing Assembly 14A | B | 0190E007 | 2020-11-12 | 2017-06-07 | PHOROSCOFE
0190-020-309 | 527275 | 0190-MLK-FNP-L14-FILLER03-DOSING ASSY B | PM03 | 307 | 52W Auger Mgmt Goal1 Annual Inspctn L14B | Dosing Assembly 14B | B | 0190E007 | 2020-11-12 | 2017-06-07 | PHOROSCOFE
0190-020-309 | 527275 | 0190-MLK-FNP-L14-FILLER04-DOSING ASSY C | PM03 | 307 | 52W Auger Mgmt Goal1 Annual Inspctn L14C | Dosing Assembly 14C | B | 0190E007 | 2020-11-12 | 2017-06-07 | PHOROSCOFE
0190-020-309 | 527275 | 0190-MLK-FNP-L14-FILLER05-DOSING ASSY D | PM03 | 307 | 52W Auger Mgmt Goal1 Annual Inspctn L14D | Dosing Assembly 14D | A | 0190E007 | 2020-11-12 | 2017-06-07 | PHOROSCOFE
0190-020-309 | 527275 | 0190-MLK-FNP-L15-FILLER01-DOSING ASSY A | PM03 | 307 | 52W Auger Mgmt Goal1 Annual Inspctn L15A | Dosing Assembly L15A | A | 0190E007 | 2020-11-12 | 2017-06-07 | PHOROSCOFE
0190-020-309 | 527275 | 0190-MLK-FNP-L15-FILLER02-DOSING ASSY B | PM03 | 307 | 52W Auger Mgmt Goal1 Annual Inspctn L15B | Dosing Assembly L15B | A | 0190E007 | 2020-11-12 | 2017-06-07 | PHOROSCOFE
0190-020-309 | 527275 | 0190-MLK-FNP-L15-FILLER03-DOSING ASSY C | PM03 | 307 | 52W Auger Mgmt Goal1 Annual Inspctn L15C | Dosing Assembly L15C | A | 0190E007 | 2020-11-12 | 2017-06-07 | PHOROSCOFE
0190-020-309 | 527275 | 0190-MLK-FNP-L15-FILLER04-DOSING ASSY D | PM03 | 307 | 52W Auger Mgmt Goal1 Annual Inspctn L15D | Dosing Assembly L15D | A | 0190E007 | 2020-11-12 | 2017-06-07 | PHOROSCOFE
0190-020-309 | 527275 | 0190-MLK-FNP-L16-FILLER03-DOSING ASSY A | PM03 | 307 | 52W Auger Mgmt Goal1 Annual Inspctn L16A | Dosing Assembly L16A | A | 0190E007 | 2020-11-12 | 2017-06-07 | PHOROSCOFE
0190-020-309 | 527275 | 0190-MLK-FNP-L16-FILLER04-DOSING ASSY B | PM03 | 307 | 52W Auger Mgmt Goal1 Annual Inspctn L16B | Dosing Assembly L16B | A | 0190E007 | 2020-11-12 | 2017-06-07 | PHOROSCOFE
0190-020-309 | 527275 | 0190-MLK-FNP-L17-FILLER01-DOSING ASSY A | PM03 | 307 | 52W Auger Mgmt Goal1 Annual Inspctn L17A | Dosing Assembly L17A | A | 0190E007 | 2020-11-12 | 2017-06-07 | PHOROSCOFE
0190-020-309 | 527275 | 0190-MLK-FNP-L17-FILLER02-DOSING ASSY B | PM03 | 307 | 52W Auger Mgmt Goal1 Annual Inspctn L17B | Dosing Assembly L17B | A | 0190E007 | 2020-11-12 | 2017-06-07 | PHOROSCOFE
0190-020-308 | 525957 | 0190-MLK-FNP-L14-CSDCVY01 | PM03 | 305 | 52W Lowerator Pneu Cylinder Replacement | PRODEC Case Distribution Conveyor L14 | B | 0190E007 | 2021-03-19 | 2017-05-12 | PHILAGANAN
0190-020-307 | 524993 | 0190-MLK-FNP-L09-XRAYMA02 | PM03 | 305 | 104W XRay Conveyor Motor Replacement L9 | Smiths Eagle Pack X-Ray Machine Line 9 | A | 0190E008 | 2021-03-19 | 2017-04-25 | PHILAGANAN
0190-020-306 | 524730 | 0190-MLK-FNP-L14-CASWGH02 | PM03 | 305 | 52W L14 CCW ConveyorFlatBelt Replacement | ISHIDA Case Checkweigher Line 14 | A | 0190E008 | 2021-03-19 | 2017-04-22 | PHILAGANAN
0190-020-305 | 524730 | 0190-MLK-FNP-L04-CASWGH02 | PM03 | 305 | 52W L4 CCW ConveyorFlatBelt Replacement | ISHIDA DACS Case Checkweigher Line 4 | A | 0190E008 | 2021-03-19 | 2017-04-22 | PHILAGANAN
0190-020-304 | 524417 | 0190-MLK-FNP-L04-XRAYMA01 | PM03 | 305 | 26W XRay Machine BeltConv Replacement L4 | Smiths Eagle Pack X-Ray Machine Line 4 | A | 0190E008 | 2021-03-19 | 2017-04-21 | PHILAGANAN
0190-020-303 | 513262 | 0190-MLK-FNP-L10-FILLER05 | PM03 | 305 | 4W L10A WOLF DDB Replacement | Filling Machine Wolf 10a Line 10 | A | 0190E007 | 2018-06-28 | 2017-04-20 | PHGONZALNA
0190-020-303 | 513262 | 0190-MLK-FNP-L10-FILLER06 | PM03 | 305 | 4W L10B WOLF DDB Replacement | Filling Machine Wolf 10b Line 10 | A | 0190E007 | 2018-06-28 | 2017-04-20 | PHGONZALNA
0190-020-302 | 513262 | 0190-MLK-FNP-L17-FILLER01 | PM03 | 305 | 4W L17A WOLF DDB Replacement | Filling Machine Wolf 17A Line 17 | A | 0190E007 | 2018-06-28 | 2017-04-20 | PHGONZALNA
0190-020-302 | 513262 | 0190-MLK-FNP-L17-FILLER02 | PM03 | 305 | 4W L17B WOLF DDB Replacement | Filling Machine Wolf 17B Line 17 | A | 0190E007 | 2018-06-28 | 2017-04-20 | PHGONZALNA
0190-020-301 | 513262 | 0190-MLK-FNP-L16-FILLER03 | PM03 | 305 | 4W L16C WOLF DDB Replacement | Filling Machine Wolf 16A Line 16 | A | 0190E007 | 2018-06-28 | 2017-04-20 | PHGONZALNA
0190-020-301 | 513262 | 0190-MLK-FNP-L16-FILLER04 | PM03 | 305 | 4W L16D WOLF DDB Replacement | Filling Machine Wolf 16B Line 16 | A | 0190E007 | 2018-06-28 | 2017-04-20 | PHGONZALNA
0190-020-300 | 513262 | 0190-MLK-FNP-L15-FILLER01 | PM03 | 305 | 4W L15A WOLF DDB Replacement | Filling Machine Wolf 15A | A | 0190E007 | 2018-06-28 | 2017-04-20 | PHGONZALNA
0190-020-300 | 513262 | 0190-MLK-FNP-L15-FILLER02 | PM03 | 305 | 4W L15B WOLF DDB Replacement | Filling Machine Wolf 15B | A | 0190E007 | 2018-06-28 | 2017-04-20 | PHGONZALNA
0190-020-300 | 513262 | 0190-MLK-FNP-L15-FILLER03 | PM03 | 305 | 4W L15C WOLF DDB Replacement | Filling Machine Wolf 15C | A | 0190E007 | 2018-06-28 | 2017-04-20 | PHGONZALNA
0190-020-300 | 513262 | 0190-MLK-FNP-L15-FILLER04 | PM03 | 305 | 4W L15 WOLF DDB Replacement | Filling Machine Wolf 15D | A | 0190E007 | 2018-06-28 | 2017-04-20 | PHGONZALNA
0190-020-299 | 513262 | 0190-MLK-FNP-L04-FILLER02 | PM03 | 305 | 4W L4A WOLF DDB Replacement | Filling Machine 4A WOLF VCI180 Line 4 | A | 0190E007 | 2018-06-28 | 2017-04-20 | PHGONZALNA
0190-020-299 | 513262 | 0190-MLK-FNP-L04-FILLER03 | PM03 | 305 | 4W L4B WOLF DDB Replacement | Filling Machine 4B WOLF VCI180 Line 4 | A | 0190E007 | 2018-06-28 | 2017-04-20 | PHGONZALNA
0190-020-299 | 513262 | 0190-MLK-FNP-L04-FILLER04 | PM03 | 305 | 4W L4C WOLF DDB Replacement | Filling Machine 4C WOLF VCI180 Line 4 | A | 0190E007 | 2018-06-28 | 2017-04-20 | PHGONZALNA
0190-020-299 | 513262 | 0190-MLK-FNP-L04-FILLER05 | PM03 | 305 | 4W L4D WOLF DDB Replacement | Filling Machine 4D WOLF VCI180 Line 4 | A | 0190E007 | 2018-06-28 | 2017-04-20 | PHGONZALNA
0190-020-298 | 513262 | 0190-MLK-FNP-L02-FILLER01 | PM03 | 305 | 4W L2A WOLF DDB Replacement | Filling Machine Wolf 2a Line 2 | A | 0190E007 | 2018-06-28 | 2017-04-20 | PHGONZALNA
0190-020-298 | 513262 | 0190-MLK-FNP-L02-FILLER02 | PM03 | 305 | 4W L2B WOLF DDB Replacement | Filling Machine Wolf 2b Line 2 | A | 0190E007 | 2018-06-28 | 2017-04-20 | PHGONZALNA
0190-020-298 | 513262 | 0190-MLK-FNP-L02-FILLER03 | PM03 | 305 | 4W L2C WOLF DDB Replacement | Filling Machine Wolf 2c Line 2 | A | 0190E007 | 2018-06-28 | 2017-04-20 | PHGONZALNA
0190-020-298 | 513262 | 0190-MLK-FNP-L02-FILLER04 | PM03 | 305 | 4W L2D WOLF DDB Replacement | Filling Machine Wolf 2d Line 2 | A | 0190E007 | 2018-06-28 | 2017-04-20 | PHGONZALNA
0190-020-297 | 523124 | 0190-MLK-FNP-L05-XRAYMA02 | PM03 | 305 | 26W XRay Machine BeltConv Replacement L5 | Smiths Eagle Pack X-Ray Machine Line 5 | A | 0190E008 | 2021-03-19 | 2017-04-03 | PHILAGANAN
0190-020-296 | 426997 | 0190-MLK-FNP-COM-LKTSTR01 | PM03 | 305 | 52W PTI Leak Tester Calibration Milk FP | Milk LeakTester Veripac-325 SN0207176 R1 | B | 0190E008 | 2021-03-19 | 2017-02-24 | PHILAGANAN
0190-020-296 | 426997 | 0190-MLK-FNP-COM-LKTSTR02 | PM03 | 305 | 52W PTI Leak Tester Calibration Milk FP | Milk LeakTester Veripac-325 SN0206960 R2 | B | 0190E008 | 2021-03-19 | 2017-02-24 | PHILAGANAN
0190-020-295 | 520891 | 0190-MLK-FNP-COM-LKTSTR01 | PM03 | 305 | 52W PTI Leak Tester PM Milk FP | Milk LeakTester Veripac-325 SN0207176 R1 | B | 0190E008 | 2021-03-19 | 2017-02-24 | PHILAGANAN
0190-020-295 | 520891 | 0190-MLK-FNP-COM-LKTSTR02 | PM03 | 305 | 52W PTI Leak Tester PM Milk FP | Milk LeakTester Veripac-325 SN0206960 R2 | B | 0190E008 | 2021-03-19 | 2017-02-24 | PHILAGANAN
0190-020-294 | 56375 | 0190-MLK-FNP-L01-FILLER03 | PM03 | 307 | 4W FM Inspection/Retighten Wolf 1D | Filling Machine Wolf 1c Line 1 | A | 0190E007 | 2019-01-25 | 2017-02-21 | PHOROSCOFE
0190-020-293 | 56375 | 0190-MLK-FNP-L01-FILLER03 | PM03 | 307 | 4W FM Inspection/Retighten Wolf 1C | Filling Machine Wolf 1c Line 1 | A | 0190E007 | 2019-01-12 | 2017-02-21 | PHOROSCOFE
0190-020-292 | 56375 | 0190-MLK-FNP-L01-FILLER02 | PM03 | 307 | 4W FM Inspection/Retighten Wolf 1B | Filling Machine Wolf 1b Line 1 | A | 0190E007 | 2019-01-25 | 2017-02-21 | PHOROSCOFE
0190-020-291 | 56375 | 0190-MLK-FNP-L01-FILLER01 | PM03 | 307 | 4W FM Inspection/Retighten Wolf 1A | Filling Machine Wolf 1a Line 1 | A | 0190E007 | 2020-03-27 | 2017-02-21 | PHOROSCOFE
0190-020-290 | 16318 | 0190-MLK-FNP-L07-PCHWGH05 | PM03 | 307 | 13WKS L7A&B ANRITSU PCW Insp/Functinlity | ANRITSU Pouch CheckWeigher Line 7A (New) | A | 0190E008 | 2021-03-19 | 2020-12-23 | PHILAGANAN
0190-020-290 | 16318 | 0190-MLK-FNP-L07-PCHWGH06 | PM03 | 307 | 13WKS L7A&B ANRITSU PCW Insp/Functinlity | ANRITSU Pouch CheckWeigher Line 7B (New) | A | 0190E008 | 2021-03-19 | 2020-12-23 | PHILAGANAN
0190-020-289 | 56375 | 0190-MLK-FNP-L07-FILLER05 | PM03 | 307 | 4W R7A&B FM Insp'n/Retighten&Lubricn | Filling Machine ROVEMA BVC-260 Line 7A | A | 0190E007 | 2019-01-12 | 2016-10-12 | PHOROSCOFE
0190-020-289 | 56375 | 0190-MLK-FNP-L07-FILLER06 | PM03 | 307 | 4W R7A&B FM Insp'n/Retighten&Lubricn | Filling Machine ROVEMA BVC-260 Line 7B | A | 0190E007 | 2019-01-12 | 2016-10-12 | PHOROSCOFE
0190-020-288 | 515279 | 0190-MLK-FNP-L14-CSFILR01-GROU CONV 14AB | PM03 | 305 | 52W Group Convyr Timing Belt Replacement | Grouping Conveyor 14AB | B | 0190E007 | 2021-03-19 | 2016-10-10 | PHILAGANAN
0190-020-288 | 515279 | 0190-MLK-FNP-L14-CSFILR02-GROU CONV 14CD | PM03 | 305 | 52W Group Convyr Timing Belt Replacement | Grouping Conveyor 14CD | B | 0190E007 | 2021-03-19 | 2016-10-10 | PHILAGANAN
0190-020-287 | 16313 | 0190-MLK-FNP-L12-BLTCVY01 | PM03 | 307 | 13W L12 BF Conv #7 Inspect/Retight/Lubn | BF Belt Conveyor No 7 Line 12 | C | 0190E007 | 2021-03-19 | 2016-04-05 | PHILAGANAN
0190-020-287 | 16313 | 0190-MLK-FNP-L12-BLTCVY02 | PM03 | 307 | 13W L12 BF Conv #6 Inspect/Retight/Lubn | BF Belt Conveyor No 6 Line 12 | C | 0190E007 | 2021-03-19 | 2016-04-05 | PHILAGANAN
0190-020-287 | 16313 | 0190-MLK-FNP-L12-BLTCVY03 | PM03 | 307 | 13W L12 Conveyor Inspection/Retight/Lubn | BF Belt Conveyor No 8 Line 12 | B | 0190E007 | 2021-03-19 | 2020-08-10 | PHILAGANAN
0190-020-287 | 16313 | 0190-MLK-FNP-L12-BLTCVY04 | PM03 | 307 | 13W L12 Conveyor Inspection/Retight/Lubn | BF Belt Discharged Conveyor B4 Exit Door | B | 0190E007 | 2021-03-19 | 2020-08-10 | PHILAGANAN
0190-020-287 | 16313 | 0190-MLK-FNP-L12-BLTCVY05 | PM03 | 307 | 13W L12 Conveyor Inspection/Retight/Lubn | BF Belt DischrgedConvyor After Exit Door | B | 0190E007 | 2021-03-19 | 2020-08-10 | PHILAGANAN
0190-020-287 | 16313 | 0190-MLK-FNP-L12-CHACVY01 | PM03 | 307 | 13W L12 BF Conv #9 Inspect/Retight/Lubn | BF Chain Conveyor No 9 Line 12 | C | 0190E007 | 2021-03-19 | 2016-04-05 | PHILAGANAN
0190-020-287 | 16313 | 0190-MLK-FNP-L12-STACVY01 | PM03 | 307 | 13W L12 BF Conv #1 Inspect/Retight/Lubn | BF Staging Conveyor No 1 Line 12 | C | 0190E007 | 2021-03-19 | 2016-04-05 | PHILAGANAN
0190-020-287 | 16313 | 0190-MLK-FNP-L12-WGHPLA01 | PM03 | 307 | 13W L12 BF Weigh Inspect/Retight/Lubn | BF Weighing Platform Line12 | A | 0190E007 | 2021-03-19 | 2016-04-05 | PHILAGANAN
0190-020-286 | 50836 | 0190-MLK-FNP-L16-STAPER03 | PM03 | 305 | 8W L16CD Replace Side Belt Conveyor SIAT | SIAT Tape Sealer Line 16AB | B | 0190E007 | 2021-03-19 | 2015-03-14 | PHILAGANAN
0190-020-286 | 50836 | 0190-MLK-FNP-L17-STAPER01 | PM03 | 305 | 8W L16AB Replace Side Belt Conveyor SIAT | SIAT Tape Sealer Line 17 AB | B | 0190E007 | 2021-03-19 | 2015-03-14 | PHILAGANAN
0190-020-285 | 50836 | 0190-MLK-FNP-L15-STAPER01 | PM03 | 305 | 13W L15 Replace Side Belt Conveyor SIAT | SIAT Tape Sealer Line 15 | B | 0190E007 | 2021-03-19 | 2015-03-14 | PHILAGANAN
0190-020-284 | 513988 | 0190-MLK-FNP-L14-STAPER01 | PM03 | 305 | 13W L14 Replace Side Belt Conveyor SIAT | SIAT Tape Sealer Line 14 | B | 0190E007 | 2021-03-19 | 2015-03-14 | PHILAGANAN
0190-020-283 | 50836 | 0190-MLK-FNP-L10-STAPER03 | PM03 | 305 | 13W L10 Replace Side Belt Conveyor SIAT | SIAT Tape Sealer Line 10 | B | 0190E007 | 2021-03-19 | 2015-03-14 | PHILAGANAN
0190-020-282 | 50836 | 0190-MLK-FNP-L09-STAPER01 | PM03 | 305 | 13W L9 Replace Side Belt Conveyor SIAT | SIAT Tape Sealer Line 9 | B | 0190E007 | 2021-03-19 | 2015-03-14 | PHILAGANAN
0190-020-281 | 420480 | 0190-MLK-FNP-L11-POSGAS01 | PM03 | 305 | 52W P. Gassing Filter Repalcement L11&12 | Bulk Filling Post-Gassing System Line 11 | A | 0190E007 | 2021-03-19 | 2014-12-19 | PHILAGANAN
0190-020-281 | 420480 | 0190-MLK-FNP-L12-POSGAS01 | PM03 | 305 | 52W P. Gassing Filter Repalcement L11&12 | Bulk Filling Post-Gassing System Line 12 | A | 0190E007 | 2021-03-19 | 2014-12-19 | PHILAGANAN
0190-020-280 | 419930 | 0190-MLK-FNP-L10-FILLER05 | PM03 | 305 | 13WK WOLF L10A CompressSpring Replacemnt | Filling Machine Wolf 10a Line 10 | A | 0190E007 | 2016-03-19 | 2014-12-02 | PHCABIOPE
0190-020-280 | 419930 | 0190-MLK-FNP-L10-FILLER06 | PM03 | 305 | 13WK WOLF L10B CompressSpring Replacemnt | Filling Machine Wolf 10b Line 10 | A | 0190E007 | 2016-03-19 | 2014-12-02 | PHCABIOPE
0190-020-279 | 419929 | 0190-MLK-FNP-L10-FILLER05 | PM03 | 307 | 8W WOLF10A SealJaw Air Cylinder Inspectn | Filling Machine Wolf 10a Line 10 | A | 0190E008 | 2021-03-19 | 2014-12-02 | PHILAGANAN
0190-020-279 | 419929 | 0190-MLK-FNP-L10-FILLER06 | PM03 | 307 | 8W WOLF10B SealJaw Air Cylinder Inspectn | Filling Machine Wolf 10b Line 10 | A | 0190E008 | 2021-03-19 | 2014-12-02 | PHILAGANAN
0190-020-278 | 419928 | 0190-MLK-FNP-L10-FILLER05 | PM03 | 307 | 8W WOLF10A SealJaw Heater&Probe Inspectn | Filling Machine Wolf 10a Line 10 | A | 0190E008 | 2021-03-19 | 2014-12-02 | PHILAGANAN
0190-020-278 | 419928 | 0190-MLK-FNP-L10-FILLER06 | PM03 | 307 | 8W WOLF10B SealJaw Heater&Probe Inspectn | Filling Machine Wolf 10b Line 10 | A | 0190E008 | 2021-03-19 | 2014-12-02 | PHILAGANAN
0190-020-277 | 419926 | 0190-MLK-FNP-L10-FILLER05-HORSEAL ASSY A | PM03 | 305 | 18WK WOLF L10A Cutting Knife Replacement | Horizontal Sealing Assembly 10A | A | 0190E008 | 2021-04-01 | 2014-12-02 | PHONGGE
0190-020-277 | 419926 | 0190-MLK-FNP-L10-FILLER06-HORSEAL ASSY B | PM03 | 305 | 18WK WOLF L10B Cutting Knife Replacement | Horizontal Sealing Assembly 10B | A | 0190E007 | 2021-04-01 | 2014-12-02 | PHONGGE
0190-020-276 | 419473 | 0190-MLK-PRO-DFS-DFSILO01B | PM03 | 305 | 52WKS BFV Seat Replacement 10in L1B | Direct Filling Silo Line 1B | C | 0190E007 | 2021-03-19 | 2014-11-13 | PHILAGANAN
0190-020-276 | 419473 | 0190-MLK-PRO-DFS-DFSILO14A | PM03 | 305 | 52WKS BFV Seat Replacement 10in L14A | Direct Filling Silo Line 14A | C | 0190E007 | 2021-03-19 | 2014-11-13 | PHILAGANAN
0190-020-276 | 419473 | 0190-MLK-PRO-DFS-DFSILO14B | PM03 | 305 | 52WKS BFV Seat Replacement 10in L14B | Direct Filling Silo Line 14B | C | 0190E007 | 2021-03-19 | 2014-11-13 | PHILAGANAN
0190-020-276 | 419473 | 0190-MLK-PRO-DFS-DFSILO15A | PM03 | 305 | 52WKS BFV Seat Replacement 10in L15A | Direct Filling Silo Line 15A | C | 0190E007 | 2021-03-19 | 2014-11-13 | PHILAGANAN
0190-020-275 | 419476 | 0190-MLK-PRO-DFS-DFSILO01A | PM03 | 305 | 52WKS BFV Seat Replacement EBRO L1A | Direct Filling Silo Line 1A | C | 0190E007 | 2021-03-19 | 2014-11-13 | PHILAGANAN
0190-020-275 | 419476 | 0190-MLK-PRO-DFS-DFSILO02B | PM03 | 305 | 52WKS BFV Seat Replacement EBRO L2B | Direct Filling Silo Line 2B | C | 0190E007 | 2021-03-19 | 2014-11-13 | PHILAGANAN
0190-020-275 | 419476 | 0190-MLK-PRO-DFS-DFSILO04 | PM03 | 305 | 52WKS BFV Seat Replacement EBRO L4 | Direct Filling Silo Line 4 | C | 0190E007 | 2021-03-19 | 2014-11-13 | PHILAGANAN
0190-020-274 | 418993 | 0190-MLK-FNP-L01-CSFILR01-VAC PUMP 1AB | PM03 | 305 | 26W PRODEC ACP VacuumPump Servicing L1AB | Vacuum Pump 1AB | B | 0190E007 | 2021-09-12 | 2014-10-23 | PHOROSCOFE
0190-020-274 | 418993 | 0190-MLK-FNP-L01-CSFILR02-VAC PUMP 1CD | PM03 | 305 | 26W PRODEC ACP VacuumPump Servicing L1CD | Vacuum Pump 1CD | B | 0190E007 | 2021-09-12 | 2014-10-23 | PHOROSCOFE
0190-020-274 | 418993 | 0190-MLK-FNP-L02-CSFILR01-VAC PUMP 02AB | PM03 | 305 | 26W PRODEC ACP VacuumPump Servicing L2AB | Vacuum Pump 02AB | B | 0190E007 | 2021-09-12 | 2014-10-23 | PHOROSCOFE
0190-020-274 | 418993 | 0190-MLK-FNP-L02-CSFILR02-VAC PUMP 02CD | PM03 | 305 | 26W PRODEC ACP VacuumPump Servicing L2CD | Vacuum Pump 02CD | B | 0190E007 | 2021-09-12 | 2014-10-23 | PHOROSCOFE
0190-020-274 | 418993 | 0190-MLK-FNP-L06-CSFILR01-VACUUMPUMP | PM03 | 305 | 26W PRODEC ACP VacuumPump Servicing L6 | Case Filler Vacuum Pump Assembly L06 | B | 0190E007 | 2021-09-12 | 2014-10-23 | PHOROSCOFE
0190-020-274 | 418993 | 0190-MLK-FNP-L14-CSFILR01-VAC PUMP 14AB | PM03 | 305 | 26W PRODEC ACP Vac Pump Servicing L14AB | Vacuum Pump 14AB | B | 0190E007 | 2021-09-12 | 2014-10-23 | PHOROSCOFE
0190-020-274 | 418993 | 0190-MLK-FNP-L14-CSFILR02-VAC PUMP 14CD | PM03 | 305 | 26W PRODEC ACP Vac Pump Servicing L14CD | Vacuum Pump 14CD | B | 0190E007 | 2021-09-12 | 2014-10-23 | PHOROSCOFE
0190-020-274 | 418993 | 0190-MLK-FNP-L15-CSFILR01-VAC PUMP 15AB | PM03 | 305 | 26W PRODEC ACP Vac Pump Servicing L15AB | Vacuum Pump 15AB | B | 0190E007 | 2021-09-12 | 2014-10-23 | PHOROSCOFE
0190-020-274 | 418993 | 0190-MLK-FNP-L15-CSFILR02-VAC PUMP 15CD | PM03 | 305 | 26W PRODEC ACP Vac Pump Servicing L15CD | Vacuum Pump 15CD | C | 0190E007 | 2021-09-12 | 2014-10-23 | PHOROSCOFE
0190-020-274 | 418993 | 0190-MLK-FNP-L16-CSFILR01-VAC PUMP 16AB | PM03 | 305 | 26W PRODEC ACP Vac Pump Servicing L16CD | PRODEC Vacuum Pump 16AB | B | 0190E007 | 2021-09-12 | 2014-10-23 | PHOROSCOFE
0190-020-273 | 418789 | 0190-MLK-FNP-L11-HEASLR01 | PM03 | 307 | 4WKS Inspectn/FunctionalityCheck BagSeal | BF Heat Sealer Line 11 | C | 0190E008 | 2020-01-03 | 2014-10-14 | PHOROSCOFE
0190-020-273 | 418789 | 0190-MLK-FNP-L12-HEASLR01 | PM03 | 307 | 4WKS Inspectn/FunctionalityCheck BagSeal | BF Heat Sealer Line 12 | C | 0190E008 | 2020-01-03 | 2014-10-14 | PHOROSCOFE
0190-020-272 | 418788 | 0190-MLK-FNP-L11-HEASLR01 | PM03 | 305 | 52W Nichrome Wire Replacemnt BagSeal L11 | BF Heat Sealer Line 11 | C | 0190E007 | 2016-08-12 | 2014-10-13 | PHCABIOPE
0190-020-272 | 418788 | 0190-MLK-FNP-L12-HEASLR01 | PM03 | 305 | 52W Nichrome Wire Replacemnt BagSeal L12 | BF Heat Sealer Line 12 | C | 0190E007 | 2016-08-12 | 2014-10-13 | PHCABIOPE
0190-020-271 | 418375 | 0190-MLK-FNP-L03-FILLER03-HORSEAL ASSY A | PM03 | 305 | 52WKS Rovema Bearing&Shaft Replacement | Horizontal Sealing Assembly 3A | A | 0190E007 | 2021-04-01 | 2014-09-18 | PHONGGE
0190-020-271 | 418375 | 0190-MLK-FNP-L03-FILLER03-HORSEAL ASSY A | PM03 | 305 | 52WKS Rovema Bearing&Shaft Replacement | Horizontal Sealing Assembly 3A | A | 0190E007 | 2021-04-01 | 2014-09-18 | PHONGGE
0190-020-271 | 418375 | 0190-MLK-FNP-L03-FILLER04-HORSEAL ASSY B | PM03 | 305 | 52WKS Rovema Bearing&Shaft Replacement | Horizontal Sealing Assembly 3B | A | 0190E007 | 2021-04-01 | 2014-09-18 | PHONGGE
0190-020-271 | 418375 | 0190-MLK-FNP-L03-FILLER04-HORSEAL ASSY B | PM03 | 305 | 52WKS Rovema Bearing&Shaft Replacement | Horizontal Sealing Assembly 3B | A | 0190E007 | 2021-04-01 | 2014-09-18 | PHONGGE
0190-020-271 | 418375 | 0190-MLK-FNP-L06-FILLER01-HORSEAL ASSY A | PM03 | 305 | 52WKS Rovema Bearing&Shaft Replacement | Horizontal Sealing Assembly 6A | A | 0190E007 | 2021-04-01 | 2014-09-18 | PHONGGE
0190-020-271 | 418375 | 0190-MLK-FNP-L06-FILLER02-HORSEAL ASSY B | PM03 | 305 | 52WKS Rovema Bearing&Shaft Replacement | Horizontal Sealing Assembly 6B | A | 0190E007 | 2021-04-01 | 2014-09-18 | PHONGGE
0190-020-271 | 418375 | 0190-MLK-FNP-L08-FILLER03-HORSEAL ASSY A | PM03 | 305 | 52WKS Rovema Bearing&Shaft Replacement | Horizontal Sealing Assembly 8A | A | 0190E007 | 2021-04-01 | 2014-09-18 | PHONGGE
0190-020-271 | 418375 | 0190-MLK-FNP-L08-FILLER04-HORSEAL ASSY B | PM03 | 305 | 52WKS Rovema Bearing&Shaft Replacement | Horizontal Sealing Assembly 8B | A | 0190E007 | 2021-04-01 | 2014-09-18 | PHONGGE
0190-020-271 | 418375 | 0190-MLK-FNP-L09-FILLER03-HORSEAL ASSY A | PM03 | 305 | 52WKS Rovema Bearing&Shaft Replacement | Horizontal Sealing Assembly 9A | A | 0190E007 | 2021-04-01 | 2014-09-18 | PHONGGE
0190-020-271 | 418375 | 0190-MLK-FNP-L09-FILLER04-HORSEAL ASSY B | PM03 | 305 | 52WKS Rovema Bearing&Shaft Replacement | Horizontal Sealing Assembly 9B | A | 0190E007 | 2021-04-01 | 2014-09-18 | PHONGGE
0190-020-270 | 400591 | 0190-MLK-FNP-COM-BLKFIL01 | PM03 | 301 | 52WKS Weight Indicator Calibration BF | Common Bulk Filling Lines 11, 12 & 14 | C | 0190E008 | 2019-01-24 | 2014-09-09 | PHOROSCOFE
0190-020-269 | 4433 | 0190-MLK-FNP-COM-MLKFPAL01 | PM03 | 301 | 13WK AirWare O2 Analyzer Calibration FR1 | Milks Filling & Packing Common All Lines | C | 0190E008 | 2018-10-31 | 2014-09-09 | PHGONZALNA
0190-020-268 | 4433 | 0190-MLK-FNP-COM-MLKFPAL01 | PM03 | 301 | 26WKS Dansensor O2 Analyzer FR2 | Milks Filling & Packing Common All Lines | C | 0190E008 | 2019-01-24 | 2014-09-09 | PHOROSCOFE
0190-020-267 | 67513 | 0190-MLK-FNP-COM-MLKFPAL01 | PM03 | 301 | 52WKS Pressure Gauge Cal N2 Tnk FR | Milks Filling & Packing Common All Lines | C | 0190E008 | 2019-01-24 | 2014-09-09 | PHOROSCOFE
0190-020-267 | 67513 | 0190-MLK-FNP-COM-MLKFPAL01 | PM03 | 301 | 52WKS Instrument Calibration DFS Area | Milks Filling & Packing Common All Lines | C | 0190E008 | 2019-01-24 | 2014-09-08 | PHOROSCOFE
0190-020-267 | 67513 | 0190-MLK-FNP-COM-MLKFPAL01 | PM03 | 301 | 52WKS Instrument Calibration DFS Area | Milks Filling & Packing Common All Lines | C | 0190E008 | 2019-01-24 | 2014-09-08 | PHOROSCOFE
0190-020-266 | 67513 | 0190-MLK-FNP-COM-MLKFPAL01 | PM03 | 301 | 52WKS Instrument Calibration FR 1/2 | Milks Filling & Packing Common All Lines | C | 0190E008 | 2019-01-24 | 2014-09-08 | PHOROSCOFE
0190-020-266 | 417981 | 0190-MLK-FNP-COM-MLKFPAL01 | PM03 | 301 | 52WKS Instrument Calibration FR 1/2 | Milks Filling & Packing Common All Lines | C | 0190E008 | 2019-01-24 | 2014-09-08 | PHOROSCOFE
0190-020-266 | 67513 | 0190-MLK-FNP-COM-MLKFPAL01 | PM03 | 301 | 52WKS Instrument Calibration FR 1/2 | Milks Filling & Packing Common All Lines | C | 0190E008 | 2019-01-24 | 2014-09-08 | PHOROSCOFE
0190-020-266 | 417981 | 0190-MLK-FNP-COM-MLKFPAL01 | PM03 | 301 | 52WKS Instrument Calibration FR 1/2 | Milks Filling & Packing Common All Lines | C | 0190E008 | 2019-01-24 | 2014-09-08 | PHOROSCOFE
0190-020-265 | 4433 | 0190-MLK-FNP-COM-MLKFPAL01 | PM03 | 301 | 52WKS Calibration O2 Analyzer L14/15 | Milks Filling & Packing Common All Lines | C | 0190E007 | 2020-11-12 | 2014-09-08 | PHOROSCOFE
0190-020-265 | 4433 | 0190-MLK-FNP-L11-OXYANA01 | PM03 | 301 | 52WKS Calibration O2 Analyzer BF L11/12 | BF Oxygen Analyzer Line 11 & 12 | C | 0190E008 | 2020-11-12 | 2014-09-08 | PHOROSCOFE
0190-020-264 | 34418 | 0190-MLK-FNP-L15-CASWGH01 | PM03 | 301 | 52WKS Case CW Cal 2F15-CHW-12.15 | ISHIDA Case Checkweigher Line 15 | A | 0190E008 | 2019-01-24 | 2014-09-08 | PHOROSCOFE
0190-020-264 | 34418 | 0190-MLK-FNP-L17-CASWGH02 | PM03 | 301 | 52WKS Calibration ANRITSU Case CW L16 | ISHIDA Case Checkweigher Line 17AB | A | 0190E008 | 2019-01-24 | 2014-09-08 | PHOROSCOFE
0190-020-263 | 34418 | 0190-MLK-FNP-L01-CASWGH02 | PM03 | 301 | 78WKS Case CW Cal 2F1-CHW-01.17 | ANRITSU Case Checkweigher Line 1 | A | 0190E008 | 2019-01-24 | 2014-09-08 | PHOROSCOFE
0190-020-262 | 418041 | 0190-MLK-FNP-COM-MLKFPAL01 | PM03 | 301 | 52WKS Test Weights Calibaration 50g-1kg | Milks Filling & Packing Common All Lines | C | 0190E008 | 2019-01-24 | 2014-09-05 | PHOROSCOFE
0190-020-261 | 34418 | 0190-MLK-FNP-L06-PCHWGH03 | PM03 | 301 | 52WKS ISHIDA Pouch CW Calibration L6A | ISHIDA DACS Pouch Checkweigher Line 6A | A | 0190E008 | 2019-01-24 | 2014-09-05 | PHOROSCOFE
0190-020-261 | 34418 | 0190-MLK-FNP-L06-PCHWGH04 | PM03 | 301 | 52WKS ISHIDA Pouch CW Calibration L6B | ISHIDA DACS Pouch Checkweigher Line 6B | A | 0190E008 | 2019-01-24 | 2014-09-05 | PHOROSCOFE
0190-020-260 | 36410 | 0190-MLK-FNP-COM-BLKFIL01 | PM03 | 301 | 52WKS RH Xmtr Cal AIT 14.01 | Common Bulk Filling Lines 11, 12 & 14 | C | 0190E008 | 2019-01-24 | 2014-09-04 | PHOROSCOFE
0190-020-260 | 36410 | 0190-MLK-FNP-COM-MLKFPAL01 | PM03 | 301 | 52WKS RH Xmtr Cal 2F17_RH_MFR#1 | Milks Filling & Packing Common All Lines | C | 0190E008 | 2019-01-24 | 2014-09-04 | PHOROSCOFE
0190-020-260 | 417981 | 0190-MLK-FNP-COM-MLKFPAL01 | PM03 | 301 | 52WKS Pressure Trans Cal 2F17-PIT-13.02 | Milks Filling & Packing Common All Lines | C | 0190E008 | 2019-01-24 | 2014-09-04 | PHOROSCOFE
0190-020-260 | 36410 | 0190-MLK-FNP-COM-MLKFPAL01 | PM03 | 301 | 52WKS RH Xmtr Cal 2F18-AIT-95.03 | Milks Filling & Packing Common All Lines | C | 0190E008 | 2019-01-24 | 2014-09-04 | PHOROSCOFE
0190-020-260 | 36410 | 0190-MLK-FNP-COM-MLKFPAL01 | PM03 | 301 | 52WKS RH Xmtr Cal 2F18-AIT-95.04 | Milks Filling & Packing Common All Lines | C | 0190E008 | 2019-01-24 | 2014-09-04 | PHOROSCOFE
0190-020-260 | 417981 | 0190-MLK-FNP-COM-MLKFPAL01 | PM03 | 301 | 52WKS Pressure Trans Cal 2F17_PG-9504/4 | Milks Filling & Packing Common All Lines | C | 0190E008 | 2019-01-24 | 2014-09-04 | PHOROSCOFE
0190-020-260 | 403168 | 0190-MLK-FNP-COM-MLKFPAL01 | PM03 | 301 | 52WKS Test Stone Cal DF SILO TS1C | Milks Filling & Packing Common All Lines | C | 0190E007 | 2019-01-24 | 2014-09-05 | PHOROSCOFE
0190-020-260 | 4433 | 0190-MLK-FNP-COM-MLKFPAL01 | PM03 | 301 | 52WKS O2 Analyzer Calibration (Sperian) | Milks Filling & Packing Common All Lines | C | 0190E007 | 2019-01-24 | 2014-09-08 | PHOROSCOFE
0190-020-260 | 4433 | 0190-MLK-FNP-L11-OXYANA01 | PM03 | 301 | 52WKS Toray O2 Analyzer Cal TORAY#59 | BF Oxygen Analyzer Line 11 & 12 | C | 0190E008 | 2019-01-24 | 2014-09-04 | PHOROSCOFE
0190-020-259 | 61179 | 0190-MLK-FNP-COM-AHU08 | PM03 | 301 | 52WKS Pressure Switch Cal TTS/DFS | SINTECO AHU MILKS TILTING STATION&DFSILO | B | 0190E008 | 2020-08-19 | 2014-09-02 | PHOROSCOFE
0190-020-259 | 36405 | 0190-MLK-FNP-COM-AHU08 | PM03 | 301 | 52WKS Temp Transmitter Cal AHU TTS | SINTECO AHU MILKS TILTING STATION&DFSILO | B | 0190E008 | 2020-08-19 | 2014-09-02 | PHOROSCOFE
0190-020-259 | 67513 | 0190-MLK-FNP-COM-AHU08-1D4DPG011939 | PM03 | 301 | 52WKS Pressure Gauge Calibration TTS/DFS | MLKF TTS DFS AHU Diff. Pressure Gauge | C | 0190E008 | 2020-08-19 | 2014-09-02 | PHOROSCOFE
0190-020-259 | 411274 | 0190-MLK-FNP-COM-AHU08-1D4TG040 | PM03 | 301 | 52WK Temperature Gauge Cal TTS/DF | SINTECO AHU TILTING STATION TEMP GAUGES | C | 0190E008 | 2020-08-19 | 2014-09-02 | PHOROSCOFE
0190-020-258 | 61179 | 0190-MLK-FNP-COM-AHU07 | PM03 | 301 | 52W Pressure Switch Calibration TB Recei | SINTECO AHU MILK TOTEBIN RECEIVING AREA | B | 0190E008 | 2020-08-19 | 2014-09-02 | PHOROSCOFE
0190-020-258 | 36405 | 0190-MLK-FNP-COM-AHU07 | PM03 | 301 | 52WK Temp Transmitter Calibration AHU TB | SINTECO AHU MILK TOTEBIN RECEIVING AREA | B | 0190E008 | 2020-08-19 | 2014-09-02 | PHOROSCOFE
0190-020-258 | 67513 | 0190-MLK-FNP-COM-AHU07-1D4PG033 | PM03 | 301 | 52W Pressure Gauge Calibration TB Receiv | MLKFP TRA AHU Pressure Gauge | C | 0190E008 | 2020-08-19 | 2014-09-02 | PHOROSCOFE
0190-020-258 | 411274 | 0190-MLK-FNP-COM-AHU07-TEMP GAUGES | PM03 | 301 | 52W Temperature Gauge Calibration TB Rec | SINTECO AHU TOTEBIN TEMP GAUGES | C | 0190E008 | 2020-08-19 | 2014-09-02 | PHOROSCOFE
0190-020-257 | 61179 | 0190-MLK-FNP-COM-AHU06 | PM03 | 301 | 52WK Pressure Switch Calibration AHU FR2 | SINTECO AHU MILKS FILLING ROOM 2 | B | 0190E008 | 2020-08-19 | 2014-09-02 | PHOROSCOFE
0190-020-257 | 36405 | 0190-MLK-FNP-COM-AHU06 | PM03 | 301 | 52W Temp Transmitter Calibration AHU FR2 | SINTECO AHU MILKS FILLING ROOM 2 | B | 0190E008 | 2020-08-19 | 2014-09-02 | PHOROSCOFE
0190-020-257 | 67513 | 0190-MLK-FNP-COM-AHU06-1D4PG0106 | PM03 | 301 | 52WKS Pressure Gauge Calibration AHU FR2 | MLKFP FR2 AHU Inlet Pressure Gauge | C | 0190E008 | 2020-08-19 | 2014-09-02 | PHOROSCOFE
0190-020-257 | 411274 | 0190-MLK-FNP-COM-AHU06-TEMP GAUGES | PM03 | 301 | 52W TemperatureGauge Calibration AHU FR2 | SINTECO AHU FR #2 TEMP GAUGES | C | 0190E008 | 2020-08-19 | 2014-09-02 | PHOROSCOFE
0190-020-256 | 61179 | 0190-MLK-FNP-COM-AHU05 | PM03 | 301 | 52WKS Pres Switch Cal 1D4-DPSH-01-1845 | SINTECO AHU MILKS FILLING ROOM 1 | B | 0190E008 | 2020-08-19 | 2015-10-07 | PHOROSCOFE
0190-020-256 | 61179 | 0190-MLK-FNP-COM-AHU05 | PM03 | 301 | 52WKS Pres Switch Cal 1D4-PSL-02-1895 | SINTECO AHU MILKS FILLING ROOM 1 | B | 0190E008 | 2020-08-19 | 2015-10-07 | PHOROSCOFE
0190-020-256 | 67513 | 0190-MLK-FNP-COM-AHU05-PRESS GAUGES | PM03 | 301 | 52WKS Pres Gauge Cal 1D4_PG-048 | SINTECO AHU FR #1 PRESSURE GAUGES | C | 0190E008 | 2020-08-19 | 2015-10-07 | PHOROSCOFE
0190-020-256 | 67513 | 0190-MLK-FNP-COM-AHU05-PRESS GAUGES | PM03 | 301 | 52WKS Pres Gauge Cal 1D4_PG-049 | SINTECO AHU FR #1 PRESSURE GAUGES | C | 0190E008 | 2020-08-19 | 2015-10-07 | PHOROSCOFE
0190-020-256 | 67513 | 0190-MLK-FNP-COM-AHU05-PRESS GAUGES | PM03 | 301 | 52WKS Pres Gauge Cal 1D4_PG-050 | SINTECO AHU FR #1 PRESSURE GAUGES | C | 0190E008 | 2020-08-19 | 2015-10-07 | PHOROSCOFE
0190-020-256 | 67513 | 0190-MLK-FNP-COM-AHU05-PRESS GAUGES | PM03 | 301 | 52WKS Pres Gauge Cal 1D4-PG-04.06 | SINTECO AHU FR #1 PRESSURE GAUGES | C | 0190E008 | 2020-08-19 | 2015-10-07 | PHOROSCOFE
0190-020-256 | 67513 | 0190-MLK-FNP-COM-AHU05-PRESS GAUGES | PM03 | 301 | 52WKS Pres Gauge Cal DPI 01-1845 | SINTECO AHU FR #1 PRESSURE GAUGES | C | 0190E008 | 2020-08-19 | 2015-10-07 | PHOROSCOFE
0190-020-256 | 411274 | 0190-MLK-FNP-COM-AHU05-TEMP GAUGES | PM03 | 301 | 52WKS Temp Gauge Cal 1D4-TG-035 | SINTECO AHU FR #1 TEMP GAUGES | C | 0190E008 | 2020-08-19 | 2015-10-07 | PHOROSCOFE
0190-020-256 | 411274 | 0190-MLK-FNP-COM-AHU05-TEMP GAUGES | PM03 | 301 | 52WKS Temp Gauge Cal 1D4-TG-036 | SINTECO AHU FR #1 TEMP GAUGES | C | 0190E008 | 2020-08-19 | 2015-10-07 | PHOROSCOFE
0190-020-256 | 411274 | 0190-MLK-FNP-COM-AHU05-TEMP GAUGES | PM03 | 301 | 52WKS Temp Gauge Cal 1D4-TG-037 | SINTECO AHU FR #1 TEMP GAUGES | C | 0190E008 | 2020-08-19 | 2015-10-07 | PHOROSCOFE
0190-020-256 | 411274 | 0190-MLK-FNP-COM-AHU05-TEMP GAUGES | PM03 | 301 | 52WKS Temp Gauge Cal 1D4-TG-041 | SINTECO AHU FR #1 TEMP GAUGES | C | 0190E008 | 2020-08-19 | 2015-10-07 | PHOROSCOFE
0190-020-256 | 411274 | 0190-MLK-FNP-COM-AHU05-TEMP GAUGES | PM03 | 301 | 52WKS Temp Gauge Cal 1D4-TG-042 | SINTECO AHU FR #1 TEMP GAUGES | C | 0190E008 | 2020-08-19 | 2015-10-07 | PHOROSCOFE
0190-020-256 | 411274 | 0190-MLK-FNP-COM-AHU05-TEMP GAUGES | PM03 | 301 | 52WKS Temp Gauge Cal 1D4-TG-043 | SINTECO AHU FR #1 TEMP GAUGES | C | 0190E008 | 2020-08-19 | 2015-10-07 | PHOROSCOFE
0190-020-256 | 411274 | 0190-MLK-FNP-COM-AHU05-TEMP GAUGES | PM03 | 301 | 52WKS Temp Gauge Cal 1D4-TG-05.27 | SINTECO AHU FR #1 TEMP GAUGES | C | 0190E008 | 2020-08-19 | 2015-10-07 | PHOROSCOFE
0190-020-256 | 36405 | 0190-MLK-FNP-COM-AHU05-TEMP GAUGES | PM03 | 301 | 52WKS Temp Trans Cal 1D4-TT-03-1845 | SINTECO AHU FR #1 TEMP GAUGES | C | 0190E008 | 2020-08-19 | 2015-10-07 | PHOROSCOFE
0190-020-256 | 67513 | 0190-MLK-FNP-COM-BLKFIL01 | PM03 | 301 | 52WKS Pres Gauge Cal 2F18-PG-068 | Common Bulk Filling Lines 11, 12 & 14 | C | 0190E008 | 2020-08-19 | 2015-10-07 | PHOROSCOFE
0190-020-256 | 67513 | 0190-MLK-FNP-COM-BLKFIL01 | PM03 | 301 | 52WKS Pres Gauge Cal 2F18-PG-072 | Common Bulk Filling Lines 11, 12 & 14 | C | 0190E008 | 2020-08-19 | 2015-10-07 | PHOROSCOFE
0190-020-255 | 417207 | 0190-MLK-FNP-L01-FILLER01 | PM03 | 307 | 13WKS MARKEM Laser Printer PM L1A | Filling Machine Wolf 1a Line 1 | A | 0190E008 | 2019-07-27 | 2014-07-31 | PHONGGE
0190-020-255 | 417207 | 0190-MLK-FNP-L01-FILLER02 | PM03 | 307 | 13WKS MARKEM Laser Printer PM L1B | Filling Machine Wolf 1b Line 1 | A | 0190E008 | 2019-07-27 | 2014-07-31 | PHONGGE
0190-020-255 | 417207 | 0190-MLK-FNP-L01-FILLER03 | PM03 | 307 | 13WKS MARKEM Laser Printer PM L1C | Filling Machine Wolf 1c Line 1 | A | 0190E008 | 2019-07-27 | 2014-07-31 | PHONGGE
0190-020-255 | 417207 | 0190-MLK-FNP-L01-FILLER04 | PM03 | 307 | 13WKS MARKEM Laser Printer PM L1D | Filling Machine Wolf 1d Line 1 | A | 0190E008 | 2019-07-27 | 2014-07-31 | PHONGGE
0190-020-255 | 417207 | 0190-MLK-FNP-L02-FILLER01 | PM03 | 307 | 13WKS MARKEM Laser Printer PM L2A | Filling Machine Wolf 2a Line 2 | A | 0190E008 | 2019-07-27 | 2014-07-31 | PHONGGE
0190-020-255 | 417207 | 0190-MLK-FNP-L02-FILLER02 | PM03 | 307 | 13WKS MARKEM Laser Printer PM L2B | Filling Machine Wolf 2b Line 2 | A | 0190E008 | 2019-07-27 | 2014-07-31 | PHONGGE
0190-020-255 | 417207 | 0190-MLK-FNP-L02-FILLER03 | PM03 | 307 | 13WKS MARKEM Laser Printer PM L2C | Filling Machine Wolf 2c Line 2 | A | 0190E008 | 2019-07-27 | 2014-07-31 | PHONGGE
0190-020-255 | 417207 | 0190-MLK-FNP-L02-FILLER04 | PM03 | 307 | 13WKS MARKEM Laser Printer PM L2D | Filling Machine Wolf 2d Line 2 | A | 0190E008 | 2019-07-27 | 2014-07-31 | PHONGGE
0190-020-255 | 417207 | 0190-MLK-FNP-L03-FILLER03 | PM03 | 307 | 13WKS MARKEM Laser Printer PM L3A | Filling Machine Rovema 3A Line 3 | A | 0190E008 | 2019-07-27 | 2014-07-31 | PHONGGE
0190-020-255 | 417207 | 0190-MLK-FNP-L03-FILLER03 | PM03 | 307 | 13WKS MARKEM Laser Printer PM L7A | Filling Machine Rovema 3A Line 3 | A | 0190E008 | 2019-07-27 | 2014-07-31 | PHONGGE
0190-020-255 | 417207 | 0190-MLK-FNP-L03-FILLER04 | PM03 | 307 | 13WKS MARKEM Laser Printer PM L3B | Filling Machine Rovema 3B Line 3 | A | 0190E008 | 2019-07-27 | 2014-07-31 | PHONGGE
0190-020-255 | 417207 | 0190-MLK-FNP-L03-FILLER04 | PM03 | 307 | 13WKS MARKEM Laser Printer PM L7B | Filling Machine Rovema 3B Line 3 | A | 0190E008 | 2019-07-27 | 2014-07-31 | PHONGGE
0190-020-255 | 417207 | 0190-MLK-FNP-L04-FILLER02 | PM03 | 307 | 13WKS MARKEM Laser Printer PM L4A | Filling Machine 4A WOLF VCI180 Line 4 | A | 0190E008 | 2019-07-27 | 2014-07-31 | PHONGGE
0190-020-255 | 417207 | 0190-MLK-FNP-L04-FILLER03 | PM03 | 307 | 13WKS MARKEM Laser Printer PM L4B | Filling Machine 4B WOLF VCI180 Line 4 | A | 0190E008 | 2019-07-27 | 2014-07-31 | PHONGGE
0190-020-255 | 417207 | 0190-MLK-FNP-L04-FILLER04 | PM03 | 307 | 13WKS MARKEM Laser Printer PM L4C | Filling Machine 4C WOLF VCI180 Line 4 | A | 0190E008 | 2019-07-27 | 2014-08-04 | PHONGGE
0190-020-255 | 417207 | 0190-MLK-FNP-L04-FILLER05 | PM03 | 307 | 13WKS MARKEM Laser Printer PM L4D | Filling Machine 4D WOLF VCI180 Line 4 | A | 0190E008 | 2019-07-27 | 2014-08-04 | PHONGGE
0190-020-255 | 417207 | 0190-MLK-FNP-L05-FILLER01 | PM03 | 307 | 13WKS MARKEM Laser Printer PM L5A | Filling Machine Rovema 5a Line 5 | A | 0190E008 | 2019-07-27 | 2014-07-31 | PHONGGE
0190-020-255 | 417207 | 0190-MLK-FNP-L05-FILLER02 | PM03 | 307 | 13WKS MARKEM Laser Printer PM L5B | Filling Machine Rovema 5b Line 5 | A | 0190E008 | 2019-07-27 | 2014-07-31 | PHONGGE
0190-020-255 | 417207 | 0190-MLK-FNP-L06-FILLER01 | PM03 | 307 | 13WKS MARKEM Laser Printer PM L6A | Filling Machine Rovema 6a Line 6 | A | 0190E008 | 2019-07-27 | 2014-07-31 | PHONGGE
0190-020-255 | 417207 | 0190-MLK-FNP-L06-FILLER02 | PM03 | 307 | 13WKS MARKEM Laser Printer PM L6B | Filling Machine Rovema 6b Line 6 | A | 0190E008 | 2019-07-27 | 2014-07-31 | PHONGGE
0190-020-255 | 417207 | 0190-MLK-FNP-L08-FILLER03 | PM03 | 307 | 13WKS MARKEM Laser Printer PM L8A | Filling Machine Rovema 8a Line 8 | A | 0190E008 | 2019-07-27 | 2014-07-31 | PHONGGE
0190-020-255 | 417207 | 0190-MLK-FNP-L08-FILLER04 | PM03 | 307 | 13WKS MARKEM Laser Printer PM L8B | Filling Machine Rovema 8b Line 8 | A | 0190E008 | 2019-07-27 | 2014-07-31 | PHONGGE
0190-020-255 | 417207 | 0190-MLK-FNP-L09-FILLER03 | PM03 | 307 | 13WKS MARKEM Laser Printer PM L9A | Filling Machine Rovema 9a Line 9 | A | 0190E008 | 2019-07-27 | 2014-07-31 | PHONGGE
0190-020-255 | 417207 | 0190-MLK-FNP-L09-FILLER04 | PM03 | 307 | 13WKS MARKEM Laser Printer PM L9B | Filling Machine Rovema 9b Line 9 | A | 0190E008 | 2019-07-27 | 2014-07-31 | PHONGGE
0190-020-255 | 417207 | 0190-MLK-FNP-L10-FILLER05 | PM03 | 307 | 13WKS MARKEM Laser Printer PM L10A | Filling Machine Wolf 10a Line 10 | A | 0190E008 | 2019-07-27 | 2014-07-31 | PHONGGE
0190-020-255 | 417207 | 0190-MLK-FNP-L10-FILLER06 | PM03 | 307 | 13WKS MARKEM Laser Printer PM L10B | Filling Machine Wolf 10b Line 10 | A | 0190E008 | 2019-07-27 | 2014-07-31 | PHONGGE
0190-020-255 | 417207 | 0190-MLK-FNP-L15-FILLER01 | PM03 | 307 | 13WKS MARKEM Laser Printer PM L15A | Filling Machine Wolf 15A | A | 0190E008 | 2019-07-27 | 2014-07-31 | PHONGGE
0190-020-255 | 417207 | 0190-MLK-FNP-L15-FILLER02 | PM03 | 307 | 13WKS MARKEM Laser Printer PM L15B | Filling Machine Wolf 15B | A | 0190E008 | 2019-07-27 | 2014-07-31 | PHONGGE
0190-020-255 | 417207 | 0190-MLK-FNP-L15-FILLER03 | PM03 | 307 | 13WKS MARKEM Laser Printer PM L15C | Filling Machine Wolf 15C | A | 0190E008 | 2019-07-27 | 2014-07-31 | PHONGGE
0190-020-255 | 417207 | 0190-MLK-FNP-L15-FILLER04 | PM03 | 307 | 13WKS MARKEM Laser Printer PM L15D | Filling Machine Wolf 15D | A | 0190E008 | 2019-07-27 | 2014-07-31 | PHONGGE
0190-020-255 | 417207 | 0190-MLK-FNP-L16-FILLER03 | PM03 | 307 | 13WKS MARKEM Laser Printer PM L16C | Filling Machine Wolf 16A Line 16 | A | 0190E008 | 2019-07-27 | 2014-07-31 | PHONGGE
0190-020-255 | 417207 | 0190-MLK-FNP-L16-FILLER04 | PM03 | 307 | 13WKS MARKEM Laser Printer PM L16D | Filling Machine Wolf 16B Line 16 | A | 0190E008 | 2019-07-27 | 2014-07-31 | PHONGGE
0190-020-255 | 417207 | 0190-MLK-FNP-L17-FILLER01 | PM03 | 307 | 13WKS MARKEM Laser Printer PM L16A | Filling Machine Wolf 17A Line 17 | A | 0190E008 | 2019-07-27 | 2014-07-31 | PHONGGE
0190-020-255 | 417207 | 0190-MLK-FNP-L17-FILLER02 | PM03 | 307 | 13WKS MARKEM Laser Printer PM L16B | Filling Machine Wolf 17B Line 17 | A | 0190E008 | 2019-07-27 | 2014-07-31 | PHONGGE
0190-020-254 | 417145 | 0190-MLK-FNP-L01-XRAYMA03 | PM03 | 301 | 1M XRay & MD HACCP Verification L1AB | SMITHS Eagle Pack X-Ray Machine Line 1AB | A | 0190E008 | 2015-06-24 | 2014-07-28 | PHOROSCOFE
0190-020-254 | 417145 | 0190-MLK-FNP-L01-XRAYMA04 | PM03 | 301 | 1M XRay & MD HACCP Verification L1CD | SMITHS Eagle Pack X-Ray Machine Line 1CD | A | 0190E008 | 2015-06-24 | 2014-07-28 | PHOROSCOFE
0190-020-254 | 417145 | 0190-MLK-FNP-L02-XRAYMA04 | PM03 | 301 | 1M XRay & MD HACCP Verification L2CD | SMITHS Eagle Pack X-Ray Machine Line 2CD | A | 0190E008 | 2015-06-24 | 2014-07-28 | PHOROSCOFE
0190-020-254 | 417145 | 0190-MLK-FNP-L02-XRAYMA05 | PM03 | 301 | 1M XRay & MD HACCP Verification L2AB | Smiths Eagle Pack X-Ray Machine Line 2AB | A | 0190E008 | 2015-06-24 | 2014-07-28 | PHOROSCOFE
0190-020-254 | 417145 | 0190-MLK-FNP-L03-XRAYMA01 | PM03 | 301 | 1M XRay & MD HACCP Verification L3 | Smiths Eagle Pack X-Ray Machine Line 3 | A | 0190E008 | 2015-06-24 | 2014-07-28 | PHOROSCOFE
0190-020-254 | 417145 | 0190-MLK-FNP-L04-XRAYMA01 | PM03 | 301 | 1M XRay & MD HACCP Verification L4 | Smiths Eagle Pack X-Ray Machine Line 4 | A | 0190E008 | 2015-06-24 | 2014-07-28 | PHOROSCOFE
0190-020-254 | 417145 | 0190-MLK-FNP-L05-XRAYMA02 | PM03 | 301 | 1M XRay & MD HACCP Verification L5 | Smiths Eagle Pack X-Ray Machine Line 5 | A | 0190E008 | 2015-06-24 | 2014-07-28 | PHOROSCOFE
0190-020-254 | 417145 | 0190-MLK-FNP-L06-XRAYMA01 | PM03 | 301 | 1M XRay & MD HACCP Verification L6 | SMITHS Eagle Pack X-Ray Machine Line 6 | A | 0190E008 | 2015-06-24 | 2014-07-28 | PHOROSCOFE
0190-020-254 | 417145 | 0190-MLK-FNP-L08-XRAYMA02 | PM03 | 301 | 1M XRay & MD HACCP Verification L8 | Smiths Detection Pack430 XRay Mach Line8 | A | 0190E008 | 2015-06-24 | 2014-07-28 | PHOROSCOFE
0190-020-254 | 417145 | 0190-MLK-FNP-L09-XRAYMA02 | PM03 | 301 | 1M XRay & MD HACCP Verification L9 | Smiths Eagle Pack X-Ray Machine Line 9 | A | 0190E008 | 2015-06-24 | 2014-07-28 | PHOROSCOFE
0190-020-254 | 417145 | 0190-MLK-FNP-L10-XRAYMA03 | PM03 | 301 | 1M XRay & MD HACCP Verification L10 | Smiths Detection Pack430 XRay Mach L-10 | A | 0190E008 | 2015-06-24 | 2014-07-28 | PHOROSCOFE
0190-020-254 | 417145 | 0190-MLK-FNP-L14-XRAYMA01 | PM03 | 301 | 1M XRay & MD HACCP Verification L14AB | X-Ray Machine Line 14 AB | A | 0190E008 | 2015-06-24 | 2014-07-28 | PHOROSCOFE
0190-020-254 | 417145 | 0190-MLK-FNP-L14-XRAYMA02 | PM03 | 301 | 1M XRay & MD HACCP Verification L14CD | X-Ray Machine Line 14 CD | A | 0190E008 | 2015-06-24 | 2014-07-28 | PHOROSCOFE
0190-020-254 | 417145 | 0190-MLK-FNP-L15-XRAYMA01 | PM03 | 301 | 1M XRay & MD HACCP Verification L15AB | X-Ray Machine Line 15 AB | A | 0190E008 | 2015-06-24 | 2014-07-28 | PHOROSCOFE
0190-020-254 | 417145 | 0190-MLK-FNP-L15-XRAYMA02 | PM03 | 301 | 1M XRay & MD HACCP Verification L15CD | X-Ray Machine Line 15 CD | A | 0190E007 | 2015-06-24 | 2014-07-28 | PHOROSCOFE
0190-020-254 | 417145 | 0190-MLK-FNP-L16-XRAYMA02 | PM03 | 301 | 1M XRay & MD HACCP Verification L16CD | X-Ray Machine Line 16AB | A | 0190E007 | 2015-06-24 | 2014-07-28 | PHOROSCOFE
0190-020-254 | 417145 | 0190-MLK-FNP-L17-XRAYMA01 | PM03 | 301 | 1M XRay & MD HACCP Verification L16AB | X-Ray Machine Line 17 AB | A | 0190E007 | 2015-06-24 | 2014-07-28 | PHOROSCOFE
0190-020-254 | 417145 | 0190-WST-FNP-L07-XRAYMA03 | PM03 | 301 | 1M XRay & MD HACCP Verification L7 | SMITHS Eagle Pack X-Ray Machine Line 7 | A | 0190E008 | 2015-06-24 | 2014-07-28 | PHOROSCOFE
0190-020-253 | 416710 | 0190-MLK-FNP-L01-DVDCVY01 | PM03 | 305 | 52W LM Diverter Cylinder Replacemnt L1AB | LM Divider Conveyor Line 1 AB (A-1) | B | 0190E008 | 2020-04-29 | 2014-07-11 | PHOROSCOFE
0190-020-253 | 416710 | 0190-MLK-FNP-L01-DVDCVY02 | PM03 | 305 | 52W LM Diverter Cylinder Replacemnt L1CD | LM Divider Conveyor Line 1 CD (A-2) | B | 0190E008 | 2020-04-29 | 2014-07-11 | PHOROSCOFE
0190-020-253 | 416710 | 0190-MLK-FNP-L02-DVDCVY01 | PM03 | 305 | 52W LM Diverter Cylinder Replacemnt L2AB | LM Divider Conveyor Line 2 AB (B-1) | B | 0190E008 | 2020-04-29 | 2014-07-11 | PHOROSCOFE
0190-020-253 | 416710 | 0190-MLK-FNP-L02-DVDCVY02 | PM03 | 305 | 52W LM Diverter Cylinder Replacemnt L2CD | LM Divider Conveyor Line 2 CD (B-2) | B | 0190E008 | 2020-04-29 | 2014-07-11 | PHOROSCOFE
0190-020-253 | 416710 | 0190-MLK-FNP-L14-DVDCVY01 | PM03 | 305 | 52W LM Diverter CylinderReplacemnt L14AB | LM Divider Conveyor Line 14 AB (A-1) | B | 0190E008 | 2020-04-29 | 2015-02-11 | PHOROSCOFE
0190-020-253 | 416710 | 0190-MLK-FNP-L14-DVDCVY02 | PM03 | 305 | 52W LM Diverter CylinderReplacemnt L14CD | LM Divider Conveyor Line 14 CD (A-2) | B | 0190E008 | 2020-04-29 | 2015-02-11 | PHOROSCOFE
0190-020-253 | 416710 | 0190-MLK-FNP-L15-DVDCVY01 | PM03 | 305 | 52W LM Diverter CylinderReplacemnt L15AB | LM Divider Conveyor Line 15 AB (A-1) | B | 0190E008 | 2020-04-29 | 2015-02-11 | PHOROSCOFE
0190-020-253 | 416710 | 0190-MLK-FNP-L15-DVDCVY02 | PM03 | 305 | 52W LM Diverter CylinderReplacemnt L15CD | LM Divider Conveyor Line 15 CD (A-2) | B | 0190E008 | 2020-04-29 | 2015-02-11 | PHOROSCOFE
0190-020-252 | 416427 | 0190-MLK-FNP-L03-FILLER03 | PM03 | 305 | 52WKS Gusseting Bearing Replacement R7A | Filling Machine Rovema 3A Line 3 | A | 0190E007 | 2016-04-18 | 2014-07-01 | PHCABIOPE
0190-020-252 | 416427 | 0190-MLK-FNP-L03-FILLER04 | PM03 | 305 | 1Y Gusseting Bearing Replacement R7B | Filling Machine Rovema 3B Line 3 | A | 0190E007 | 2016-04-18 | 2014-07-01 | PHCABIOPE
0190-020-252 | 416427 | 0190-MLK-FNP-L05-FILLER01 | PM03 | 305 | 52WKS Gusseting Bearing Replacement R5A | Filling Machine Rovema 5a Line 5 | A | 0190E007 | 2016-04-18 | 2014-07-01 | PHCABIOPE
0190-020-252 | 416427 | 0190-MLK-FNP-L05-FILLER02 | PM03 | 305 | 52WKS Gusseting Bearing Replacement R5B | Filling Machine Rovema 5b Line 5 | A | 0190E007 | 2016-04-18 | 2014-07-01 | PHCABIOPE
0190-020-252 | 416427 | 0190-MLK-FNP-L06-FILLER01 | PM03 | 305 | 52WKS Gusseting Bearing Replacement R6A | Filling Machine Rovema 6a Line 6 | A | 0190E007 | 2016-04-18 | 2014-07-01 | PHCABIOPE
0190-020-252 | 416427 | 0190-MLK-FNP-L06-FILLER02 | PM03 | 305 | 52WKS Gusseting Bearing Replacement R6B | Filling Machine Rovema 6b Line 6 | A | 0190E007 | 2016-04-18 | 2014-07-01 | PHCABIOPE
0190-020-252 | 416427 | 0190-MLK-FNP-L08-FILLER03 | PM03 | 305 | 52WKS Gusseting Bearing Replacement R8A | Filling Machine Rovema 8a Line 8 | A | 0190E007 | 2016-04-18 | 2014-07-01 | PHCABIOPE
0190-020-252 | 416427 | 0190-MLK-FNP-L08-FILLER04 | PM03 | 305 | 52WKS Gusseting Bearing Replacement R8B | Filling Machine Rovema 8b Line 8 | A | 0190E007 | 2016-04-18 | 2014-07-01 | PHCABIOPE
0190-020-252 | 416427 | 0190-MLK-FNP-L09-FILLER03 | PM03 | 305 | 52WKS Gusseting Bearing Replacement R9A | Filling Machine Rovema 9a Line 9 | A | 0190E007 | 2016-04-18 | 2014-07-01 | PHCABIOPE
0190-020-252 | 416427 | 0190-MLK-FNP-L09-FILLER04 | PM03 | 305 | 52WKS Gusseting Bearing Replacement R9B | Filling Machine Rovema 9b Line 9 | A | 0190E007 | 2016-04-18 | 2014-07-01 | PHCABIOPE
0190-020-251 | 416424 | 0190-MLK-FNP-L01-FILLER01-HORSEAL ASSY A | PM03 | 305 | 52WKS Spring Disk Replacement WOLF L1A | Horizontal Sealing Assembly 1A | A | 0190E007 | 2021-03-29 | 2014-07-01 | PHONGGE
0190-020-251 | 416424 | 0190-MLK-FNP-L01-FILLER02-HORSEAL ASSY B | PM03 | 305 | 52WKS Spring Disk Replacement WOLF L1B | Horizontal Sealing Assembly 1B | A | 0190E007 | 2021-03-29 | 2014-07-01 | PHONGGE
0190-020-251 | 416424 | 0190-MLK-FNP-L01-FILLER03-HORSEAL ASSY C | PM03 | 305 | 52WKS Spring Disk Replacement WOLF L1C | Horizontal Sealing Assembly 1C | A | 0190E007 | 2021-03-29 | 2014-07-01 | PHONGGE
0190-020-251 | 416424 | 0190-MLK-FNP-L01-FILLER04-HORSEAL ASSY D | PM03 | 305 | 52WKS Spring Disk Replacement WOLF L1D | Horizontal Sealing Assembly 1D | A | 0190E007 | 2021-03-29 | 2014-07-01 | PHONGGE
0190-020-251 | 416424 | 0190-MLK-FNP-L02-FILLER01-HORSEAL ASSY A | PM03 | 305 | 52WKS Spring Disk Replacement WOLF L2A | Horizontal Sealing Assembly 2A | A | 0190E007 | 2021-03-29 | 2014-07-01 | PHONGGE
0190-020-251 | 416424 | 0190-MLK-FNP-L02-FILLER02-HORSEAL ASSY B | PM03 | 305 | 52WKS Spring Disk Replacement WOLF L2B | Horizontal Sealing Assembly 2B | A | 0190E007 | 2021-03-29 | 2014-07-01 | PHONGGE
0190-020-251 | 416424 | 0190-MLK-FNP-L02-FILLER03-HORSEAL ASSY C | PM03 | 305 | 52WKS Spring Disk Replacement WOLF L2C | Horizontal Sealing Assembly 2C | A | 0190E007 | 2021-03-29 | 2014-07-01 | PHONGGE
0190-020-251 | 416424 | 0190-MLK-FNP-L02-FILLER04-HORSEAL ASSY D | PM03 | 305 | 52WKS Spring Disk Replacement WOLF L2D | Horizontal Sealing Assembly 2D | A | 0190E007 | 2021-03-29 | 2014-07-01 | PHONGGE
0190-020-250 | 416425 | 0190-MLK-FNP-SCW-STWRAP01 | PM03 | 305 | 52W StretchWrap 1 Drive Motor Replacemnt | Milks Stretch Carton Wrapper No 1 | C | 0190E008 | 2021-08-15 | 2014-07-01 | PHOROSCOFE
0190-020-249 | 415544 | 0190-MLK-FNP-SCW-STWRAP03 | PM03 | 305 | 26WKS LANTECH Drive V-Belt Replacement | Milks Stretch Carton Wrapper No 3 | C | 0190E007 | 2021-08-15 | 2014-05-29 | PHOROSCOFE
0190-020-248 | 415543 | 0190-MLK-FNP-L01-CSFILR01 | PM03 | 305 | 26WKS ACP Tracking Belt Replacement L1AB | PRODEC Case Filler Line 1 AB (A-1) | B | 0190E007 | 2016-03-30 | 2014-05-29 | PHCABIOPE
0190-020-248 | 415543 | 0190-MLK-FNP-L01-CSFILR02 | PM03 | 305 | 26WKS ACP Tracking Belt Replacement 1CD | PRODEC Case Filler Line 1 CD (A-2) | B | 0190E007 | 2016-03-30 | 2014-05-29 | PHCABIOPE
0190-020-248 | 415543 | 0190-MLK-FNP-L02-CSFILR01 | PM03 | 305 | 26WKS ACP Tracking Belt Replacement L2AB | PRODEC Case Filler Line 2 AB (B-1) | B | 0190E007 | 2016-03-30 | 2014-05-29 | PHCABIOPE
0190-020-248 | 415543 | 0190-MLK-FNP-L02-CSFILR02 | PM03 | 305 | 26WKS ACP Tracking Belt Replacement L2CD | PRODEC Case Filler Line 2 CD (B-2) | B | 0190E007 | 2016-03-30 | 2014-05-29 | PHCABIOPE
0190-020-248 | 415543 | 0190-MLK-FNP-L14-CSFILR01 | PM03 | 305 | 26WKS ACP Tracking Belt Replacement 14AB | PRODEC Case Filler Line 14 AB | B | 0190E007 | 2016-03-30 | 2014-05-29 | PHCABIOPE
0190-020-248 | 415543 | 0190-MLK-FNP-L14-CSFILR02 | PM03 | 305 | 26WKS ACP Tracking Belt Replacement 14CD | PRODEC Case Filler Line 14 CD | B | 0190E007 | 2016-03-30 | 2014-05-29 | PHCABIOPE
0190-020-248 | 415543 | 0190-MLK-FNP-L15-CSFILR01 | PM03 | 305 | 26WKS ACP Tracking Belt Replacement 15AB | PRODEC Case Filler Line 15 AB | B | 0190E007 | 2016-03-30 | 2015-02-24 | PHCABIOPE
0190-020-248 | 415543 | 0190-MLK-FNP-L15-CSFILR02 | PM03 | 305 | 26WKS ACP Tracking Belt Replacement 15CD | PRODEC Case Filler Line 15 CD | B | 0190E007 | 2016-03-30 | 2015-02-24 | PHCABIOPE
0190-020-248 | 415543 | 0190-MLK-FNP-L16-CSFILR01 | PM03 | 305 | 26WKS ACP Tracking Belt Replacement 16CD | PRODEC Case Filler Line 16AB | B | 0190E007 | 2016-03-30 | 2015-02-24 | PHCABIOPE
0190-020-247 | 415542 | 0190-MLK-FNP-L06-FTMSLV01 | PM03 | 305 | 26WK Sleever Sealer Side Belt Rplcmnt L6 | PRODEC Fitment Sleever Line 6 | B | 0190E007 | 2021-03-19 | 2014-05-29 | PHILAGANAN
0190-020-246 | 415541 | 0190-MLK-FNP-L01-INFCVY03 | PM03 | 305 | 26WK LM In-feed Convyor Belt Replmnt 1AB | LM Infeed Conveyor Line 1 AB | B | 0190E007 | 2021-03-19 | 2014-05-29 | PHILAGANAN
0190-020-246 | 415541 | 0190-MLK-FNP-L01-INFCVY04 | PM03 | 305 | 26WK LM In-feed Convyor Belt Replmnt 1CD | LM Infeed Conveyor Line 1 CD | B | 0190E007 | 2021-03-19 | 2014-05-29 | PHILAGANAN
0190-020-246 | 415541 | 0190-MLK-FNP-L02-INFCVY03 | PM03 | 305 | 26WK LM In-feed Convyor Belt Replmnt 2AB | LM Infeed Conveyor Line 2 AB | B | 0190E007 | 2021-03-19 | 2014-05-29 | PHILAGANAN
0190-020-246 | 415541 | 0190-MLK-FNP-L02-INFCVY04 | PM03 | 305 | 26WK LM In-feed Convyor Belt Replmnt 2CD | LM Infeed Conveyor Line 2 CD | B | 0190E007 | 2021-03-19 | 2014-05-29 | PHILAGANAN
0190-020-246 | 415541 | 0190-MLK-FNP-L14-INFCVY01 | PM03 | 305 | 26W LM In-feed Convyor Belt Replmnt 14AB | LM Infeed Conveyor Line 14 AB | B | 0190E007 | 2021-03-19 | 2014-05-29 | PHILAGANAN
0190-020-246 | 415541 | 0190-MLK-FNP-L14-INFCVY02 | PM03 | 305 | 26W LM In-feed Convyor Belt Replmnt 14CD | LM Infeed Conveyor Line 14 CD | B | 0190E007 | 2021-03-19 | 2014-05-29 | PHILAGANAN
0190-020-246 | 415541 | 0190-MLK-FNP-L15-INFCVY01 | PM03 | 305 | 26W LM In-feed Convyor Belt Replmnt 15AB | LM Infeed Conveyor Line 15AB | B | 0190E007 | 2021-03-19 | 2014-10-11 | PHILAGANAN
0190-020-246 | 415541 | 0190-MLK-FNP-L15-INFCVY02 | PM03 | 305 | 26W LM In-feed Convyor Belt Replmnt 15CD | LM Infeed Conveyor Line 15CD | B | 0190E007 | 2021-03-19 | 2014-10-11 | PHILAGANAN
0190-020-246 | 415541 | 0190-MLK-FNP-L16-INFCVY01 | PM03 | 305 | 26W LM In-feed Convyor Belt Replmnt 16CD | LM Infeed Conveyor Line 16AB | B | 0190E007 | 2021-03-19 | 2014-10-11 | PHILAGANAN
0190-020-245 | 4441 | 0190-MLK-FNP-L03-FILLER03-HORSEAL ASSY A | PM03 | 301 | 78WKS FM Temp Controller Calibration L7A | Horizontal Sealing Assembly 3A | A | 0190E008 | 2019-01-24 | 2014-05-19 | PHOROSCOFE
0190-020-245 | 4441 | 0190-MLK-FNP-L03-FILLER04-HORSEAL ASSY B | PM03 | 301 | 78WKS FM Temp Controller Calibration L7 | Horizontal Sealing Assembly 3B | A | 0190E008 | 2019-01-24 | 2014-09-08 | PHOROSCOFE
0190-020-244 | 415218 | 0190-MLK-FNP-COM-ROBPAL01 | PM03 | 307 | 52WKS PLC/SLC/CLX PM&Data BackUps KUKA | KUKA Robot Palletizer Line 1, 2 & 3 | A | 0190E008 | 2019-07-22 | 2014-05-16 | PHONGGE
0190-020-244 | 415218 | 0190-MLK-FNP-L01-CSERTR01 | PM03 | 307 | 52W PLC/SLC/CLX PM&Data BackUps CSERTR | LANTECH Case Erector Line 1 & 2 | B | 0190E008 | 2019-07-22 | 2014-05-16 | PHONGGE
0190-020-244 | 415218 | 0190-MLK-FNP-L01-CSFILR01 | PM03 | 307 | 52W PLC/SLC/CLXPM&Data BackUps Caser | PRODEC Case Filler Line 1 AB (A-1) | B | 0190E008 | 2019-07-22 | 2014-05-17 | PHONGGE
0190-020-244 | 415218 | 0190-MLK-FNP-L01-CSFILR02 | PM03 | 307 | 52W PLC/SLC/CLXPM&Data BackUps Caser | PRODEC Case Filler Line 1 CD (A-2) | B | 0190E008 | 2019-07-22 | 2014-05-17 | PHONGGE
0190-020-244 | 415218 | 0190-MLK-FNP-L01-DVDCVY01 | PM03 | 307 | 52WKS PLC/SLC/CLX&Data BackUps LM CVY | LM Divider Conveyor Line 1 AB (A-1) | B | 0190E008 | 2019-07-22 | 2014-05-17 | PHONGGE
0190-020-244 | 415218 | 0190-MLK-FNP-L01-DVDCVY02 | PM03 | 307 | 52WKS PLC/SLC/CLX&Data BackUps LM CVY | LM Divider Conveyor Line 1 CD (A-2) | B | 0190E008 | 2019-07-22 | 2014-05-17 | PHONGGE
0190-020-244 | 415218 | 0190-MLK-FNP-L01-FILLER01 | PM03 | 307 | 52WKS PLC/SLC/CLX&Data BackUps Wolf L1A | Filling Machine Wolf 1a Line 1 | A | 0190E008 | 2019-07-22 | 2014-05-17 | PHONGGE
0190-020-244 | 415218 | 0190-MLK-FNP-L01-FILLER02 | PM03 | 307 | 52WKS PLC/SLC/CLX&Data BackUps Wolf L1B | Filling Machine Wolf 1b Line 1 | A | 0190E008 | 2019-07-22 | 2014-05-17 | PHONGGE
0190-020-244 | 415218 | 0190-MLK-FNP-L01-FILLER03 | PM03 | 307 | 52WKS PLC/SLC/CLX&Data BackUps Wolf L1C | Filling Machine Wolf 1c Line 1 | A | 0190E008 | 2019-07-22 | 2014-05-17 | PHONGGE
0190-020-244 | 415218 | 0190-MLK-FNP-L01-FILLER04 | PM03 | 307 | 52WKS PLC/SLC/CLX&Data BackUps Wolf L1D | Filling Machine Wolf 1d Line 1 | A | 0190E008 | 2019-07-22 | 2014-05-17 | PHONGGE
0190-020-244 | 415218 | 0190-MLK-FNP-L01-XRAYMA03 | PM03 | 307 | 52WKS PLC/SLC/CLX&Data BackUps XRay L1AB | SMITHS Eagle Pack X-Ray Machine Line 1AB | A | 0190E008 | 2019-07-22 | 2014-05-17 | PHONGGE
0190-020-244 | 415218 | 0190-MLK-FNP-L01-XRAYMA04 | PM03 | 307 | 52WKS PLC/SLC/CLX&Data BackUps XRay L1CD | SMITHS Eagle Pack X-Ray Machine Line 1CD | A | 0190E008 | 2019-07-22 | 2014-05-17 | PHONGGE
0190-020-244 | 415218 | 0190-MLK-FNP-L02-CSFILR01 | PM03 | 307 | 52WK PLC/SLC/CLX&Data BackUps Caser L2AB | PRODEC Case Filler Line 2 AB (B-1) | B | 0190E008 | 2019-07-22 | 2014-05-17 | PHONGGE
0190-020-244 | 415218 | 0190-MLK-FNP-L02-CSFILR02 | PM03 | 307 | 52WK PLC/SLC/CLX&Data BackUps Caser L2CD | PRODEC Case Filler Line 2 CD (B-2) | B | 0190E008 | 2019-07-22 | 2014-05-17 | PHONGGE
0190-020-244 | 415218 | 0190-MLK-FNP-L02-DVDCVY01 | PM03 | 307 | 52WK PLC/SLC/CLX&Data BackUps LM CVY | LM Divider Conveyor Line 2 AB (B-1) | B | 0190E008 | 2019-07-22 | 2014-05-17 | PHONGGE
0190-020-244 | 415218 | 0190-MLK-FNP-L02-DVDCVY02 | PM03 | 307 | 52WKS PLC/SLC/CLX&Data BackUps LM CVY | LM Divider Conveyor Line 2 CD (B-2) | B | 0190E008 | 2019-07-22 | 2014-05-17 | PHONGGE
0190-020-244 | 415218 | 0190-MLK-FNP-L02-FILLER01 | PM03 | 307 | 52WKS PLC/SLC/CLX&Data BackUps Wolf L2A | Filling Machine Wolf 2a Line 2 | A | 0190E008 | 2019-07-22 | 2014-05-17 | PHONGGE
0190-020-244 | 415218 | 0190-MLK-FNP-L02-FILLER02 | PM03 | 307 | 52WKS PLC/SLC/CLX&Data BackUps Wolf L2B | Filling Machine Wolf 2b Line 2 | A | 0190E008 | 2019-07-22 | 2014-05-17 | PHONGGE
0190-020-244 | 415218 | 0190-MLK-FNP-L02-FILLER03 | PM03 | 307 | 52WKS PLC/SLC/CLX&Data BackUps Wolf L2C | Filling Machine Wolf 2c Line 2 | A | 0190E008 | 2019-07-22 | 2014-05-17 | PHONGGE
0190-020-244 | 415218 | 0190-MLK-FNP-L02-FILLER04 | PM03 | 307 | 52WKS PLC/SLC/CLX&Data BackUps Wolf L2D | Filling Machine Wolf 2d Line 2 | A | 0190E008 | 2019-07-22 | 2014-05-17 | PHONGGE
0190-020-244 | 415218 | 0190-MLK-FNP-L02-XRAYMA04 | PM03 | 307 | 52WKS PLC/SLC/CLX&Data BackUps XRay L2CD | SMITHS Eagle Pack X-Ray Machine Line 2CD | A | 0190E008 | 2019-07-22 | 2014-05-17 | PHONGGE
0190-020-244 | 415218 | 0190-MLK-FNP-L02-XRAYMA05 | PM03 | 307 | 52WKS PLC/SLC/CLX&Data BackUps XRay L2AB | Smiths Eagle Pack X-Ray Machine Line 2AB | A | 0190E008 | 2019-07-22 | 2014-05-17 | PHONGGE
0190-020-244 | 415218 | 0190-MLK-FNP-L03-FILLER03 | PM03 | 307 | 52WKS PLC/SLC/CLX&Data BackUps Rovema 3A | Filling Machine Rovema 3A Line 3 | A | 0190E008 | 2019-07-22 | 2014-05-17 | PHONGGE
0190-020-244 | 415218 | 0190-MLK-FNP-L03-FILLER03 | PM03 | 307 | 52WKS PLC/SLC/CLX&Data BackUps Rovema 7A | Filling Machine Rovema 3A Line 3 | A | 0190E008 | 2019-07-22 | 2014-05-17 | PHONGGE
0190-020-244 | 415218 | 0190-MLK-FNP-L03-FILLER04 | PM03 | 307 | 52WKS PLC/SLC/CLX&Data BackUps Rovema 3B | Filling Machine Rovema 3B Line 3 | A | 0190E008 | 2019-07-22 | 2014-05-17 | PHONGGE
0190-020-244 | 415218 | 0190-MLK-FNP-L03-FILLER04 | PM03 | 307 | 52WKS PLC/SLC/CLX&Data BackUps Rovema 7B | Filling Machine Rovema 3B Line 3 | A | 0190E008 | 2019-07-22 | 2014-05-17 | PHONGGE
0190-020-244 | 415218 | 0190-MLK-FNP-L03-XRAYMA01 | PM03 | 307 | 52WKS PLC/SLC/CLX&Data BackUps XRay L3 | Smiths Eagle Pack X-Ray Machine Line 3 | A | 0190E008 | 2019-07-22 | 2014-05-17 | PHONGGE
0190-020-244 | 415218 | 0190-MLK-FNP-L04-FILLER02 | PM03 | 307 | 52WKS PLC/SLC/CLX&Data BackUps Wolf L4A | Filling Machine 4A WOLF VCI180 Line 4 | A | 0190E008 | 2019-07-22 | 2014-05-17 | PHONGGE
0190-020-244 | 415218 | 0190-MLK-FNP-L04-FILLER03 | PM03 | 307 | 52WKS PLC/SLC/CLX&Data BackUps Wolf L4B | Filling Machine 4B WOLF VCI180 Line 4 | A | 0190E008 | 2019-07-22 | 2014-05-17 | PHONGGE
0190-020-244 | 415218 | 0190-MLK-FNP-L04-FILLER04 | PM03 | 307 | 52WKS PLC/SLC/CLX&Data BackUps Wolf L4C | Filling Machine 4C WOLF VCI180 Line 4 | A | 0190E008 | 2019-07-22 | 2014-05-17 | PHONGGE
0190-020-244 | 415218 | 0190-MLK-FNP-L04-FILLER05 | PM03 | 307 | 52WKS PLC/SLC/CLX&Data BackUps Wolf L4D | Filling Machine 4D WOLF VCI180 Line 4 | A | 0190E008 | 2019-07-22 | 2014-05-17 | PHONGGE
0190-020-244 | 415218 | 0190-MLK-FNP-L04-XRAYMA01 | PM03 | 307 | 52WKS PLC/SLC/CLX&Data BackUps XRay L4 | Smiths Eagle Pack X-Ray Machine Line 4 | A | 0190E008 | 2019-07-22 | 2014-05-17 | PHONGGE
0190-020-244 | 415218 | 0190-MLK-FNP-L05-XRAYMA02 | PM03 | 307 | 52WKS PLC/SLC/CLX&Data BackUps XRay L5 | Smiths Eagle Pack X-Ray Machine Line 5 | A | 0190E008 | 2019-07-22 | 2014-05-17 | PHONGGE
0190-020-244 | 415218 | 0190-MLK-FNP-L06-CSERTR01 | PM03 | 307 | 52WK PLC/SLC/CLX & Data BackUps CSERTR | LANTECH Case Erector Line 6 | B | 0190E008 | 2019-07-22 | 2014-05-17 | PHONGGE
0190-020-244 | 415218 | 0190-MLK-FNP-L06-CSFILR01 | PM03 | 307 | 52WK PLC/SLC/CLX & Data BackUps Caser L6 | PRODEC Case Filler Line 6 | B | 0190E008 | 2019-07-22 | 2014-05-17 | PHONGGE
0190-020-244 | 415218 | 0190-MLK-FNP-L06-FTMSLV01 | PM03 | 307 | 52WK PLC/SLC/CLX&Data BackUps Sleever L6 | PRODEC Fitment Sleever Line 6 | B | 0190E008 | 2019-07-22 | 2014-05-17 | PHONGGE
0190-020-244 | 415218 | 0190-MLK-FNP-L06-XRAYMA01 | PM03 | 307 | 52WKS PLC/SLC/CLX&Data BackUps XRay L6 | SMITHS Eagle Pack X-Ray Machine Line 6 | A | 0190E008 | 2019-07-22 | 2014-05-17 | PHONGGE
0190-020-244 | 415218 | 0190-MLK-FNP-L08-XRAYMA02 | PM03 | 307 | 52WKS PLC/SLC/CLX&Data BackUps XRay L8 | Smiths Detection Pack430 XRay Mach Line8 | A | 0190E008 | 2019-07-22 | 2014-05-17 | PHONGGE
0190-020-244 | 415218 | 0190-MLK-FNP-L09-XRAYMA02 | PM03 | 307 | 52WKS PLC/SLC/CLX&Data BackUps XRay L9 | Smiths Eagle Pack X-Ray Machine Line 9 | A | 0190E008 | 2019-07-22 | 2014-05-17 | PHONGGE
0190-020-244 | 415218 | 0190-MLK-FNP-L10-CSERTR01 | PM03 | 307 | 52WKS PLC/SLC/CLX & Data BackUps CSERTR | LANTECH Case Erector Line 10 | B | 0190E008 | 2019-07-22 | 2014-05-17 | PHONGGE
0190-020-244 | 415218 | 0190-MLK-FNP-L10-CSFILR01 | PM03 | 307 | 52WKS PLC/SLC/CLX & Data BackUps Caser | PRODEC Case Filler Line 10 | B | 0190E008 | 2019-07-22 | 2014-05-17 | PHONGGE
0190-020-244 | 415218 | 0190-MLK-FNP-L10-FTMSLV01 | PM03 | 307 | 52WK PLC/SLC/CLX&Data BackUps Sleever | PRODEC Fitment Sleever Line 10 | B | 0190E008 | 2019-07-22 | 2014-05-17 | PHONGGE
0190-020-244 | 415218 | 0190-MLK-FNP-L10-XRAYMA03 | PM03 | 307 | 52WKS PLC/SLC/CLX&Data BackUps XRay L10 | Smiths Detection Pack430 XRay Mach L-10 | A | 0190E008 | 2019-07-22 | 2014-05-17 | PHONGGE
0190-020-244 | 415218 | 0190-MLK-FNP-L14-CSERTR01 | PM03 | 307 | 52WKS PLC/SLC/CLX & Data BackUps CSERTR | LANTECH Case Erector Line 14&15 | B | 0190E008 | 2019-07-22 | 2014-05-17 | PHONGGE
0190-020-244 | 415218 | 0190-MLK-FNP-L14-CSFILR01 | PM03 | 307 | 52WKS KPLC/SLC/CLX&Data BackUps Caser | PRODEC Case Filler Line 14 AB | B | 0190E008 | 2019-07-22 | 2014-05-17 | PHONGGE
0190-020-244 | 415218 | 0190-MLK-FNP-L14-CSFILR02 | PM03 | 307 | 52WKS PLC/SLC/CLX&Data BackUps Caser | PRODEC Case Filler Line 14 CD | B | 0190E008 | 2019-07-22 | 2014-05-17 | PHONGGE
0190-020-244 | 415218 | 0190-MLK-FNP-L14-DVDCVY01 | PM03 | 307 | 52WKS PLC/SLC/CLX&Data BackUps LM CVY | LM Divider Conveyor Line 14 AB (A-1) | B | 0190E008 | 2019-07-22 | 2014-05-17 | PHONGGE
0190-020-244 | 415218 | 0190-MLK-FNP-L14-DVDCVY02 | PM03 | 307 | 52WKS PLC/SLC/CLX&Data BackUps LM CVY | LM Divider Conveyor Line 14 CD (A-2) | B | 0190E008 | 2019-07-22 | 2014-05-17 | PHONGGE
0190-020-244 | 415218 | 0190-MLK-FNP-L14-FILLER02 | PM03 | 307 | 52WKS PLC/SLC/CLX&Data BackUps Wolf | Filling Machine Wolf 14A Line 14 | A | 0190E008 | 2019-07-22 | 2014-05-17 | PHONGGE
0190-020-244 | 415218 | 0190-MLK-FNP-L14-FILLER03 | PM03 | 307 | 52WKS PLC/SLC/CLX&Data BackUps Wolf L14B | Filling Machine Wolf 14B Line 14 | A | 0190E008 | 2019-07-22 | 2014-05-17 | PHONGGE
0190-020-244 | 415218 | 0190-MLK-FNP-L14-FILLER04 | PM03 | 307 | 52WKS PLC/SLC/CLX&Data BackUps Wolf L14C | Filling Machine Wolf 14C Line 14 | A | 0190E008 | 2019-07-22 | 2014-05-17 | PHONGGE
0190-020-244 | 415218 | 0190-MLK-FNP-L14-FILLER05 | PM03 | 307 | 52WKS PLC/SLC/CLX&Data BackUps Wolf L14D | Filling Machine Wolf 14D Line 14 | A | 0190E008 | 2019-07-22 | 2014-05-17 | PHONGGE
0190-020-244 | 415218 | 0190-MLK-FNP-L14-XRAYMA01 | PM03 | 307 | 52WKS PLC/SLC/CLX&Data BackUps XRay | X-Ray Machine Line 14 AB | A | 0190E008 | 2019-07-22 | 2014-05-17 | PHONGGE
0190-020-244 | 415218 | 0190-MLK-FNP-L14-XRAYMA02 | PM03 | 307 | 52WKS PLC/SLC/CLX&Data BackUps XRay | X-Ray Machine Line 14 CD | A | 0190E008 | 2019-07-22 | 2014-05-17 | PHONGGE
0190-020-244 | 415218 | 0190-MLK-FNP-L15-FILLER01 | PM03 | 307 | 52WKS PLC/SLC/CLX&Data BackUps Wolf L15A | Filling Machine Wolf 15A | A | 0190E008 | 2019-07-22 | 2014-05-17 | PHONGGE
0190-020-244 | 415218 | 0190-MLK-FNP-L15-FILLER02 | PM03 | 307 | 52WKS PLC/SLC/CLX&Data BackUps Wolf L15B | Filling Machine Wolf 15B | A | 0190E008 | 2019-07-22 | 2014-05-17 | PHONGGE
0190-020-244 | 415218 | 0190-MLK-FNP-L15-FILLER03 | PM03 | 307 | 52WKS PLC/SLC/CLX&Data BackUps Wolf L15C | Filling Machine Wolf 15C | A | 0190E008 | 2019-07-22 | 2014-05-17 | PHONGGE
0190-020-244 | 415218 | 0190-MLK-FNP-L15-FILLER04 | PM03 | 307 | 52WKS PLC/SLC/CLX&Data BackUps Wolf L15D | Filling Machine Wolf 15D | A | 0190E008 | 2019-07-22 | 2014-05-17 | PHONGGE
0190-020-244 | 415218 | 0190-MLK-FNP-L15-XRAYMA01 | PM03 | 307 | 52WK PLC/SLC/CLX&Data BackUps XRay L15AB | X-Ray Machine Line 15 AB | A | 0190E008 | 2019-07-22 | 2014-05-17 | PHONGGE
0190-020-244 | 415218 | 0190-MLK-FNP-L15-XRAYMA02 | PM03 | 307 | 52WK PLC/SLC/CLX&Data BackUps XRay L15CD | X-Ray Machine Line 15 CD | A | 0190E008 | 2019-07-22 | 2014-05-17 | PHONGGE
0190-020-244 | 415218 | 0190-MLK-FNP-L16-FILLER03 | PM03 | 307 | 52WKS PLC/SLC/CLX&Data BackUps Wolf L16C | Filling Machine Wolf 16A Line 16 | A | 0190E008 | 2019-07-22 | 2014-05-17 | PHONGGE
0190-020-244 | 415218 | 0190-MLK-FNP-L16-FILLER04 | PM03 | 307 | 52WKS PLC/SLC/CLX&Data BackUps Wolf L16D | Filling Machine Wolf 16B Line 16 | A | 0190E008 | 2019-07-22 | 2014-05-17 | PHONGGE
0190-020-244 | 415218 | 0190-MLK-FNP-L16-XRAYMA02 | PM03 | 307 | 52WKS PLC/SLC/CLX&Data BackUps XRay | X-Ray Machine Line 16AB | A | 0190E008 | 2019-07-22 | 2014-05-17 | PHONGGE
0190-020-244 | 415218 | 0190-MLK-FNP-L17-FILLER01 | PM03 | 307 | 52WKS PLC/SLC/CLX&Data BackUps Wolf L16A | Filling Machine Wolf 17A Line 17 | A | 0190E008 | 2019-07-22 | 2014-05-17 | PHONGGE
0190-020-244 | 415218 | 0190-MLK-FNP-L17-FILLER02 | PM03 | 307 | 52WKS PLC/SLC/CLX&Data BackUps Wolf L16B | Filling Machine Wolf 17B Line 17 | A | 0190E008 | 2019-07-22 | 2014-05-17 | PHONGGE
0190-020-244 | 415218 | 0190-MLK-FNP-L17-XRAYMA01 | PM03 | 307 | 52WKS PLC/SLC/CLX&Data BackUps XRay | X-Ray Machine Line 17 AB | A | 0190E008 | 2019-07-22 | 2014-05-17 | PHONGGE
0190-020-244 | 415218 | 0190-WST--FN--L0--AU2CSR01 | PM03 | 307 | 52WK PLC/SLC/CLX & Data BackUps Caser L5 | Auto Caser FUJI Machine Line 5 | A | 0190E008 | 2019-07-22 | 2014-05-17 | PHONGGE
0190-020-244 | 415218 | 0190-WST-FNP-L01-FTMSLV01 | PM03 | 307 | 52WK PLC/SLC/CLX&Data BackUps Sleever L1 | PRODEC Fitment Sleever Line 1 | B | 0190E008 | 2019-07-22 | 2014-05-17 | PHONGGE
0190-020-244 | 415218 | 0190-WST-FNP-L05-CSFRMR01 | PM03 | 307 | 52WK PLC/SLC/CLX & Data BackUps CSERTR | Case Former FUJI Encasing Machine Line 5 | A | 0190E008 | 2019-07-22 | 2014-05-17 | PHONGGE
0190-020-244 | 415218 | 0190-WST-FNP-L05-FMTINS01 | PM03 | 307 | 52WK PLC/SLC/CLX&Data BackUps Sleever L5 | Fitment Inserter FUJI Machine Line 5 | A | 0190E008 | 2019-07-22 | 2014-05-17 | PHONGGE
0190-020-244 | 415218 | 0190-WST-FNP-L07-XRAYMA03 | PM03 | 307 | 52WKS PLC/SLC/CLX&Data BackUps XRay L7 | SMITHS Eagle Pack X-Ray Machine Line 7 | A | 0190E008 | 2019-07-22 | 2014-05-17 | PHONGGE
0190-020-243 | 415217 | 0190-MLK-FNP-COM-ROBPAL01 | PM03 | 307 | 52W HMI PM & Data Back Ups KUKA | KUKA Robot Palletizer Line 1, 2 & 3 | A | 0190E008 | 2019-07-05 | 2014-05-16 | PHONGGE
0190-020-243 | 415217 | 0190-MLK-FNP-L01-CSERTR01 | PM03 | 307 | 52WHMI PM & Data Back Ups CaseErector L1 | LANTECH Case Erector Line 1 & 2 | B | 0190E008 | 2019-07-05 | 2014-05-16 | PHONGGE
0190-020-243 | 415217 | 0190-MLK-FNP-L01-CSFILR01 | PM03 | 307 | 52W HMI PM & Data Back Ups Caser L1AB | PRODEC Case Filler Line 1 AB (A-1) | B | 0190E008 | 2019-07-05 | 2014-05-16 | PHONGGE
0190-020-243 | 415217 | 0190-MLK-FNP-L01-CSFILR02 | PM03 | 307 | 52W HMI PM & Data Back Ups Caser L1CD | PRODEC Case Filler Line 1 CD (A-2) | B | 0190E008 | 2019-07-05 | 2014-05-16 | PHONGGE
0190-020-243 | 415217 | 0190-MLK-FNP-L01-DVDCVY01 | PM03 | 307 | 52W HMI PM & Data Back Ups LM CVY L1AB | LM Divider Conveyor Line 1 AB (A-1) | B | 0190E008 | 2019-07-05 | 2014-05-16 | PHONGGE
0190-020-243 | 415217 | 0190-MLK-FNP-L01-DVDCVY02 | PM03 | 307 | 52W HMI PM & Data Back Ups LM CVY L1CD | LM Divider Conveyor Line 1 CD (A-2) | B | 0190E008 | 2019-07-05 | 2014-05-16 | PHONGGE
0190-020-243 | 415217 | 0190-MLK-FNP-L01-FILLER01 | PM03 | 307 | 52W HMI PM & Data Back Ups Wolf L1A | Filling Machine Wolf 1a Line 1 | A | 0190E008 | 2019-07-05 | 2014-05-16 | PHONGGE
0190-020-243 | 415217 | 0190-MLK-FNP-L01-FILLER02 | PM03 | 307 | 52W HMI PM & Data Back Ups Wolf L1B | Filling Machine Wolf 1b Line 1 | A | 0190E008 | 2019-07-05 | 2014-05-16 | PHONGGE
0190-020-243 | 415217 | 0190-MLK-FNP-L01-FILLER03 | PM03 | 307 | 52W HMI PM & Data Back Ups Wolf L1C | Filling Machine Wolf 1c Line 1 | A | 0190E008 | 2019-07-05 | 2014-05-16 | PHONGGE
0190-020-243 | 415217 | 0190-MLK-FNP-L01-FILLER04 | PM03 | 307 | 52W HMI PM & Data Back Ups Wolf L1D | Filling Machine Wolf 1d Line 1 | A | 0190E008 | 2019-07-05 | 2014-05-16 | PHONGGE
0190-020-243 | 415217 | 0190-MLK-FNP-L01-XRAYMA03 | PM03 | 307 | 52WHMI PM & Data Back Ups XRay Mach L1AB | SMITHS Eagle Pack X-Ray Machine Line 1AB | A | 0190E008 | 2019-07-05 | 2014-05-16 | PHONGGE
0190-020-243 | 415217 | 0190-MLK-FNP-L01-XRAYMA04 | PM03 | 307 | 52WHMI PM & Data Back Ups XRay Mach L1CD | SMITHS Eagle Pack X-Ray Machine Line 1CD | A | 0190E008 | 2019-07-05 | 2014-05-16 | PHONGGE
0190-020-243 | 415217 | 0190-MLK-FNP-L02-CSFILR01 | PM03 | 307 | 52W HMI PM & Data Back Ups Caser L2AB | PRODEC Case Filler Line 2 AB (B-1) | B | 0190E008 | 2019-07-05 | 2014-05-16 | PHONGGE
0190-020-243 | 415217 | 0190-MLK-FNP-L02-CSFILR02 | PM03 | 307 | 52W HMI PM & Data Back Ups Caser L2CD | PRODEC Case Filler Line 2 CD (B-2) | B | 0190E008 | 2019-07-05 | 2014-05-16 | PHONGGE
0190-020-243 | 415217 | 0190-MLK-FNP-L02-DVDCVY01 | PM03 | 307 | 52W HMI PM & Data Back Ups LM CVY L2AB | LM Divider Conveyor Line 2 AB (B-1) | B | 0190E008 | 2019-07-05 | 2014-05-16 | PHONGGE
0190-020-243 | 415217 | 0190-MLK-FNP-L02-DVDCVY02 | PM03 | 307 | 52W HMI PM & Data Back Ups LM CVY L2CD | LM Divider Conveyor Line 2 CD (B-2) | B | 0190E008 | 2019-07-05 | 2014-05-16 | PHONGGE
0190-020-243 | 415217 | 0190-MLK-FNP-L02-FILLER01 | PM03 | 307 | 52W HMI PM & Data Back Ups Wolf L2A | Filling Machine Wolf 2a Line 2 | A | 0190E008 | 2019-07-05 | 2014-05-16 | PHONGGE
0190-020-243 | 415217 | 0190-MLK-FNP-L02-FILLER02 | PM03 | 307 | 52W HMI PM & Data Back Ups Wolf L2B | Filling Machine Wolf 2b Line 2 | A | 0190E008 | 2019-07-05 | 2014-05-16 | PHONGGE
0190-020-243 | 415217 | 0190-MLK-FNP-L02-FILLER03 | PM03 | 307 | 52W HMI PM & Data Back Ups Wolf L2C | Filling Machine Wolf 2c Line 2 | A | 0190E008 | 2019-07-05 | 2014-05-16 | PHONGGE
0190-020-243 | 415217 | 0190-MLK-FNP-L02-FILLER04 | PM03 | 307 | 52W HMI PM & Data Back Ups Wolf L2D | Filling Machine Wolf 2d Line 2 | A | 0190E008 | 2019-07-05 | 2014-05-16 | PHONGGE
0190-020-243 | 415217 | 0190-MLK-FNP-L02-XRAYMA04 | PM03 | 307 | 52WHMI PM & Data Back Ups XRay Mach L2CD | SMITHS Eagle Pack X-Ray Machine Line 2CD | A | 0190E008 | 2019-07-05 | 2014-05-16 | PHONGGE
0190-020-243 | 415217 | 0190-MLK-FNP-L02-XRAYMA05 | PM03 | 307 | 52WHMI PM & Data Back Ups XRay Mach L2AB | Smiths Eagle Pack X-Ray Machine Line 2AB | A | 0190E008 | 2019-07-05 | 2014-05-16 | PHONGGE
0190-020-243 | 415217 | 0190-MLK-FNP-L03-FILLER03 | PM03 | 307 | 52W HMI PM & Data Back Ups Rovema 3A | Filling Machine Rovema 3A Line 3 | A | 0190E008 | 2019-07-05 | 2014-05-16 | PHONGGE
0190-020-243 | 415217 | 0190-MLK-FNP-L03-FILLER03 | PM03 | 307 | 52W HMI PM & Data Back Ups Rovema 7A | Filling Machine Rovema 3A Line 3 | A | 0190E008 | 2019-07-05 | 2014-05-16 | PHONGGE
0190-020-243 | 415217 | 0190-MLK-FNP-L03-FILLER04 | PM03 | 307 | 52W HMI PM & Data Back Ups Rovema 3B | Filling Machine Rovema 3B Line 3 | A | 0190E008 | 2019-07-05 | 2014-05-16 | PHONGGE
0190-020-243 | 415217 | 0190-MLK-FNP-L03-FILLER04 | PM03 | 307 | 52W HMI PM & Data Back Ups Rovema 7B | Filling Machine Rovema 3B Line 3 | A | 0190E008 | 2019-07-05 | 2014-05-16 | PHONGGE
0190-020-243 | 415217 | 0190-MLK-FNP-L03-XRAYMA01 | PM03 | 307 | 52W HMI PM & Data Back Ups XRay Mach L3 | Smiths Eagle Pack X-Ray Machine Line 3 | A | 0190E008 | 2019-07-05 | 2014-05-16 | PHONGGE
0190-020-243 | 415217 | 0190-MLK-FNP-L04-FILLER02 | PM03 | 307 | 52W HMI PM & Data Back Ups Wolf L4A | Filling Machine 4A WOLF VCI180 Line 4 | A | 0190E008 | 2019-07-05 | 2014-05-16 | PHONGGE
0190-020-243 | 415217 | 0190-MLK-FNP-L04-FILLER03 | PM03 | 307 | 52W HMI PM & Data Back Ups Wolf L4B | Filling Machine 4B WOLF VCI180 Line 4 | A | 0190E008 | 2019-07-05 | 2014-05-16 | PHONGGE
0190-020-243 | 415217 | 0190-MLK-FNP-L04-FILLER04 | PM03 | 307 | 52W HMI PM & Data Back Ups Wolf L4C | Filling Machine 4C WOLF VCI180 Line 4 | A | 0190E008 | 2019-07-05 | 2014-05-16 | PHONGGE
0190-020-243 | 415217 | 0190-MLK-FNP-L04-FILLER05 | PM03 | 307 | 52W HMI PM & Data Back Ups Wolf L4D | Filling Machine 4D WOLF VCI180 Line 4 | A | 0190E008 | 2019-07-05 | 2014-05-16 | PHONGGE
0190-020-243 | 415217 | 0190-MLK-FNP-L04-XRAYMA01 | PM03 | 307 | 52W HMI PM & Data Back Ups XRay Mach L4 | Smiths Eagle Pack X-Ray Machine Line 4 | A | 0190E008 | 2019-07-05 | 2014-05-16 | PHONGGE
0190-020-243 | 415217 | 0190-MLK-FNP-L05-FILLER01 | PM03 | 307 | 52W HMI PM & Data Back Ups Rovema 5A | Filling Machine Rovema 5a Line 5 | A | 0190E008 | 2019-07-05 | 2014-05-16 | PHONGGE
0190-020-243 | 415217 | 0190-MLK-FNP-L05-FILLER02 | PM03 | 307 | 52W HMI PM & Data Back Ups Rovema 5B | Filling Machine Rovema 5b Line 5 | A | 0190E008 | 2019-07-05 | 2014-05-16 | PHONGGE
0190-020-243 | 415217 | 0190-MLK-FNP-L05-XRAYMA02 | PM03 | 307 | 52W HMI PM & Data Back Ups XRay Mach L5 | Smiths Eagle Pack X-Ray Machine Line 5 | A | 0190E008 | 2019-07-05 | 2014-05-16 | PHONGGE
0190-020-243 | 415217 | 0190-MLK-FNP-L06-CSERTR01 | PM03 | 307 | 52WHMI PM & Data Back Ups CaseErector L6 | LANTECH Case Erector Line 6 | B | 0190E008 | 2019-07-05 | 2014-05-16 | PHONGGE
0190-020-243 | 415217 | 0190-MLK-FNP-L06-CSFILR01 | PM03 | 307 | 52W HMI PM & Data Back Ups Caser L6 | PRODEC Case Filler Line 6 | B | 0190E008 | 2019-07-05 | 2014-05-16 | PHONGGE
0190-020-243 | 415217 | 0190-MLK-FNP-L06-FILLER01 | PM03 | 307 | 52W HMI PM & Data Back Ups Rovema 6A | Filling Machine Rovema 6a Line 6 | A | 0190E008 | 2019-07-05 | 2014-05-16 | PHONGGE
0190-020-243 | 415217 | 0190-MLK-FNP-L06-FILLER02 | PM03 | 307 | 52W HMI PM & Data Back Ups Rovema 6B | Filling Machine Rovema 6b Line 6 | A | 0190E008 | 2019-07-05 | 2014-05-16 | PHONGGE
0190-020-243 | 415217 | 0190-MLK-FNP-L06-FTMSLV01 | PM03 | 307 | 52W HMI PM & Data Back Ups Sleever L6 | PRODEC Fitment Sleever Line 6 | B | 0190E008 | 2019-07-05 | 2014-05-16 | PHONGGE
0190-020-243 | 415217 | 0190-MLK-FNP-L06-XRAYMA01 | PM03 | 307 | 52W HMI PM & Data Back Ups XRay Mach L6 | SMITHS Eagle Pack X-Ray Machine Line 6 | A | 0190E008 | 2019-07-05 | 2014-05-16 | PHONGGE
0190-020-243 | 415217 | 0190-MLK-FNP-L08-FILLER03 | PM03 | 307 | 52W HMI PM & Data Back Ups Rovema 8A | Filling Machine Rovema 8a Line 8 | A | 0190E008 | 2019-07-05 | 2014-05-16 | PHONGGE
0190-020-243 | 415217 | 0190-MLK-FNP-L08-FILLER04 | PM03 | 307 | 52W HMI PM & Data Back Ups Rovema 8B | Filling Machine Rovema 8b Line 8 | A | 0190E008 | 2019-07-05 | 2014-05-16 | PHONGGE
0190-020-243 | 415217 | 0190-MLK-FNP-L08-XRAYMA02 | PM03 | 307 | 52W HMI PM & Data Back Ups XRay Mach L8 | Smiths Detection Pack430 XRay Mach Line8 | A | 0190E008 | 2019-07-05 | 2014-05-16 | PHONGGE
0190-020-243 | 415217 | 0190-MLK-FNP-L09-FILLER03 | PM03 | 307 | 52W HMI PM & Data Back Ups Rovema 9A | Filling Machine Rovema 9a Line 9 | A | 0190E008 | 2019-07-05 | 2014-05-16 | PHONGGE
0190-020-243 | 415217 | 0190-MLK-FNP-L09-FILLER04 | PM03 | 307 | 52W HMI PM & Data Back Ups Rovema 9B | Filling Machine Rovema 9b Line 9 | A | 0190E008 | 2019-07-05 | 2014-05-16 | PHONGGE
0190-020-243 | 415217 | 0190-MLK-FNP-L09-XRAYMA02 | PM03 | 307 | 52W HMI PM & Data Back Ups XRay Mach L9 | Smiths Eagle Pack X-Ray Machine Line 9 | A | 0190E008 | 2019-07-05 | 2014-05-16 | PHONGGE
0190-020-243 | 415217 | 0190-MLK-FNP-L10-CSERTR01 | PM03 | 307 | 52WHMI PM & Data BackUps CaseErector L10 | LANTECH Case Erector Line 10 | B | 0190E008 | 2019-07-05 | 2014-05-16 | PHONGGE
0190-020-243 | 415217 | 0190-MLK-FNP-L10-CSFILR01 | PM03 | 307 | 52W HMI PM & Data Back Ups Caser L10 | PRODEC Case Filler Line 10 | B | 0190E008 | 2019-07-05 | 2014-05-16 | PHONGGE
0190-020-243 | 415217 | 0190-MLK-FNP-L10-FILLER05 | PM03 | 307 | 52W HMI PM & Data Back Ups Wolf 10A | Filling Machine Wolf 10a Line 10 | A | 0190E008 | 2019-07-05 | 2014-05-16 | PHONGGE
0190-020-243 | 415217 | 0190-MLK-FNP-L10-FILLER06 | PM03 | 307 | 52W HMI PM & Data Back Ups Wolf 10B | Filling Machine Wolf 10b Line 10 | A | 0190E008 | 2019-07-05 | 2014-05-16 | PHONGGE
0190-020-243 | 415217 | 0190-MLK-FNP-L10-FTMSLV01 | PM03 | 307 | 52W HMI PM & Data Back Ups Sleever L10 | PRODEC Fitment Sleever Line 10 | B | 0190E008 | 2019-07-05 | 2014-05-16 | PHONGGE
0190-020-243 | 415217 | 0190-MLK-FNP-L10-XRAYMA03 | PM03 | 307 | 52W HMI PM & Data Back Ups XRay Mach L10 | Smiths Detection Pack430 XRay Mach L-10 | A | 0190E008 | 2019-07-05 | 2014-05-16 | PHONGGE
0190-020-243 | 415217 | 0190-MLK-FNP-L11-GASHPR01 | PM03 | 307 | 52WHMI PM & Data BackUps L11 BF CTRL PNL | BF Gassing Hopper Line 11 | A | 0190E008 | 2019-07-05 | 2014-05-16 | PHONGGE
0190-020-243 | 415217 | 0190-MLK-FNP-L11-POSGAS01 | PM03 | 307 | 52W HMI PM & Data BackUps L11 BF PG | Bulk Filling Post-Gassing System Line 11 | A | 0190E008 | 2019-07-05 | 2014-05-16 | PHONGGE
0190-020-243 | 415217 | 0190-MLK-FNP-L12-GASHPR01 | PM03 | 307 | 52WHMI PM & Data BackUps L12 BF CTRL PNL | BF Gassing Hopper Line12 | A | 0190E008 | 2019-07-05 | 2014-05-16 | PHONGGE
0190-020-243 | 415217 | 0190-MLK-FNP-L12-POSGAS01 | PM03 | 305 | 52W HMI PM & Data BackUps L12 BF PG | Bulk Filling Post-Gassing System Line 12 | A | 0190E008 | 2019-07-05 | 2014-05-16 | PHONGGE
0190-020-243 | 415217 | 0190-MLK-FNP-L14-CSERTR01 | PM03 | 307 | 52WHMI PM & Data BackUps CaseErector L14 | LANTECH Case Erector Line 14&15 | B | 0190E008 | 2019-07-05 | 2014-05-16 | PHONGGE
0190-020-243 | 415217 | 0190-MLK-FNP-L14-CSFILR01 | PM03 | 307 | 52W HMI PM & Data Back Ups Caser L14AB | PRODEC Case Filler Line 14 AB | B | 0190E008 | 2019-07-05 | 2014-05-16 | PHONGGE
0190-020-243 | 415217 | 0190-MLK-FNP-L14-CSFILR02 | PM03 | 307 | 52W HMI PM & Data Back Ups Caser L14CD | PRODEC Case Filler Line 14 CD | B | 0190E008 | 2019-07-05 | 2014-05-16 | PHONGGE
0190-020-243 | 415217 | 0190-MLK-FNP-L14-DVDCVY01 | PM03 | 307 | 52W HMI PM & Data Back Ups LM CVY L14AB | LM Divider Conveyor Line 14 AB (A-1) | B | 0190E008 | 2019-07-05 | 2014-05-16 | PHONGGE
0190-020-243 | 415217 | 0190-MLK-FNP-L14-DVDCVY02 | PM03 | 307 | 52W HMI PM & Data Back Ups LM CVY L14CD | LM Divider Conveyor Line 14 CD (A-2) | B | 0190E008 | 2019-07-05 | 2014-05-16 | PHONGGE
0190-020-243 | 415217 | 0190-MLK-FNP-L14-FILLER02 | PM03 | 307 | 52W HMI PM & Data Back Ups Wolf 14A | Filling Machine Wolf 14A Line 14 | A | 0190E008 | 2019-07-05 | 2014-05-16 | PHONGGE
0190-020-243 | 415217 | 0190-MLK-FNP-L14-FILLER03 | PM03 | 307 | 52W HMI PM & Data Back Ups Wolf 14B | Filling Machine Wolf 14B Line 14 | A | 0190E008 | 2019-07-05 | 2014-05-16 | PHONGGE
0190-020-243 | 415217 | 0190-MLK-FNP-L14-FILLER04 | PM03 | 307 | 52W HMI PM & Data Back Ups Wolf 14C | Filling Machine Wolf 14C Line 14 | A | 0190E008 | 2019-07-05 | 2014-05-16 | PHONGGE
0190-020-243 | 415217 | 0190-MLK-FNP-L14-FILLER05 | PM03 | 307 | 52W HMI PM & Data Back Ups Wolf 14D | Filling Machine Wolf 14D Line 14 | A | 0190E008 | 2019-07-05 | 2014-05-16 | PHONGGE
0190-020-243 | 415217 | 0190-MLK-FNP-L14-XRAYMA01 | PM03 | 307 | 52WHMI PM & Data BackUps XRay Mach L14AB | X-Ray Machine Line 14 AB | A | 0190E008 | 2019-07-05 | 2014-05-16 | PHONGGE
0190-020-243 | 415217 | 0190-MLK-FNP-L14-XRAYMA02 | PM03 | 307 | 52WHMI PM & Data BackUps XRay Mach L14CD | X-Ray Machine Line 14 CD | A | 0190E008 | 2019-07-05 | 2014-05-16 | PHONGGE
0190-020-243 | 415217 | 0190-MLK-FNP-L15-CSFILR01 | PM03 | 307 | 52W HMI PM & Data BackUps L15 DELTA AB | PRODEC Case Filler Line 15 AB | B | 0190E007 | 2019-07-05 | 2017-04-03 | PHONGGE
0190-020-243 | 415217 | 0190-MLK-FNP-L15-CSFILR02 | PM03 | 307 | 52W HMI PM & Data BackUps L15 DELTA CD | PRODEC Case Filler Line 15 CD | B | 0190E007 | 2019-07-05 | 2017-04-03 | PHONGGE
0190-020-243 | 415217 | 0190-MLK-FNP-L15-DVDCVY01 | PM03 | 307 | 52W HMI PM & Data BackUps L15 LM AB | LM Divider Conveyor Line 15 AB (A-1) | B | 0190E007 | 2019-07-05 | 2017-04-03 | PHONGGE
0190-020-243 | 415217 | 0190-MLK-FNP-L15-DVDCVY02 | PM03 | 307 | 52W HMI PM & Data BackUps L15 LM CD | LM Divider Conveyor Line 15 CD (A-2) | B | 0190E007 | 2019-07-05 | 2017-04-03 | PHONGGE
0190-020-243 | 415217 | 0190-MLK-FNP-L15-FILLER01 | PM03 | 307 | 52W HMI PM & Data Back Ups Wolf 15A | Filling Machine Wolf 15A | A | 0190E008 | 2019-07-05 | 2014-05-16 | PHONGGE
0190-020-243 | 415217 | 0190-MLK-FNP-L15-FILLER02 | PM03 | 307 | 52W HMI PM & Data Back Ups Wolf 15B | Filling Machine Wolf 15B | A | 0190E008 | 2019-07-05 | 2014-05-16 | PHONGGE
0190-020-243 | 415217 | 0190-MLK-FNP-L15-FILLER03 | PM03 | 307 | 52W HMI PM & Data Back Ups Wolf 15C | Filling Machine Wolf 15C | A | 0190E008 | 2019-07-05 | 2014-05-16 | PHONGGE
0190-020-243 | 415217 | 0190-MLK-FNP-L15-FILLER04 | PM03 | 307 | 52W HMI PM & Data Back Ups Wolf 15D | Filling Machine Wolf 15D | A | 0190E008 | 2019-07-05 | 2014-05-16 | PHONGGE
0190-020-243 | 415217 | 0190-MLK-FNP-L15-XRAYMA01 | PM03 | 307 | 52WHMI PM & Data BackUps XRay Mach L15AB | X-Ray Machine Line 15 AB | A | 0190E008 | 2019-07-05 | 2014-05-16 | PHONGGE
0190-020-243 | 415217 | 0190-MLK-FNP-L15-XRAYMA02 | PM03 | 307 | 52WHMI PM & Data BackUps XRay Mach L15CD | X-Ray Machine Line 15 CD | A | 0190E008 | 2019-07-05 | 2014-05-16 | PHONGGE
0190-020-243 | 415217 | 0190-MLK-FNP-L16-CSFILR01 | PM03 | 307 | 52W HMI PM & Data BackUps L16 DELTA CD | PRODEC Case Filler Line 16AB | B | 0190E007 | 2019-07-05 | 2017-04-03 | PHONGGE
0190-020-243 | 415217 | 0190-MLK-FNP-L16-DVDCVY01 | PM03 | 307 | 52W HMI PM & Data BackUps L16 LM CD | LM Divider Conveyor Line 16AB | B | 0190E007 | 2019-07-05 | 2017-04-03 | PHONGGE
0190-020-243 | 415217 | 0190-MLK-FNP-L16-FILLER03 | PM03 | 307 | 52W HMI PM & Data Back Ups Wolf 16C | Filling Machine Wolf 16A Line 16 | A | 0190E008 | 2019-07-05 | 2014-05-16 | PHONGGE
0190-020-243 | 415217 | 0190-MLK-FNP-L16-FILLER04 | PM03 | 307 | 52W HMI PM & Data Back Ups Wolf 16D | Filling Machine Wolf 16B Line 16 | A | 0190E008 | 2019-07-05 | 2014-05-16 | PHONGGE
0190-020-243 | 415217 | 0190-MLK-FNP-L16-XRAYMA02 | PM03 | 307 | 52WHMI PM & Data BackUps XRay Mach L16CD | X-Ray Machine Line 16AB | A | 0190E008 | 2019-07-05 | 2014-05-16 | PHONGGE
0190-020-243 | 415217 | 0190-MLK-FNP-L17-FILLER01 | PM03 | 307 | 52W HMI PM & Data Back Ups Wolf 16A | Filling Machine Wolf 17A Line 17 | A | 0190E008 | 2019-07-05 | 2014-05-16 | PHONGGE
0190-020-243 | 415217 | 0190-MLK-FNP-L17-FILLER02 | PM03 | 307 | 52W HMI PM & Data Back Ups Wolf 16B | Filling Machine Wolf 17B Line 17 | A | 0190E008 | 2019-07-05 | 2014-05-16 | PHONGGE
0190-020-243 | 415217 | 0190-MLK-FNP-L17-XRAYMA01 | PM03 | 307 | 52WHMI PM & Data BackUps XRay Mach L16AB | X-Ray Machine Line 17 AB | A | 0190E008 | 2019-07-05 | 2014-05-16 | PHONGGE
0190-020-243 | 415217 | 0190-WST--FN--L0--AU2CSR01 | PM03 | 307 | 52W HMI PM & Data Back Ups FUJI Caser L5 | Auto Caser FUJI Machine Line 5 | A | 0190E008 | 2019-07-05 | 2014-05-16 | PHONGGE
0190-020-243 | 415217 | 0190-WST-FNP-L05-CSFRMR01 | PM03 | 307 | 52WHMI PM & Data Back Ups CaseErector L5 | Case Former FUJI Encasing Machine Line 5 | A | 0190E008 | 2019-07-05 | 2014-05-16 | PHONGGE
0190-020-243 | 415217 | 0190-WST-FNP-L05-FMTINS01 | PM03 | 307 | 52W HMI PM & Data Back Ups Sleever L5 | Fitment Inserter FUJI Machine Line 5 | A | 0190E008 | 2019-07-05 | 2014-05-16 | PHONGGE
0190-020-243 | 415217 | 0190-WST-FNP-L07-XRAYMA03 | PM03 | 307 | 52W HMI PM & Data Back Ups XRay Mach L7 | SMITHS Eagle Pack X-Ray Machine Line 7 | A | 0190E008 | 2019-07-05 | 2014-05-16 | PHONGGE
0190-020-242 | 415216 | 0190-MLK-FNP-SCW-STWRAP03 | PM03 | 307 | 52W DC Drives PM STW#3 | Milks Stretch Carton Wrapper No 3 | C | 0190E008 | 2021-08-15 | 2014-05-16 | PHOROSCOFE
0190-020-241 | 415215 | 0190-MLK-FNP-COM-ROBPAL01 | PM03 | 307 | 52W AC Drives PM KUKA Palletizer | KUKA Robot Palletizer Line 1, 2 & 3 | A | 0190E008 | 2019-07-22 | 2014-05-16 | PHONGGE
0190-020-241 | 415215 | 0190-MLK-FNP-L01-CSERTR01 | PM03 | 307 | 52W AC Drives PM CaseErector L1 | LANTECH Case Erector Line 1 & 2 | B | 0190E008 | 2019-07-22 | 2014-05-16 | PHONGGE
0190-020-241 | 415215 | 0190-MLK-FNP-L01-CSFILR01 | PM03 | 307 | 52W AC Drives PM CaseFiller L1AB | PRODEC Case Filler Line 1 AB (A-1) | B | 0190E008 | 2019-07-22 | 2014-05-16 | PHONGGE
0190-020-241 | 415215 | 0190-MLK-FNP-L01-CSFILR02 | PM03 | 307 | 52W AC Drives PM CaseFiller L1CD | PRODEC Case Filler Line 1 CD (A-2) | B | 0190E008 | 2019-07-22 | 2014-05-16 | PHONGGE
0190-020-241 | 415215 | 0190-MLK-FNP-L01-DVDCVY01 | PM03 | 307 | 52W AC Drives PM LM CVY L1AB | LM Divider Conveyor Line 1 AB (A-1) | B | 0190E008 | 2019-07-22 | 2014-05-16 | PHONGGE
0190-020-241 | 415215 | 0190-MLK-FNP-L01-DVDCVY02 | PM03 | 307 | 52W AC Drives PM LM CVY L1CD | LM Divider Conveyor Line 1 CD (A-2) | B | 0190E008 | 2019-07-22 | 2014-05-16 | PHONGGE
0190-020-241 | 415215 | 0190-MLK-FNP-L01-FILLER01 | PM03 | 307 | 52W AC Drives PM L1A | Filling Machine Wolf 1a Line 1 | A | 0190E008 | 2019-07-22 | 2014-05-16 | PHONGGE
0190-020-241 | 415215 | 0190-MLK-FNP-L01-FILLER02 | PM03 | 307 | 52W AC Drives PM L1B | Filling Machine Wolf 1b Line 1 | A | 0190E008 | 2019-07-22 | 2014-05-16 | PHONGGE
0190-020-241 | 415215 | 0190-MLK-FNP-L01-FILLER03 | PM03 | 307 | 52W AC Drives PM L1C | Filling Machine Wolf 1c Line 1 | A | 0190E008 | 2019-07-22 | 2014-05-16 | PHONGGE
0190-020-241 | 415215 | 0190-MLK-FNP-L01-FILLER04 | PM03 | 307 | 52W AC Drives PM L1D | Filling Machine Wolf 1d Line 1 | A | 0190E008 | 2019-07-22 | 2014-05-16 | PHONGGE
0190-020-241 | 415215 | 0190-MLK-FNP-L01-XRAYMA03 | PM03 | 307 | 52W AC Drives PM XRay Mach L1AB | SMITHS Eagle Pack X-Ray Machine Line 1AB | A | 0190E008 | 2019-07-22 | 2014-05-16 | PHONGGE
0190-020-241 | 415215 | 0190-MLK-FNP-L01-XRAYMA04 | PM03 | 307 | 52W AC Drives PM XRay Mach L1CD | SMITHS Eagle Pack X-Ray Machine Line 1CD | A | 0190E008 | 2019-07-22 | 2014-05-16 | PHONGGE
0190-020-241 | 415215 | 0190-MLK-FNP-L02-CSFILR01 | PM03 | 307 | 52W AC Drives PM CaseFiller L2AB | PRODEC Case Filler Line 2 AB (B-1) | B | 0190E008 | 2019-07-22 | 2014-05-16 | PHONGGE
0190-020-241 | 415215 | 0190-MLK-FNP-L02-CSFILR02 | PM03 | 307 | 52W AC Drives PM CaseFiller L2CD | PRODEC Case Filler Line 2 CD (B-2) | B | 0190E008 | 2019-07-22 | 2014-05-16 | PHONGGE
0190-020-241 | 415215 | 0190-MLK-FNP-L02-DVDCVY01 | PM03 | 307 | 52W AC Drives PM LM CVY L2AB | LM Divider Conveyor Line 2 AB (B-1) | B | 0190E008 | 2019-07-22 | 2014-05-16 | PHONGGE
0190-020-241 | 415215 | 0190-MLK-FNP-L02-DVDCVY02 | PM03 | 307 | 52W AC Drives PM LM CVY L2CD | LM Divider Conveyor Line 2 CD (B-2) | B | 0190E008 | 2019-07-22 | 2014-05-16 | PHONGGE
0190-020-241 | 415215 | 0190-MLK-FNP-L02-FILLER01 | PM03 | 307 | 52W AC Drives PM L2A | Filling Machine Wolf 2a Line 2 | A | 0190E008 | 2019-07-22 | 2014-05-16 | PHONGGE
0190-020-241 | 415215 | 0190-MLK-FNP-L02-FILLER02 | PM03 | 307 | 52W AC Drives PM L2B | Filling Machine Wolf 2b Line 2 | A | 0190E008 | 2019-07-22 | 2014-05-16 | PHONGGE
0190-020-241 | 415215 | 0190-MLK-FNP-L02-FILLER03 | PM03 | 307 | 52W AC Drives PM L2C | Filling Machine Wolf 2c Line 2 | A | 0190E008 | 2019-07-22 | 2014-05-16 | PHONGGE
0190-020-241 | 415215 | 0190-MLK-FNP-L02-FILLER04 | PM03 | 307 | 52W AC Drives PM L2D | Filling Machine Wolf 2d Line 2 | A | 0190E008 | 2019-07-22 | 2014-05-16 | PHONGGE
0190-020-241 | 415215 | 0190-MLK-FNP-L02-XRAYMA04 | PM03 | 307 | 52W AC Drives PM XRay Mach L2CD | SMITHS Eagle Pack X-Ray Machine Line 2CD | A | 0190E008 | 2019-07-22 | 2014-05-16 | PHONGGE
0190-020-241 | 415215 | 0190-MLK-FNP-L02-XRAYMA05 | PM03 | 307 | 52W AC Drives PM XRay Mach L2AB | Smiths Eagle Pack X-Ray Machine Line 2AB | A | 0190E008 | 2019-07-22 | 2014-05-16 | PHONGGE
0190-020-241 | 415215 | 0190-MLK-FNP-L03-FILLER03 | PM03 | 307 | 52W AC Drives PM L3A | Filling Machine Rovema 3A Line 3 | A | 0190E008 | 2019-07-22 | 2014-05-16 | PHONGGE
0190-020-241 | 415215 | 0190-MLK-FNP-L03-FILLER03 | PM03 | 307 | 52W AC Drives PM L7A | Filling Machine Rovema 3A Line 3 | A | 0190E008 | 2019-07-22 | 2014-05-16 | PHONGGE
0190-020-241 | 415215 | 0190-MLK-FNP-L03-FILLER04 | PM03 | 307 | 52W AC Drives PM L3B | Filling Machine Rovema 3B Line 3 | A | 0190E008 | 2019-07-22 | 2014-05-16 | PHONGGE
0190-020-241 | 415215 | 0190-MLK-FNP-L03-FILLER04 | PM03 | 307 | 52W AC Drives PM L7B | Filling Machine Rovema 3B Line 3 | A | 0190E008 | 2019-07-22 | 2014-05-16 | PHONGGE
0190-020-241 | 415215 | 0190-MLK-FNP-L03-XRAYMA01 | PM03 | 307 | 52W AC Drives PM XRay Mach L3 | Smiths Eagle Pack X-Ray Machine Line 3 | A | 0190E008 | 2019-07-22 | 2014-05-16 | PHONGGE
0190-020-241 | 415215 | 0190-MLK-FNP-L04-FILLER02 | PM03 | 307 | 52W AC Drives PM L4A | Filling Machine 4A WOLF VCI180 Line 4 | A | 0190E008 | 2019-07-22 | 2014-05-16 | PHONGGE
0190-020-241 | 415215 | 0190-MLK-FNP-L04-FILLER03 | PM03 | 307 | 52W AC Drives PM L4B | Filling Machine 4B WOLF VCI180 Line 4 | A | 0190E008 | 2019-07-22 | 2014-05-16 | PHONGGE
0190-020-241 | 415215 | 0190-MLK-FNP-L04-FILLER04 | PM03 | 307 | 52W AC Drives PM L4C | Filling Machine 4C WOLF VCI180 Line 4 | A | 0190E008 | 2019-07-22 | 2014-05-16 | PHONGGE
0190-020-241 | 415215 | 0190-MLK-FNP-L04-FILLER05 | PM03 | 307 | 52W AC Drives PM L4D | Filling Machine 4D WOLF VCI180 Line 4 | A | 0190E008 | 2019-07-22 | 2014-05-16 | PHONGGE
0190-020-241 | 415215 | 0190-MLK-FNP-L04-XRAYMA01 | PM03 | 307 | 52W AC Drives PM XRay Mach L4 | Smiths Eagle Pack X-Ray Machine Line 4 | A | 0190E008 | 2019-07-22 | 2014-05-16 | PHONGGE
0190-020-241 | 415215 | 0190-MLK-FNP-L05-FILLER01 | PM03 | 307 | 52W AC Drives PM L5A | Filling Machine Rovema 5a Line 5 | A | 0190E008 | 2019-07-22 | 2014-05-16 | PHONGGE
0190-020-241 | 415215 | 0190-MLK-FNP-L05-FILLER02 | PM03 | 307 | 52W AC Drives PM L5B | Filling Machine Rovema 5b Line 5 | A | 0190E008 | 2019-07-22 | 2014-05-16 | PHONGGE
0190-020-241 | 415215 | 0190-MLK-FNP-L05-XRAYMA02 | PM03 | 307 | 52W AC Drives PM XRay Mach L5 | Smiths Eagle Pack X-Ray Machine Line 5 | A | 0190E008 | 2019-07-22 | 2014-05-16 | PHONGGE
0190-020-241 | 415215 | 0190-MLK-FNP-L06-CSERTR01 | PM03 | 307 | 52W AC Drives PM CaseErector L6 | LANTECH Case Erector Line 6 | B | 0190E008 | 2019-07-22 | 2014-05-16 | PHONGGE
0190-020-241 | 415215 | 0190-MLK-FNP-L06-CSFILR01 | PM03 | 307 | 52W AC Drives PM CaseFiller L6 | PRODEC Case Filler Line 6 | B | 0190E008 | 2019-07-22 | 2014-05-16 | PHONGGE
0190-020-241 | 415215 | 0190-MLK-FNP-L06-FILLER01 | PM03 | 307 | 52W AC Drives PM L6A | Filling Machine Rovema 6a Line 6 | A | 0190E008 | 2019-07-22 | 2014-05-16 | PHONGGE
0190-020-241 | 415215 | 0190-MLK-FNP-L06-FILLER02 | PM03 | 307 | 52W AC Drives PM L6B | Filling Machine Rovema 6b Line 6 | A | 0190E008 | 2019-07-22 | 2014-05-16 | PHONGGE
0190-020-241 | 415215 | 0190-MLK-FNP-L06-FTMSLV01 | PM03 | 307 | 52W AC Drives PM Sleever L6 | PRODEC Fitment Sleever Line 6 | B | 0190E008 | 2019-07-22 | 2014-05-16 | PHONGGE
0190-020-241 | 415215 | 0190-MLK-FNP-L06-XRAYMA01 | PM03 | 307 | 52W AC Drives PM XRay Mach L6 | SMITHS Eagle Pack X-Ray Machine Line 6 | A | 0190E008 | 2019-07-22 | 2014-05-16 | PHONGGE
0190-020-241 | 415215 | 0190-MLK-FNP-L07-XRAYMA04 | PM03 | 307 | 52W AC Drives PM XRay Mach L7 | EAGLE PACK 720 PRO X-Ray Machine Line 7 | A | 0190E008 | 2019-07-22 | 2014-05-16 | PHONGGE
0190-020-241 | 415215 | 0190-MLK-FNP-L08-FILLER03 | PM03 | 307 | 52W AC Drives PM L8A | Filling Machine Rovema 8a Line 8 | A | 0190E008 | 2019-07-22 | 2014-05-16 | PHONGGE
0190-020-241 | 415215 | 0190-MLK-FNP-L08-FILLER04 | PM03 | 307 | 52W AC Drives PM L8B | Filling Machine Rovema 8b Line 8 | A | 0190E008 | 2019-07-22 | 2014-05-16 | PHONGGE
0190-020-241 | 415215 | 0190-MLK-FNP-L08-XRAYMA02 | PM03 | 307 | 52W AC Drives PM XRay Mach L8 | Smiths Detection Pack430 XRay Mach Line8 | A | 0190E008 | 2019-07-22 | 2014-05-16 | PHONGGE
0190-020-241 | 415215 | 0190-MLK-FNP-L09-FILLER03 | PM03 | 307 | 52W AC Drives PM L9A | Filling Machine Rovema 9a Line 9 | A | 0190E008 | 2019-07-22 | 2014-05-16 | PHONGGE
0190-020-241 | 415215 | 0190-MLK-FNP-L09-FILLER04 | PM03 | 307 | 52W AC Drives PM L9B | Filling Machine Rovema 9b Line 9 | A | 0190E008 | 2019-07-22 | 2014-05-16 | PHONGGE
0190-020-241 | 415215 | 0190-MLK-FNP-L09-XRAYMA02 | PM03 | 307 | 52W AC Drives PM XRay Mach L9 | Smiths Eagle Pack X-Ray Machine Line 9 | A | 0190E008 | 2019-07-22 | 2014-05-16 | PHONGGE
0190-020-241 | 415215 | 0190-MLK-FNP-L10-CSERTR01 | PM03 | 307 | 52W AC Drives PM CaseErector L10 | LANTECH Case Erector Line 10 | B | 0190E008 | 2019-07-22 | 2014-05-16 | PHONGGE
0190-020-241 | 415215 | 0190-MLK-FNP-L10-CSFILR01 | PM03 | 307 | 52W AC Drives PM CaseFiller L10 | PRODEC Case Filler Line 10 | B | 0190E008 | 2019-07-22 | 2014-05-16 | PHONGGE
0190-020-241 | 415215 | 0190-MLK-FNP-L10-FILLER05 | PM03 | 307 | 52W AC Drives PM L10A | Filling Machine Wolf 10a Line 10 | A | 0190E008 | 2019-07-22 | 2014-05-16 | PHONGGE
0190-020-241 | 415215 | 0190-MLK-FNP-L10-FILLER06 | PM03 | 307 | 52W AC Drives PM L10B | Filling Machine Wolf 10b Line 10 | A | 0190E008 | 2019-07-22 | 2014-05-16 | PHONGGE
0190-020-241 | 415215 | 0190-MLK-FNP-L10-FTMSLV01 | PM03 | 307 | 52W AC Drives PM Sleever L10 | PRODEC Fitment Sleever Line 10 | B | 0190E008 | 2019-07-22 | 2014-05-16 | PHONGGE
0190-020-241 | 415215 | 0190-MLK-FNP-L10-XRAYMA03 | PM03 | 307 | 52W AC Drives PM XRay Mach L10 | Smiths Detection Pack430 XRay Mach L-10 | A | 0190E008 | 2019-07-22 | 2014-05-16 | PHONGGE
0190-020-241 | 415215 | 0190-MLK-FNP-L14-CSERTR01 | PM03 | 307 | 52W AC Drives PM CaseErector L14 | LANTECH Case Erector Line 14&15 | B | 0190E008 | 2019-07-22 | 2014-05-16 | PHONGGE
0190-020-241 | 415215 | 0190-MLK-FNP-L14-CSFILR01 | PM03 | 307 | 52W AC Drives PM CaseFiller L14AB | PRODEC Case Filler Line 14 AB | B | 0190E008 | 2019-07-22 | 2014-05-16 | PHONGGE
0190-020-241 | 415215 | 0190-MLK-FNP-L14-CSFILR02 | PM03 | 307 | 52W AC Drives PM CaseFiller L14CD | PRODEC Case Filler Line 14 CD | B | 0190E008 | 2019-07-22 | 2014-05-16 | PHONGGE
0190-020-241 | 415215 | 0190-MLK-FNP-L14-DVDCVY01 | PM03 | 307 | 52W AC Drives PM LM CVY L14AB | LM Divider Conveyor Line 14 AB (A-1) | B | 0190E008 | 2019-07-22 | 2014-05-16 | PHONGGE
0190-020-241 | 415215 | 0190-MLK-FNP-L14-DVDCVY02 | PM03 | 307 | 52W AC Drives PM LM CVY L14CD | LM Divider Conveyor Line 14 CD (A-2) | B | 0190E008 | 2019-07-22 | 2014-05-16 | PHONGGE
0190-020-241 | 415215 | 0190-MLK-FNP-L14-FILLER02 | PM03 | 307 | 52W AC Drives PM L14A | Filling Machine Wolf 14A Line 14 | A | 0190E008 | 2019-07-22 | 2014-05-16 | PHONGGE
0190-020-241 | 415215 | 0190-MLK-FNP-L14-FILLER03 | PM03 | 307 | 52W AC Drives PM L14B | Filling Machine Wolf 14B Line 14 | A | 0190E008 | 2019-07-22 | 2014-05-16 | PHONGGE
0190-020-241 | 415215 | 0190-MLK-FNP-L14-FILLER04 | PM03 | 307 | 52W AC Drives PM L14C | Filling Machine Wolf 14C Line 14 | A | 0190E008 | 2019-07-22 | 2014-05-16 | PHONGGE
0190-020-241 | 415215 | 0190-MLK-FNP-L14-FILLER05 | PM03 | 307 | 52W AC Drives PM L14D | Filling Machine Wolf 14D Line 14 | A | 0190E008 | 2019-07-22 | 2014-05-16 | PHONGGE
0190-020-241 | 415215 | 0190-MLK-FNP-L14-XRAYMA01 | PM03 | 307 | 52W AC Drives PM XRay Mach L14AB | X-Ray Machine Line 14 AB | A | 0190E008 | 2019-07-22 | 2014-05-16 | PHONGGE
0190-020-241 | 415215 | 0190-MLK-FNP-L14-XRAYMA02 | PM03 | 307 | 52W AC Drives PM XRay Mach L14CD | X-Ray Machine Line 14 CD | A | 0190E008 | 2019-07-22 | 2014-05-16 | PHONGGE
0190-020-241 | 415215 | 0190-MLK-FNP-L15-FILLER01 | PM03 | 307 | 52W AC Drives PM L15A | Filling Machine Wolf 15A | A | 0190E008 | 2019-07-22 | 2014-05-16 | PHONGGE
0190-020-241 | 415215 | 0190-MLK-FNP-L15-FILLER02 | PM03 | 307 | 52W AC Drives PM L15B | Filling Machine Wolf 15B | A | 0190E008 | 2019-07-22 | 2014-05-16 | PHONGGE
0190-020-241 | 415215 | 0190-MLK-FNP-L15-FILLER03 | PM03 | 307 | 52W AC Drives PM L15C | Filling Machine Wolf 15C | A | 0190E008 | 2019-07-22 | 2014-05-16 | PHONGGE
0190-020-241 | 415215 | 0190-MLK-FNP-L15-FILLER04 | PM03 | 307 | 52W AC Drives PM L15D | Filling Machine Wolf 15D | A | 0190E008 | 2019-07-22 | 2014-05-16 | PHONGGE
0190-020-241 | 415215 | 0190-MLK-FNP-L15-XRAYMA01 | PM03 | 307 | 52W AC Drives PM XRay Mach L15AB | X-Ray Machine Line 15 AB | A | 0190E008 | 2019-07-22 | 2014-05-16 | PHONGGE
0190-020-241 | 415215 | 0190-MLK-FNP-L15-XRAYMA02 | PM03 | 307 | 52W AC Drives PM XRay Mach L15CD | X-Ray Machine Line 15 CD | A | 0190E008 | 2019-07-22 | 2014-05-16 | PHONGGE
0190-020-241 | 415215 | 0190-MLK-FNP-L16-FILLER03 | PM03 | 307 | 52W AC Drives PM L16C | Filling Machine Wolf 16A Line 16 | A | 0190E008 | 2019-07-22 | 2014-05-16 | PHONGGE
0190-020-241 | 415215 | 0190-MLK-FNP-L16-FILLER04 | PM03 | 307 | 52W AC Drives PM L16D | Filling Machine Wolf 16B Line 16 | A | 0190E008 | 2019-07-22 | 2014-05-16 | PHONGGE
0190-020-241 | 415215 | 0190-MLK-FNP-L16-XRAYMA02 | PM03 | 307 | 52W AC Drives PM XRay Mach L16CD | X-Ray Machine Line 16AB | A | 0190E008 | 2019-07-22 | 2014-05-16 | PHONGGE
0190-020-241 | 415215 | 0190-MLK-FNP-L17-FILLER01 | PM03 | 307 | 52W AC Drives PM L16A | Filling Machine Wolf 17A Line 17 | A | 0190E008 | 2019-07-22 | 2014-05-16 | PHONGGE
0190-020-241 | 415215 | 0190-MLK-FNP-L17-FILLER02 | PM03 | 307 | 52W AC Drives PM L16B | Filling Machine Wolf 17B Line 17 | A | 0190E008 | 2019-07-22 | 2014-05-16 | PHONGGE
0190-020-241 | 415215 | 0190-MLK-FNP-L17-XRAYMA01 | PM03 | 307 | 52W AC Drives PM XRay Mach L16AB | X-Ray Machine Line 17 AB | A | 0190E008 | 2019-07-22 | 2014-05-16 | PHONGGE
0190-020-240 | 414966 | 0190-MLK-FNP-L01-XRAYMA03 | PM03 | 307 | 2W L1AB X-Ray ACU Filter Cleaning | SMITHS Eagle Pack X-Ray Machine Line 1AB | A | 0190E008 | 2019-01-29 | 2014-05-07 | PHOROSCOFE
0190-020-240 | 414966 | 0190-MLK-FNP-L01-XRAYMA04 | PM03 | 307 | 2W L1CD X-Ray ACU Filter Cleaning | SMITHS Eagle Pack X-Ray Machine Line 1CD | A | 0190E008 | 2019-01-29 | 2014-05-07 | PHOROSCOFE
0190-020-240 | 414966 | 0190-MLK-FNP-L02-XRAYMA04 | PM03 | 307 | 2W L2CD X-Ray ACU Filter Cleaning | SMITHS Eagle Pack X-Ray Machine Line 2CD | A | 0190E008 | 2019-01-29 | 2014-05-07 | PHOROSCOFE
0190-020-240 | 414966 | 0190-MLK-FNP-L02-XRAYMA05 | PM03 | 307 | 2W L2AB X-Ray ACU Filter Cleaning | Smiths Eagle Pack X-Ray Machine Line 2AB | A | 0190E008 | 2019-01-29 | 2014-05-07 | PHOROSCOFE
0190-020-240 | 414966 | 0190-MLK-FNP-L03-XRAYMA01 | PM03 | 307 | 2W L3 X-Ray ACU Filter Cleaning | Smiths Eagle Pack X-Ray Machine Line 3 | A | 0190E008 | 2019-01-29 | 2014-05-07 | PHOROSCOFE
0190-020-240 | 414966 | 0190-MLK-FNP-L04-XRAYMA01 | PM03 | 307 | 2W L4 X-Ray ACU Filter Cleaning | Smiths Eagle Pack X-Ray Machine Line 4 | A | 0190E008 | 2019-01-29 | 2014-05-07 | PHOROSCOFE
0190-020-240 | 414966 | 0190-MLK-FNP-L05-XRAYMA02 | PM03 | 307 | 2W L5 X-Ray ACU Filter Cleaning | Smiths Eagle Pack X-Ray Machine Line 5 | A | 0190E008 | 2019-01-29 | 2014-05-07 | PHOROSCOFE
0190-020-240 | 414966 | 0190-MLK-FNP-L06-XRAYMA01 | PM03 | 307 | 2W L6 X-Ray ACU Filter Cleaning | SMITHS Eagle Pack X-Ray Machine Line 6 | A | 0190E008 | 2019-01-29 | 2014-05-07 | PHOROSCOFE
0190-020-240 | 414966 | 0190-MLK-FNP-L07-XRAYMA04 | PM03 | 307 | 2W L7 X-Ray ACU Filter Cleaning | EAGLE PACK 720 PRO X-Ray Machine Line 7 | A | 0190E008 | 2019-01-29 | 2014-05-07 | PHOROSCOFE
0190-020-240 | 414966 | 0190-MLK-FNP-L08-XRAYMA02 | PM03 | 307 | 2W L8 X-Ray ACU Filter Cleaning | Smiths Detection Pack430 XRay Mach Line8 | A | 0190E008 | 2019-01-29 | 2014-05-07 | PHOROSCOFE
0190-020-240 | 414966 | 0190-MLK-FNP-L09-XRAYMA02 | PM03 | 307 | 2W L9 X-Ray ACU Filter Cleaning | Smiths Eagle Pack X-Ray Machine Line 9 | A | 0190E008 | 2019-01-29 | 2014-05-07 | PHOROSCOFE
0190-020-240 | 414966 | 0190-MLK-FNP-L10-XRAYMA03 | PM03 | 307 | 2W L10 X-Ray ACU Filter Cleaning | Smiths Detection Pack430 XRay Mach L-10 | A | 0190E008 | 2019-01-29 | 2014-05-07 | PHOROSCOFE
0190-020-240 | 414966 | 0190-MLK-FNP-L14-XRAYMA01 | PM03 | 307 | 2W L14AB X-Ray ACU Filter Cleaning | X-Ray Machine Line 14 AB | A | 0190E008 | 2019-01-29 | 2016-04-20 | PHOROSCOFE
0190-020-240 | 414966 | 0190-MLK-FNP-L14-XRAYMA02 | PM03 | 307 | 2W L14CD X-ray ACU Filter Cleaning | X-Ray Machine Line 14 CD | A | 0190E008 | 2019-01-29 | 2016-04-20 | PHOROSCOFE
0190-020-240 | 414966 | 0190-MLK-FNP-L15-XRAYMA01 | PM03 | 307 | 2W L15AB X-Ray ACU Filter Cleaning | X-Ray Machine Line 15 AB | A | 0190E008 | 2019-01-29 | 2014-05-07 | PHOROSCOFE
0190-020-240 | 414966 | 0190-MLK-FNP-L15-XRAYMA02 | PM03 | 307 | 2W L15CD X-Ray ACU Filter Cleaning | X-Ray Machine Line 15 CD | A | 0190E007 | 2019-01-29 | 2014-05-07 | PHOROSCOFE
0190-020-240 | 414966 | 0190-MLK-FNP-L16-XRAYMA02 | PM03 | 307 | 2W L16CD X-Ray ACU Filter Cleaning | X-Ray Machine Line 16AB | A | 0190E007 | 2019-01-29 | 2014-05-07 | PHOROSCOFE
0190-020-240 | 414966 | 0190-MLK-FNP-L17-XRAYMA01 | PM03 | 307 | 2W L16AB X-Ray ACU Filter Cleaning | X-Ray Machine Line 17 AB | A | 0190E007 | 2019-01-29 | 2014-05-07 | PHOROSCOFE
0190-020-239 | 414943 | 0190-MLK-FNP-COM-BLKFIL01 | PM03 | 305 | 52W ValveSeat Replacement BF Y Transport | Common Bulk Filling Lines 11, 12 & 14 | C | 0190E007 | 2021-03-19 | 2014-05-06 | PHILAGANAN
0190-020-238 | 414939 | 0190-MLK-FNP-L11-VACPMP01 | PM03 | 305 | 52W BF VacPump Filter Replacement L11 | BF Nucon Vaccum Pump Line11 | C | 0190E007 | 2021-03-19 | 2014-05-06 | PHILAGANAN
0190-020-238 | 414939 | 0190-MLK-FNP-L12-VACPMP01 | PM03 | 305 | 52W BF VacPump Filter Replacement L12 | BF Nucon Vacuum Pump Line 12 | C | 0190E007 | 2021-03-19 | 2014-05-06 | PHILAGANAN
0190-020-237 | 414596 | 0190-MLK-FNP-L01-DVDCVY01 | PM03 | 305 | 52W LM Flanged Bearing Replacement L1AB | LM Divider Conveyor Line 1 AB (A-1) | B | 0190E007 | 2017-02-20 | 2014-04-24 | PHOROSCOFE
0190-020-237 | 414596 | 0190-MLK-FNP-L01-DVDCVY02 | PM03 | 305 | 52W LM Flanged Bearing Replacement L1CD | LM Divider Conveyor Line 1 CD (A-2) | B | 0190E007 | 2017-02-20 | 2014-04-24 | PHOROSCOFE
0190-020-237 | 414596 | 0190-MLK-FNP-L02-DVDCVY01 | PM03 | 305 | 52W LM Flanged Bearing Replacement L2AB | LM Divider Conveyor Line 2 AB (B-1) | B | 0190E007 | 2017-02-20 | 2014-04-24 | PHOROSCOFE
0190-020-237 | 414596 | 0190-MLK-FNP-L02-DVDCVY02 | PM03 | 305 | 52W LM Flanged Bearing Replacement L2CD | LM Divider Conveyor Line 2 CD (B-2) | B | 0190E007 | 2017-02-20 | 2014-04-24 | PHOROSCOFE
0190-020-237 | 414596 | 0190-MLK-FNP-L14-DVDCVY01 | PM03 | 305 | 52W LM Flanged Bearing Replacement L14AB | LM Divider Conveyor Line 14 AB (A-1) | B | 0190E007 | 2017-02-20 | 2014-04-24 | PHOROSCOFE
0190-020-237 | 414596 | 0190-MLK-FNP-L14-DVDCVY02 | PM03 | 305 | 52W LM Flanged Bearing Replacement L14CD | LM Divider Conveyor Line 14 CD (A-2) | B | 0190E007 | 2017-02-20 | 2014-04-24 | PHOROSCOFE
0190-020-237 | 414596 | 0190-MLK-FNP-L15-DVDCVY01 | PM03 | 305 | 52W LM Flanged Bearing Replacement 15AB | LM Divider Conveyor Line 15 AB (A-1) | B | 0190E007 | 2017-02-20 | 2014-09-15 | PHOROSCOFE
0190-020-237 | 414596 | 0190-MLK-FNP-L15-DVDCVY02 | PM03 | 305 | 52W LM Flanged Bearing Replacement 15CD | LM Divider Conveyor Line 15 CD (A-2) | B | 0190E007 | 2017-02-20 | 2014-09-15 | PHOROSCOFE
0190-020-237 | 414596 | 0190-MLK-FNP-L16-DVDCVY01 | PM03 | 305 | 52W LM Flanged Bearing Replacement 16CD | LM Divider Conveyor Line 16AB | B | 0190E007 | 2017-02-20 | 2014-09-15 | PHOROSCOFE
0190-020-236 | 414531 | 0190-MLK-FNP-L14-XRAYMA01 | PM03 | 305 | 3Y Milk FP XRay Machine CPU Rplcmnt L14A | X-Ray Machine Line 14 AB | A | 0190E008 | 2016-05-27 | 2014-04-24 | PHCABIOPE
0190-020-236 | 414531 | 0190-MLK-FNP-L14-XRAYMA02 | PM03 | 305 | 3Y Milk FP XRay Machine CPU Rplcmnt L14B | X-Ray Machine Line 14 CD | A | 0190E008 | 2016-05-27 | 2014-04-24 | PHCABIOPE
0190-020-236 | 414531 | 0190-MLK-FNP-L15-XRAYMA01 | PM03 | 305 | 3Y Milk FP XRay Machine CPU Rplcmnt L15A | X-Ray Machine Line 15 AB | A | 0190E008 | 2016-05-27 | 2014-04-24 | PHCABIOPE
0190-020-236 | 414531 | 0190-MLK-FNP-L15-XRAYMA02 | PM03 | 305 | 3Y Milk FP XRay Machine CPU Rplcmnt L15B | X-Ray Machine Line 15 CD | A | 0190E007 | 2016-05-27 | 2014-04-24 | PHCABIOPE
0190-020-236 | 414531 | 0190-MLK-FNP-L16-XRAYMA02 | PM03 | 305 | 3Y Milk FP XRay Machine CPU Rplcmnt L16B | X-Ray Machine Line 16AB | A | 0190E007 | 2016-05-27 | 2014-04-24 | PHCABIOPE
0190-020-236 | 414531 | 0190-MLK-FNP-L17-XRAYMA01 | PM03 | 305 | 3Y Milk FP XRay Machine CPU Rplcmnt L16A | X-Ray Machine Line 17 AB | A | 0190E007 | 2016-05-27 | 2014-04-24 | PHCABIOPE
0190-020-235 | 414531 | 0190-MLK-FNP-L05-XRAYMA02 | PM03 | 305 | 3Y Milk FP XRay Machine CPU Rplcmnt L5 | Smiths Eagle Pack X-Ray Machine Line 5 | A | 0190E008 | 2016-05-27 | 2014-04-24 | PHCABIOPE
0190-020-235 | 414531 | 0190-MLK-FNP-L06-XRAYMA01 | PM03 | 305 | 3Y Milk FP XRay Machine CPU Rplcmnt L6 | SMITHS Eagle Pack X-Ray Machine Line 6 | A | 0190E008 | 2016-05-27 | 2014-04-24 | PHCABIOPE
0190-020-235 | 414531 | 0190-MLK-FNP-L08-XRAYMA02 | PM03 | 305 | 3Y Milk FP XRay Machine CPU Rplcmnt L8 | Smiths Detection Pack430 XRay Mach Line8 | A | 0190E008 | 2016-05-27 | 2014-04-24 | PHCABIOPE
0190-020-235 | 414531 | 0190-MLK-FNP-L09-XRAYMA02 | PM03 | 305 | 3Y Milk FP XRay Machine CPU Rplcmnt L9 | Smiths Eagle Pack X-Ray Machine Line 9 | A | 0190E008 | 2016-05-27 | 2014-04-24 | PHCABIOPE
0190-020-235 | 414531 | 0190-MLK-FNP-L10-XRAYMA03 | PM03 | 305 | 3Y Milk FP XRay Machine CPU Rplcmnt L10 | Smiths Detection Pack430 XRay Mach L-10 | A | 0190E008 | 2016-05-27 | 2014-04-24 | PHCABIOPE
0190-020-235 | 414531 | 0190-WST-FNP-L07-XRAYMA03 | PM03 | 305 | 3Y Milk FP XRay Machine CPU Rplcmnt L7 | SMITHS Eagle Pack X-Ray Machine Line 7 | A | 0190E008 | 2016-05-27 | 2014-04-24 | PHCABIOPE
0190-020-234 | 414531 | 0190-MLK-FNP-L01-XRAYMA03 | PM03 | 305 | 3Y Milk FP XRay Machine CPU Rplcmnt L1AB | SMITHS Eagle Pack X-Ray Machine Line 1AB | A | 0190E008 | 2016-05-27 | 2014-04-24 | PHCABIOPE
0190-020-234 | 414531 | 0190-MLK-FNP-L01-XRAYMA04 | PM03 | 305 | 3Y Milk FP XRay Machine CPU Rplcmnt L1CD | SMITHS Eagle Pack X-Ray Machine Line 1CD | A | 0190E008 | 2016-05-27 | 2014-04-24 | PHCABIOPE
0190-020-234 | 414531 | 0190-MLK-FNP-L02-XRAYMA04 | PM03 | 305 | 3Y Milk FP XRay Machine CPU Rplcmnt L2CD | SMITHS Eagle Pack X-Ray Machine Line 2CD | A | 0190E008 | 2016-05-27 | 2014-04-24 | PHCABIOPE
0190-020-234 | 414531 | 0190-MLK-FNP-L02-XRAYMA05 | PM03 | 305 | 3Y Milk FP XRay Machine CPU Rplcmnt L2AB | Smiths Eagle Pack X-Ray Machine Line 2AB | A | 0190E008 | 2016-05-27 | 2014-04-24 | PHCABIOPE
0190-020-234 | 414531 | 0190-MLK-FNP-L03-XRAYMA01 | PM03 | 305 | 3Y Milk FP XRay Machine CPU Rplcmnt L3 | Smiths Eagle Pack X-Ray Machine Line 3 | A | 0190E008 | 2016-05-27 | 2014-04-24 | PHCABIOPE
0190-020-234 | 414531 | 0190-MLK-FNP-L04-XRAYMA01 | PM03 | 305 | 3Y Milk FP XRay Machine CPU Rplcmnt L4 | Smiths Eagle Pack X-Ray Machine Line 4 | A | 0190E008 | 2016-05-27 | 2014-04-24 | PHCABIOPE
0190-020-233 | 4441 | 0190-MLK-FNP-L01-FILLER03-FILM DR ASSY C | PM03 | 301 | 52WKS Temp Cont Cal 2F1-TIC-01.26/03 | Film Drive Assembly 1C | A | 0190E008 | 2019-01-24 | 2015-10-06 | PHOROSCOFE
0190-020-233 | 4441 | 0190-MLK-FNP-L01-FILLER03-HORSEAL ASSY C | PM03 | 301 | 52WKS Temp Cont Cal 2F1-TIC-01.05/03 | Horizontal Sealing Assembly 1C | A | 0190E008 | 2019-01-24 | 2015-10-06 | PHOROSCOFE
0190-020-233 | 4441 | 0190-MLK-FNP-L01-FILLER03-HORSEAL ASSY C | PM03 | 301 | 52WKS Temp Cont Cal 2F1-TIC-01.06/03 | Horizontal Sealing Assembly 1C | A | 0190E008 | 2019-01-24 | 2015-10-06 | PHOROSCOFE
0190-020-233 | 4441 | 0190-MLK-FNP-L01-FILLER04-FILM DR ASSY D | PM03 | 301 | 52WKS Temp Cont Cal 2F1-TIC-01.26/04 | Film Drive Assembly 1D | A | 0190E008 | 2019-01-24 | 2015-10-06 | PHOROSCOFE
0190-020-233 | 4441 | 0190-MLK-FNP-L01-FILLER04-HORSEAL ASSY D | PM03 | 301 | 52WKS Temp Cont Cal 2F1-TIC-01.05/04 | Horizontal Sealing Assembly 1D | A | 0190E008 | 2019-01-24 | 2015-10-06 | PHOROSCOFE
0190-020-233 | 4441 | 0190-MLK-FNP-L01-FILLER04-HORSEAL ASSY D | PM03 | 301 | 52WKS Temp Cont Cal 2F1-TIC-01.06/04 | Horizontal Sealing Assembly 1D | A | 0190E008 | 2019-01-24 | 2015-10-06 | PHOROSCOFE
0190-020-233 | 4441 | 0190-MLK-FNP-L04-FILLER02-FILM DR ASSY A | PM03 | 301 | 52WKS Temp Cont Cal 2F4-TIC-04.19/01 | Film Drive Assembly 4A | A | 0190E008 | 2019-01-24 | 2015-10-06 | PHOROSCOFE
0190-020-233 | 4441 | 0190-MLK-FNP-L04-FILLER02-HORSEAL ASSY A | PM03 | 301 | 52WKS Temp Cont Cal 2F4-TIC-04.05/01 | Horizontal Sealing Assembly 4A | A | 0190E008 | 2019-01-24 | 2015-10-06 | PHOROSCOFE
0190-020-233 | 4441 | 0190-MLK-FNP-L04-FILLER02-HORSEAL ASSY A | PM03 | 301 | 52WKS Temp Cont Cal 2F4-TIC-04.06/01 | Horizontal Sealing Assembly 4A | A | 0190E008 | 2019-01-24 | 2015-10-06 | PHOROSCOFE
0190-020-233 | 4441 | 0190-MLK-FNP-L04-FILLER03-FILM DR ASSY B | PM03 | 301 | 52WKS Temp Cont Cal 2F4-TIC-04.19/02 | Film Drive Assembly 4B | A | 0190E008 | 2019-01-24 | 2015-10-06 | PHOROSCOFE
0190-020-233 | 4441 | 0190-MLK-FNP-L04-FILLER03-HORSEAL ASSY B | PM03 | 301 | 52WKS Temp Cont Cal 2F4-TIC-04.05/02 | Horizontal Sealing Assembly 4B | A | 0190E008 | 2019-01-24 | 2015-10-06 | PHOROSCOFE
0190-020-233 | 4441 | 0190-MLK-FNP-L04-FILLER03-HORSEAL ASSY B | PM03 | 301 | 52WKS Temp Cont Cal 2F4-TIC-04.06/02 | Horizontal Sealing Assembly 4B | A | 0190E008 | 2019-01-24 | 2015-10-06 | PHOROSCOFE
0190-020-233 | 4441 | 0190-MLK-FNP-L04-FILLER04-FILM DR ASSY C | PM03 | 301 | 52WKS Temp Cont Cal 2F4-TIC-04.19/03 | Film Drive Assembly 4C | A | 0190E008 | 2019-01-24 | 2015-10-06 | PHOROSCOFE
0190-020-233 | 4441 | 0190-MLK-FNP-L04-FILLER04-HORSEAL ASSY C | PM03 | 301 | 52WKS Temp Cont Cal 2F4-TIC-04.05/03 | Horizontal Sealing Assembly 4C | A | 0190E008 | 2019-01-24 | 2015-10-06 | PHOROSCOFE
0190-020-233 | 4441 | 0190-MLK-FNP-L04-FILLER04-HORSEAL ASSY C | PM03 | 301 | 52WKS Temp Cont Cal 2F4-TIC-04.06/03 | Horizontal Sealing Assembly 4C | A | 0190E008 | 2019-01-24 | 2015-10-06 | PHOROSCOFE
0190-020-233 | 4441 | 0190-MLK-FNP-L04-FILLER05-FILM DR ASSY D | PM03 | 301 | 52WKS Temp Cont Cal 2F4-TIC-04.19/04 | Film Drive Assembly 4D | A | 0190E008 | 2019-01-24 | 2015-10-06 | PHOROSCOFE
0190-020-233 | 4441 | 0190-MLK-FNP-L04-FILLER05-HORSEAL ASSY D | PM03 | 301 | 52WKS Temp Cont Cal 2F4-TIC-04.05/04 | Horizontal Sealing Assembly 4D | A | 0190E008 | 2019-01-24 | 2015-10-06 | PHOROSCOFE
0190-020-233 | 4441 | 0190-MLK-FNP-L04-FILLER05-HORSEAL ASSY D | PM03 | 301 | 52WKS Temp Cont Cal 2F4-TIC-04.06/04 | Horizontal Sealing Assembly 4D | A | 0190E008 | 2019-01-24 | 2015-10-06 | PHOROSCOFE
0190-020-232 | 4441 | 0190-MLK-FNP-L06-FILLER01-FILM DR ASSY A | PM03 | 301 | 52WKS Temp Cont Cal 2F6-TIC-06.20/01 | Film Drive Assembly 6A | A | 0190E008 | 2019-01-24 | 2015-10-06 | PHOROSCOFE
0190-020-232 | 4441 | 0190-MLK-FNP-L06-FILLER01-HORSEAL ASSY A | PM03 | 301 | 52WKS Temp Cont Cal 2F6-TIC-06.06/01 | Horizontal Sealing Assembly 6A | A | 0190E008 | 2019-01-24 | 2015-10-06 | PHOROSCOFE
0190-020-232 | 4441 | 0190-MLK-FNP-L06-FILLER01-HORSEAL ASSY A | PM03 | 301 | 52WKS Temp Cont Cal 2F6-TIC-06.06/01 | Horizontal Sealing Assembly 6A | A | 0190E008 | 2019-01-24 | 2015-10-06 | PHOROSCOFE
0190-020-232 | 4441 | 0190-MLK-FNP-L06-FILLER02-FILM DR ASSY B | PM03 | 301 | 52WKS Temp Cont Cal 2F6-TIC-06.20/02 | Film Drive Assembly 6B | A | 0190E008 | 2019-01-24 | 2015-10-06 | PHOROSCOFE
0190-020-232 | 4441 | 0190-MLK-FNP-L06-FILLER02-HORSEAL ASSY B | PM03 | 301 | 52WKS Temp Cont Cal 2F6-TIC-06.06/02 | Horizontal Sealing Assembly 6B | A | 0190E008 | 2019-01-24 | 2015-10-06 | PHOROSCOFE
0190-020-232 | 4441 | 0190-MLK-FNP-L06-FILLER02-HORSEAL ASSY B | PM03 | 301 | 52WKS Temp Cont Cal 2F6-TIC-06.06/02 | Horizontal Sealing Assembly 6B | A | 0190E008 | 2019-01-24 | 2015-10-06 | PHOROSCOFE
0190-020-232 | 4441 | 0190-MLK-FNP-L09-FILLER03-FILM DR ASSY A | PM03 | 301 | 52WKS Temp Cont Cal 2F9-TIC-09.23/01 | Film Drive Assembly 9A | A | 0190E008 | 2019-01-24 | 2015-10-06 | PHOROSCOFE
0190-020-232 | 4441 | 0190-MLK-FNP-L09-FILLER03-HORSEAL ASSY A | PM03 | 301 | 52WKS Temp Cont Cal 2F9-TIC-09.05/01 | Horizontal Sealing Assembly 9A | A | 0190E008 | 2019-01-24 | 2015-10-06 | PHOROSCOFE
0190-020-232 | 4441 | 0190-MLK-FNP-L09-FILLER03-HORSEAL ASSY A | PM03 | 301 | 52WKS Temp Cont Cal 2F9-TIC-09.06/01 | Horizontal Sealing Assembly 9A | A | 0190E008 | 2019-01-24 | 2015-10-06 | PHOROSCOFE
0190-020-232 | 4441 | 0190-MLK-FNP-L09-FILLER04-FILM DR ASSY B | PM03 | 301 | 52WKS Temp Cont Cal 2F9-TIC-09.23/02 | Film Drive Assembly 9B | A | 0190E008 | 2019-01-24 | 2015-10-06 | PHOROSCOFE
0190-020-232 | 4441 | 0190-MLK-FNP-L09-FILLER04-HORSEAL ASSY B | PM03 | 301 | 52WKS Temp Cont Cal 2F9-TIC-09.05/02 | Horizontal Sealing Assembly 9B | A | 0190E008 | 2019-01-24 | 2015-10-06 | PHOROSCOFE
0190-020-232 | 4441 | 0190-MLK-FNP-L09-FILLER04-HORSEAL ASSY B | PM03 | 301 | 52WKS Temp Cont Cal 2F9-TIC-09.06/02 | Horizontal Sealing Assembly 9B | A | 0190E008 | 2019-01-24 | 2015-10-06 | PHOROSCOFE
0190-020-231 | 405654 | 0190-MLK-FNP-L01-CSFILR01 | PM03 | 305 | 8W PRODEC ACP Filter&Hose Replacement | PRODEC Case Filler Line 1 AB (A-1) | B | 0190E008 | 2020-02-08 | 2013-08-15 | PHONGGE
0190-020-231 | 405654 | 0190-MLK-FNP-L01-CSFILR02 | PM03 | 305 | 8W PRODEC ACP Filter&Hose Replacement | PRODEC Case Filler Line 1 CD (A-2) | B | 0190E008 | 2020-02-08 | 2013-08-15 | PHONGGE
0190-020-231 | 405654 | 0190-MLK-FNP-L02-CSFILR01 | PM03 | 305 | 8W PRODEC ACP Filter&Hose Replacement | PRODEC Case Filler Line 2 AB (B-1) | B | 0190E008 | 2020-02-08 | 2013-08-15 | PHONGGE
0190-020-231 | 405654 | 0190-MLK-FNP-L02-CSFILR02 | PM03 | 305 | 8W PRODEC ACP Filter&Hose Replacement | PRODEC Case Filler Line 2 CD (B-2) | B | 0190E008 | 2020-02-08 | 2013-08-15 | PHONGGE
0190-020-231 | 405654 | 0190-MLK-FNP-L14-CSFILR01 | PM03 | 305 | 8W PRODEC ACP Filter&Hose Replacement | PRODEC Case Filler Line 14 AB | B | 0190E008 | 2020-02-08 | 2013-08-15 | PHONGGE
0190-020-231 | 405654 | 0190-MLK-FNP-L14-CSFILR02 | PM03 | 305 | 8W PRODEC ACP Filter&Hose Replacement | PRODEC Case Filler Line 14 CD | B | 0190E008 | 2020-02-08 | 2013-08-15 | PHONGGE
0190-020-231 | 405654 | 0190-MLK-FNP-L15-CSFILR01 | PM03 | 305 | 8W PRODEC ACP Filter&Hose Replacement | PRODEC Case Filler Line 15 AB | B | 0190E007 | 2020-02-08 | 2014-10-08 | PHONGGE
0190-020-231 | 405654 | 0190-MLK-FNP-L15-CSFILR02 | PM03 | 305 | 8W PRODEC ACP Filter&Hose Replacement | PRODEC Case Filler Line 15 CD | B | 0190E007 | 2020-02-08 | 2014-10-08 | PHONGGE
0190-020-231 | 405654 | 0190-MLK-FNP-L16-CSFILR01 | PM03 | 305 | 8W PRODEC ACP Filter&Hose Replacement | PRODEC Case Filler Line 16AB | B | 0190E007 | 2020-02-08 | 2014-10-08 | PHONGGE
0190-020-230 | 404818 | 0190-MLK-FNP-L01-FILLER01 | PM03 | 305 | 26W Rubber Replacement Vertical Seal W1A | Filling Machine Wolf 1a Line 1 | A | 0190E007 | 2016-07-14 | 2013-07-04 | PHCABIOPE
0190-020-230 | 404818 | 0190-MLK-FNP-L01-FILLER02 | PM03 | 305 | 26W Rubber Replacement Vertical Seal W1B | Filling Machine Wolf 1b Line 1 | A | 0190E007 | 2016-07-14 | 2013-07-04 | PHCABIOPE
0190-020-230 | 404818 | 0190-MLK-FNP-L01-FILLER03 | PM03 | 305 | 26W Rubber Replacement Vertical Seal W1C | Filling Machine Wolf 1c Line 1 | A | 0190E007 | 2016-07-14 | 2013-07-04 | PHCABIOPE
0190-020-230 | 404818 | 0190-MLK-FNP-L01-FILLER04 | PM03 | 305 | 26W Rubber Replacement Vertical Seal W1D | Filling Machine Wolf 1d Line 1 | A | 0190E007 | 2016-07-14 | 2013-07-04 | PHCABIOPE
0190-020-230 | 404818 | 0190-MLK-FNP-L02-FILLER01 | PM03 | 305 | 26W Rubber Replacement Vertical Seal W2A | Filling Machine Wolf 2a Line 2 | A | 0190E007 | 2016-07-14 | 2013-07-04 | PHCABIOPE
0190-020-230 | 404818 | 0190-MLK-FNP-L02-FILLER02 | PM03 | 305 | 26W Rubber Replacement Vertical Seal W2B | Filling Machine Wolf 2b Line 2 | A | 0190E007 | 2016-07-14 | 2013-07-04 | PHCABIOPE
0190-020-230 | 404818 | 0190-MLK-FNP-L02-FILLER03 | PM03 | 305 | 26W Rubber Replacement Vertical Seal W2C | Filling Machine Wolf 2c Line 2 | A | 0190E007 | 2016-07-14 | 2013-07-04 | PHCABIOPE
0190-020-230 | 404818 | 0190-MLK-FNP-L02-FILLER04 | PM03 | 305 | 26W Rubber Replacement Vertical Seal W2D | Filling Machine Wolf 2d Line 2 | A | 0190E007 | 2016-07-14 | 2013-07-04 | PHCABIOPE
0190-020-230 | 404818 | 0190-MLK-FNP-L03-FILLER03 | PM03 | 305 | 26W Rubber Replacement Vertical Seal R3A | Filling Machine Rovema 3A Line 3 | A | 0190E007 | 2016-07-14 | 2013-07-04 | PHCABIOPE
0190-020-230 | 404818 | 0190-MLK-FNP-L03-FILLER03 | PM03 | 305 | 26W Rubber Replacement Vertical Seal R7A | Filling Machine Rovema 3A Line 3 | A | 0190E007 | 2016-07-14 | 2013-07-04 | PHCABIOPE
0190-020-230 | 404818 | 0190-MLK-FNP-L03-FILLER04 | PM03 | 305 | 26W Rubber Replacement Vertical Seal R3B | Filling Machine Rovema 3B Line 3 | A | 0190E007 | 2016-07-14 | 2013-07-04 | PHCABIOPE
0190-020-230 | 404818 | 0190-MLK-FNP-L03-FILLER04 | PM03 | 305 | 26W Rubber Replacement Vertical Seal R7B | Filling Machine Rovema 3B Line 3 | A | 0190E007 | 2016-07-14 | 2013-07-04 | PHCABIOPE
0190-020-230 | 404818 | 0190-MLK-FNP-L04-FILLER02 | PM03 | 305 | 26W Rubber Replacement Vertical Seal W4A | Filling Machine 4A WOLF VCI180 Line 4 | A | 0190E007 | 2016-07-14 | 2013-07-04 | PHCABIOPE
0190-020-230 | 404818 | 0190-MLK-FNP-L04-FILLER03 | PM03 | 305 | 26W Rubber Replacement Vertical Seal W4B | Filling Machine 4B WOLF VCI180 Line 4 | A | 0190E007 | 2016-07-14 | 2013-07-04 | PHCABIOPE
0190-020-230 | 404818 | 0190-MLK-FNP-L04-FILLER04 | PM03 | 305 | 26W Rubber Replacement Vertical Seal W4C | Filling Machine 4C WOLF VCI180 Line 4 | A | 0190E007 | 2016-07-14 | 2013-07-04 | PHCABIOPE
0190-020-230 | 404818 | 0190-MLK-FNP-L04-FILLER05 | PM03 | 305 | 26W Rubber Replacement Vertical Seal W4D | Filling Machine 4D WOLF VCI180 Line 4 | A | 0190E007 | 2016-07-14 | 2013-07-04 | PHCABIOPE
0190-020-230 | 404818 | 0190-MLK-FNP-L05-FILLER01 | PM03 | 305 | 26W Rubber Replacement Vertical Seal R5A | Filling Machine Rovema 5a Line 5 | A | 0190E007 | 2016-07-14 | 2013-07-04 | PHCABIOPE
0190-020-230 | 404818 | 0190-MLK-FNP-L05-FILLER02 | PM03 | 305 | 26W Rubber Replacement Vertical Seal R5B | Filling Machine Rovema 5b Line 5 | A | 0190E007 | 2016-07-14 | 2013-07-04 | PHCABIOPE
0190-020-230 | 404818 | 0190-MLK-FNP-L06-FILLER01 | PM03 | 305 | 26W Rubber Replacement Vertical Seal R6A | Filling Machine Rovema 6a Line 6 | A | 0190E007 | 2016-07-14 | 2013-07-04 | PHCABIOPE
0190-020-230 | 404818 | 0190-MLK-FNP-L06-FILLER02 | PM03 | 305 | 26W Rubber Replacement Vertical Seal R6B | Filling Machine Rovema 6b Line 6 | A | 0190E007 | 2016-07-14 | 2013-07-04 | PHCABIOPE
0190-020-230 | 404818 | 0190-MLK-FNP-L08-FILLER03 | PM03 | 305 | 26W Rubber Replacement Vertical Seal R8A | Filling Machine Rovema 8a Line 8 | A | 0190E007 | 2016-07-14 | 2013-07-04 | PHCABIOPE
0190-020-230 | 404818 | 0190-MLK-FNP-L08-FILLER04 | PM03 | 305 | 26W Rubber Replacement Vertical Seal R8B | Filling Machine Rovema 8b Line 8 | A | 0190E007 | 2016-07-14 | 2013-07-04 | PHCABIOPE
0190-020-230 | 404818 | 0190-MLK-FNP-L09-FILLER03 | PM03 | 305 | 26W Rubber Replacement Vertical Seal R9A | Filling Machine Rovema 9a Line 9 | A | 0190E007 | 2016-07-14 | 2013-07-04 | PHCABIOPE
0190-020-230 | 404818 | 0190-MLK-FNP-L09-FILLER04 | PM03 | 305 | 26W Rubber Replacement Vertical Seal R9B | Filling Machine Rovema 9b Line 9 | A | 0190E007 | 2016-07-14 | 2013-07-04 | PHCABIOPE
0190-020-230 | 404818 | 0190-MLK-FNP-L10-FILLER05 | PM03 | 305 | 26WRubber Replacement Vertical Seal W10A | Filling Machine Wolf 10a Line 10 | A | 0190E007 | 2016-07-14 | 2013-07-04 | PHCABIOPE
0190-020-230 | 404818 | 0190-MLK-FNP-L10-FILLER06 | PM03 | 305 | 26WRubber Replacement Vertical Seal W10B | Filling Machine Wolf 10b Line 10 | A | 0190E007 | 2016-07-14 | 2013-07-04 | PHCABIOPE
0190-020-230 | 404818 | 0190-MLK-FNP-L14-FILLER02 | PM03 | 305 | 26WRubber Replacement Vertical Seal W14A | Filling Machine Wolf 14A Line 14 | A | 0190E007 | 2016-07-14 | 2013-07-04 | PHCABIOPE
0190-020-230 | 404818 | 0190-MLK-FNP-L14-FILLER03 | PM03 | 305 | 26WRubber Replacement Vertical Seal W14B | Filling Machine Wolf 14B Line 14 | A | 0190E007 | 2016-07-14 | 2013-07-04 | PHCABIOPE
0190-020-230 | 404818 | 0190-MLK-FNP-L14-FILLER04 | PM03 | 305 | 26WRubber Replacement Vertical Seal W14C | Filling Machine Wolf 14C Line 14 | A | 0190E007 | 2016-07-14 | 2013-07-04 | PHCABIOPE
0190-020-230 | 404818 | 0190-MLK-FNP-L14-FILLER05 | PM03 | 305 | 26WRubber Replacement Vertical Seal W14D | Filling Machine Wolf 14D Line 14 | A | 0190E007 | 2016-07-14 | 2013-07-04 | PHCABIOPE
0190-020-230 | 404818 | 0190-MLK-FNP-L15-FILLER01 | PM03 | 305 | 26WRubber Replacement Vertical Seal W15A | Filling Machine Wolf 15A | A | 0190E007 | 2016-07-14 | 2013-07-04 | PHCABIOPE
0190-020-230 | 404818 | 0190-MLK-FNP-L15-FILLER02 | PM03 | 305 | 26WRubber Replacement Vertical Seal W15B | Filling Machine Wolf 15B | A | 0190E007 | 2016-07-14 | 2013-07-04 | PHCABIOPE
0190-020-229 | 404744 | 0190-MLK-FNP-L11-POSGAS01 | PM03 | 305 | 52W P-Gassing Snorkel Filter Replacemnt | Bulk Filling Post-Gassing System Line 11 | A | 0190E007 | 2021-03-19 | 2013-06-27 | PHILAGANAN
0190-020-229 | 404744 | 0190-MLK-FNP-L12-POSGAS01 | PM03 | 305 | 52W P-Gassing Snorkel Filter Replacemnt | Bulk Filling Post-Gassing System Line 12 | A | 0190E007 | 2021-03-19 | 2013-06-27 | PHILAGANAN
0190-020-228 | 403440 | 0190-MLK-FNP-COM-MLKFPAL01 | PM03 | 301 | 52W Test Stone Gewicht 100gF1 Cal | Milks Filling & Packing Common All Lines | C | 0190E007 | 2019-01-25 | 2013-05-08 | PHOROSCOFE
0190-020-227 | 402201 | 0190-MLK-FNP-L05-FILLER01 | PM03 | 305 | 52W Fitment Feeder Cylinder Replacement | Filling Machine Rovema 5a Line 5 | A | 0190E007 | 2020-11-13 | 2013-03-19 | PHOROSCOFE
0190-020-226 | 402200 | 0190-MLK-FNP-L01-XRAYMA03 | PM03 | 305 | 26W XRay Mach Belt Conv Rplmnt 1AB | SMITHS Eagle Pack X-Ray Machine Line 1AB | A | 0190E008 | 2021-03-19 | 2013-03-19 | PHILAGANAN
0190-020-226 | 402200 | 0190-MLK-FNP-L01-XRAYMA04 | PM03 | 305 | 26W XRay Machine Belt Conv Replacement | SMITHS Eagle Pack X-Ray Machine Line 1CD | A | 0190E008 | 2021-03-19 | 2013-03-19 | PHILAGANAN
0190-020-226 | 402200 | 0190-MLK-FNP-L15-XRAYMA01 | PM03 | 305 | 26W XRay Machine Belt Conv Replacement | X-Ray Machine Line 15 AB | A | 0190E008 | 2021-03-19 | 2013-03-19 | PHILAGANAN
0190-020-225 | 402054 | 0190-MLK-FNP-L01-STAPER01 | PM03 | 307 | 26W SIAT TS Sealing Parts Replacement L1 | Siat Tape Sealer Line 1 | C | 0190E007 | 2019-02-12 | 2013-03-13 | PHONGGE
0190-020-225 | 402054 | 0190-MLK-FNP-L02-STAPER02 | PM03 | 307 | 26W SIAT TS Sealing Parts Replacement L2 | SIAT Tape Sealer Line 2B | B | 0190E007 | 2019-02-12 | 2013-03-13 | PHONGGE
0190-020-225 | 402054 | 0190-MLK-FNP-L02-STAPER02 | PM03 | 305 | 26WSIAT TS Sealing Parts Replacement L2B | SIAT Tape Sealer Line 2B | B | 0190E007 | 2019-02-12 | 2015-03-18 | PHONGGE
0190-020-225 | 402054 | 0190-MLK-FNP-L03-STAPER01 | PM03 | 307 | 26W SIAT TS Sealing Parts Replacement L3 | Siat Tape Sealer Line 3 | C | 0190E007 | 2019-02-12 | 2013-03-13 | PHONGGE
0190-020-225 | 402054 | 0190-MLK-FNP-L04-STAPER01 | PM03 | 307 | 26W SIAT TS Sealing Parts Replacement L4 | Siat Tape Sealer Line 4 | C | 0190E007 | 2019-02-12 | 2013-03-13 | PHONGGE
0190-020-225 | 402054 | 0190-MLK-FNP-L05-STAPER02 | PM03 | 307 | 26W SIAT TS Sealing Parts Replacement L5 | SIAT Tape Sealer Line 5 | B | 0190E007 | 2019-02-12 | 2013-03-13 | PHONGGE
0190-020-225 | 402054 | 0190-MLK-FNP-L06-STAPER02 | PM03 | 307 | 26W SIAT TS Sealing Parts Replacement L6 | Siat Tape Sealer Line 6 | C | 0190E007 | 2019-02-12 | 2013-03-13 | PHONGGE
0190-020-225 | 402054 | 0190-MLK-FNP-L07-STAPER03 | PM03 | 307 | 26W SIAT TS Sealing Parts Replacement L7 | SIAT Tape Sealer Line 7 | B | 0190E007 | 2019-02-12 | 2013-03-13 | PHONGGE
0190-020-225 | 402054 | 0190-MLK-FNP-L08-STAPER01 | PM03 | 307 | 26W SIAT TS Sealing Parts Replacement L8 | SIAT Tape Sealer Line 8 | B | 0190E007 | 2019-02-12 | 2013-03-13 | PHONGGE
0190-020-225 | 402054 | 0190-MLK-FNP-L09-STAPER01 | PM03 | 305 | 26W SIAT TS Sealing Parts Replacement L9 | SIAT Tape Sealer Line 9 | B | 0190E007 | 2019-02-12 | 2015-03-18 | PHONGGE
0190-020-225 | 402054 | 0190-MLK-FNP-L10-STAPER03 | PM03 | 305 | 26WSIAT TS Sealing Parts Replacement L10 | SIAT Tape Sealer Line 10 | B | 0190E007 | 2019-02-12 | 2015-03-18 | PHONGGE
0190-020-225 | 402054 | 0190-MLK-FNP-L14-STAPER01 | PM03 | 307 | 26WSIAT TS Sealing Parts Replacement L14 | SIAT Tape Sealer Line 14 | B | 0190E007 | 2019-02-12 | 2013-03-13 | PHONGGE
0190-020-225 | 402054 | 0190-MLK-FNP-L15-STAPER01 | PM03 | 307 | 26WSIAT TS Sealing Parts Replacement L15 | SIAT Tape Sealer Line 15 | B | 0190E007 | 2019-02-12 | 2013-03-13 | PHONGGE
0190-020-225 | 402054 | 0190-MLK-FNP-L16-STAPER03 | PM03 | 305 | 26WSIAT TS Sealing PartsReplacement L16C | SIAT Tape Sealer Line 16AB | B | 0190E007 | 2019-02-12 | 2015-03-18 | PHONGGE
0190-020-225 | 402054 | 0190-MLK-FNP-L17-STAPER01 | PM03 | 305 | 26WSIAT TS Sealing PartsReplacement L16A | SIAT Tape Sealer Line 17 AB | B | 0190E007 | 2019-02-12 | 2015-03-18 | PHONGGE
0190-020-224 | 401335 | 0190-MLK-FNP-WSF-FCLTIS01 | PM03 | 307 | 1W MLK FP Line/Machine Monitoring RBP | Milks FP Workshop Facilities | C | 0190E007 | 2015-04-21 | 2013-02-06 | PHOROSCOFE
0190-020-224 | 401335 | 0190-MLK-FNP-WSF-FCLTIS01 | PM03 | 307 | 1W MLK FP Line/Machine Monitoring NCC | Milks FP Workshop Facilities | C | 0190E007 | 2015-04-21 | 2013-02-06 | PHOROSCOFE
0190-020-224 | 401335 | 0190-MLK-FNP-WSF-FCLTIS01 | PM03 | 307 | 1W MLK FP Line/Machine Monitoring GCQ | Milks FP Workshop Facilities | C | 0190E007 | 2015-04-21 | 2013-02-06 | PHOROSCOFE
0190-020-224 | 401335 | 0190-MLK-FNP-WSF-FCLTIS01 | PM03 | 307 | 1W MLK FP Line/Machine Monitoring EPO | Milks FP Workshop Facilities | C | 0190E007 | 2015-04-21 | 2013-02-06 | PHOROSCOFE
0190-020-224 | 401335 | 0190-MLK-FNP-WSF-FCLTIS01 | PM03 | 307 | 1W MLK FP Line/Machine Monitoring MTE | Milks FP Workshop Facilities | C | 0190E007 | 2015-04-21 | 2013-02-06 | PHOROSCOFE
0190-020-224 | 401335 | 0190-MLK-FNP-WSF-FCLTIS01 | PM03 | 307 | 1W MLK FP Line/Machine Monitoring FGV | Milks FP Workshop Facilities | C | 0190E007 | 2015-04-21 | 2013-02-06 | PHOROSCOFE
0190-020-224 | 401335 | 0190-MLK-FNP-WSF-FCLTIS01 | PM03 | 307 | 1W MLK FP Line/Machine Monitoring GFM | Milks FP Workshop Facilities | C | 0190E007 | 2015-04-21 | 2013-02-06 | PHOROSCOFE
0190-020-224 | 401335 | 0190-MLK-FNP-WSF-FCLTIS01 | PM03 | 307 | 1W MLK FP Line/Machine Monitoring RCR | Milks FP Workshop Facilities | C | 0190E008 | 2015-04-21 | 2013-02-06 | PHOROSCOFE
0190-020-224 | 401335 | 0190-MLK-FNP-WSF-FCLTIS01 | PM03 | 307 | 1W MLK FP Line/Machine Monitoring ERB | Milks FP Workshop Facilities | C | 0190E008 | 2015-04-21 | 2013-02-06 | PHOROSCOFE
0190-020-224 | 401335 | 0190-MLK-FNP-WSF-FCLTIS01 | PM03 | 307 | 1W MLK FP Line/Machine Monitoring RTE | Milks FP Workshop Facilities | C | 0190E008 | 2015-04-21 | 2013-02-06 | PHOROSCOFE
0190-020-224 | 401335 | 0190-MLK-FNP-WSF-FCLTIS01 | PM03 | 307 | 1W MLK FP Line/Machine Monitoring RCA | Milks FP Workshop Facilities | C | 0190E008 | 2015-04-21 | 2013-02-06 | PHOROSCOFE
0190-020-224 | 401335 | 0190-MLK-FNP-WSF-FCLTIS01 | PM03 | 307 | 1W MLK FP Line/Machine Monitoring CRAN | Milks FP Workshop Facilities | C | 0190E008 | 2015-04-21 | 2013-02-06 | PHOROSCOFE
0190-020-224 | 401335 | 0190-MLK-FNP-WSF-FCLTIS01 | PM03 | 307 | 1W MLK FP Line/Machine Monitoring OPP | Milks FP Workshop Facilities | C | 0190E008 | 2015-04-21 | 2013-02-06 | PHOROSCOFE
0190-020-224 | 401335 | 0190-MLK-FNP-WSF-FCLTIS01 | PM03 | 307 | 1W MLK FP Line/Machine Monitoring JRR | Milks FP Workshop Facilities | C | 0190E008 | 2015-04-21 | 2013-02-06 | PHOROSCOFE
0190-020-224 | 401335 | 0190-MLK-FNP-WSF-FCLTIS01 | PM03 | 307 | 1W MLK FP Line/Machine Monitoring ERBY | Milks FP Workshop Facilities | C | 0190E008 | 2015-04-21 | 2013-02-06 | PHOROSCOFE
0190-020-224 | 401335 | 0190-MLK-FNP-WSF-FCLTIS01 | PM03 | 307 | 1W MLK FP Line/Machine Monitoring JBB | Milks FP Workshop Facilities | C | 0190E007 | 2015-04-21 | 2013-08-19 | PHOROSCOFE
0190-020-224 | 401335 | 0190-MLK-FNP-WSF-FCLTIS01 | PM03 | 307 | 1W MLK FP Line/Machine Monitoring CRBB | Milks FP Workshop Facilities | C | 0190E007 | 2015-04-21 | 2013-08-19 | PHOROSCOFE
0190-020-224 | 401335 | 0190-MLK-FNP-WSF-FCLTIS01 | PM03 | 307 | 1W MLK FP Line/Machine Monitoring JMV | Milks FP Workshop Facilities | C | 0190E007 | 2015-04-21 | 2013-08-19 | PHOROSCOFE
0190-020-223 | 400084 | 0190-WST--FN--L0--AU2CSR01 | PM03 | 305 | 26W Cushion Pad Replacement ACP L5 | Auto Caser FUJI Machine Line 5 | A | 0190E007 | 2017-04-03 | 2012-12-06 | PHOROSCOFE
0190-020-222 | 400530 | 0190-MLK-FNP-L11-GASHPR01 | PM03 | 305 | 52W DF Silo Filter Replacement L11 | BF Gassing Hopper Line 11 | A | 0190E007 | 2020-08-31 | 2012-12-06 | PHOROSCOFE
0190-020-222 | 400530 | 0190-MLK-FNP-L12-GASHPR01 | PM03 | 305 | 52W DF Silo Filter Replacement L12 | BF Gassing Hopper Line12 | A | 0190E007 | 2020-08-31 | 2012-12-06 | PHOROSCOFE
0190-020-222 | 400083 | 0190-MLK-PRO-DFS-DFSILO01A | PM03 | 305 | 52W DF Silo Filter Replacement L1A | Direct Filling Silo Line 1A | C | 0190E007 | 2020-08-31 | 2012-12-06 | PHOROSCOFE
0190-020-222 | 400083 | 0190-MLK-PRO-DFS-DFSILO01B | PM03 | 305 | 52W DF Silo Filter Replacement L1B | Direct Filling Silo Line 1B | C | 0190E007 | 2020-08-31 | 2012-12-06 | PHOROSCOFE
0190-020-222 | 400083 | 0190-MLK-PRO-DFS-DFSILO02A | PM03 | 305 | 52W DF Silo Filter Replacement L2A | Direct Filling Silo Line 2A | C | 0190E007 | 2020-08-31 | 2012-12-06 | PHOROSCOFE
0190-020-222 | 400083 | 0190-MLK-PRO-DFS-DFSILO02B | PM03 | 305 | 52W DF Silo Filter Replacement L2B | Direct Filling Silo Line 2B | C | 0190E007 | 2020-08-31 | 2012-12-06 | PHOROSCOFE
0190-020-222 | 400083 | 0190-MLK-PRO-DFS-DFSILO03 | PM03 | 305 | 52W DF Silo Filter Replacement L3 | Direct Filling Silo Line 3 | C | 0190E007 | 2020-08-31 | 2012-12-06 | PHOROSCOFE
0190-020-222 | 400083 | 0190-MLK-PRO-DFS-DFSILO04 | PM03 | 305 | 52W DF Silo Filter Replacement L4 | Direct Filling Silo Line 4 | C | 0190E007 | 2020-08-31 | 2012-12-06 | PHOROSCOFE
0190-020-222 | 400083 | 0190-MLK-PRO-DFS-DFSILO05 | PM03 | 305 | 52W DF Silo Filter Replacement L5 | Direct Filling Silo Line 5 | C | 0190E007 | 2020-08-31 | 2012-12-06 | PHOROSCOFE
0190-020-222 | 400083 | 0190-MLK-PRO-DFS-DFSILO06 | PM03 | 305 | 52W DF Silo Filter Replacement L6 | Direct Filling Silo Line 6 | C | 0190E007 | 2020-08-31 | 2012-12-06 | PHOROSCOFE
0190-020-222 | 400530 | 0190-MLK-PRO-DFS-DFSILO08 | PM03 | 305 | 52W DF Silo Filter Replacement L8 | Direct Filling Silo Line 8 | C | 0190E007 | 2020-08-31 | 2012-12-06 | PHOROSCOFE
0190-020-222 | 400083 | 0190-MLK-PRO-DFS-DFSILO09 | PM03 | 305 | 52W DF Silo Filter Replacement L9 | Direct Filling Silo Line 9 | C | 0190E007 | 2020-08-31 | 2012-12-06 | PHOROSCOFE
0190-020-222 | 400083 | 0190-MLK-PRO-DFS-DFSILO10 | PM03 | 305 | 52W DF Silo Filter Replacement L10 | Direct Filling Silo Line 10 | C | 0190E007 | 2020-08-31 | 2012-12-06 | PHOROSCOFE
0190-020-222 | 400083 | 0190-MLK-PRO-DFS-DFSILO14A | PM03 | 305 | 52W DF Silo Filter Replacement L14A | Direct Filling Silo Line 14A | C | 0190E007 | 2020-08-31 | 2012-12-06 | PHOROSCOFE
0190-020-222 | 400083 | 0190-MLK-PRO-DFS-DFSILO14B | PM03 | 305 | 52W DF Silo Filter Replacement L14B | Direct Filling Silo Line 14B | C | 0190E007 | 2020-08-31 | 2012-12-06 | PHOROSCOFE
0190-020-222 | 400083 | 0190-MLK-PRO-DFS-DFSILO15A | PM03 | 305 | 52W DF Silo Filter Replacement L15 | Direct Filling Silo Line 15A | C | 0190E007 | 2020-08-31 | 2012-12-06 | PHOROSCOFE
0190-020-221 | 70764 | 0190-MLK-FNP-L11-GASHPR01 | PM03 | 305 | 26W Solimar Valve Replacement BF | BF Gassing Hopper Line 11 | A | 0190E008 | 2021-03-19 | 2012-11-14 | PHILAGANAN
0190-020-221 | 70764 | 0190-MLK-FNP-L12-GASHPR01 | PM03 | 305 | 26W Solimar Valve Replacement BF | BF Gassing Hopper Line12 | A | 0190E007 | 2021-03-19 | 2012-11-14 | PHILAGANAN
0190-020-220 | 67994 | 0190-MLK-FNP-L11-GASHPR01 | PM03 | 305 | 52W Sifter Screen Replacement BF | BF Gassing Hopper Line 11 | A | 0190E007 | 2021-03-19 | 2012-09-08 | PHILAGANAN
0190-020-220 | 67994 | 0190-MLK-FNP-L12-GASHPR01 | PM03 | 305 | 52W Sifter Screen Replacement BF | BF Gassing Hopper Line12 | A | 0190E007 | 2021-03-19 | 2012-09-08 | PHILAGANAN
0190-020-219 | 67993 | 0190-MLK-FNP-L03-SIFTTS01 | PM03 | 305 | 52W Sifter Screen Replacement TTS L3 | NUCON Sifter Conveyor Tilting Station L3 | A | 0190E007 | 2018-11-26 | 2012-09-08 | PHOROSCOFE
0190-020-219 | 67993 | 0190-MLK-FNP-L04-SIFTTS01 | PM03 | 305 | 52W Sifter Screen Replacement TTS L4 | NUCON Sifter Conveyor Tilting Station L4 | A | 0190E007 | 2018-11-26 | 2012-09-08 | PHOROSCOFE
0190-020-219 | 67993 | 0190-MLK-FNP-L05-SIFDFS01 | PM03 | 305 | 52W Sifter Screen Replacement DFS L5 | NUCON Sifter Conveyor DF Silo L5 | C | 0190E007 | 2018-11-26 | 2015-05-15 | PHOROSCOFE
0190-020-219 | 67993 | 0190-MLK-FNP-L05-SIFTTS01 | PM03 | 305 | 52W Sifter Screen Replacement TTS L5 | NUCON Sifter Conveyor Tilting Station L5 | C | 0190E007 | 2018-11-26 | 2012-09-08 | PHOROSCOFE
0190-020-219 | 67993 | 0190-MLK-FNP-L06-SIFDFS01 | PM03 | 305 | 52W Sifter Screen Replacement DFS L7 | NUCON Sifter Conveyor DF Silo L6 | A | 0190E007 | 2018-11-26 | 2015-05-15 | PHOROSCOFE
0190-020-219 | 423968 | 0190-MLK-FNP-L06-SIFTTS01 | PM03 | 305 | 52W Sifter Screen Replacement TTS L6 | VIBRA Sifter Conveyor Tilting Station L6 | A | 0190E007 | 2018-11-26 | 2012-09-08 | PHOROSCOFE
0190-020-219 | 423968 | 0190-MLK-FNP-L07-SIFTTS01 | PM03 | 305 | 52W Sifter Screen Replacement TTS L7 | VIBRA Sifter Conveyor Tilting Station L7 | A | 0190E007 | 2018-11-26 | 2012-09-08 | PHOROSCOFE
0190-020-219 | 67993 | 0190-MLK-FNP-L08-SIFDFS01 | PM03 | 305 | 52W Sifter Screen Replacement DFS L8 | NUCON Sifter Conveyor DF Silo L8 | A | 0190E007 | 2018-11-26 | 2015-05-15 | PHOROSCOFE
0190-020-219 | 67993 | 0190-MLK-FNP-L08-SIFTTS01 | PM03 | 305 | 52W Sifter Screen Replacement TTS L8 | NUCON Sifter Conveyor Tilting Station L8 | A | 0190E007 | 2018-11-26 | 2012-09-08 | PHOROSCOFE
0190-020-219 | 67993 | 0190-MLK-FNP-L09-SIFDFS01 | PM03 | 305 | 52W Sifter Screen Replacement DFS L9 | NUCON Sifter Conveyor DF Silo L9 | A | 0190E007 | 2018-11-26 | 2015-05-15 | PHOROSCOFE
0190-020-219 | 67993 | 0190-MLK-FNP-L09-SIFTTS01 | PM03 | 305 | 52W Sifter Screen Replacement TTS L9 | NUCON Sifter Conveyor Tilting Station L9 | A | 0190E007 | 2018-11-26 | 2012-09-08 | PHOROSCOFE
0190-020-219 | 67993 | 0190-MLK-FNP-L10-SIFDFS01 | PM03 | 305 | 52W Sifter Screen Replacement DFS L10 | NUCON SifterConveyor DF Silo L10 | A | 0190E007 | 2018-11-26 | 2015-05-15 | PHOROSCOFE
0190-020-219 | 67993 | 0190-MLK-FNP-L10-SIFTTS01 | PM03 | 305 | 52W Sifter Screen Replacement TTS L10 | NUCON SifterConveyor Tilting Station L10 | A | 0190E007 | 2018-11-26 | 2012-09-08 | PHOROSCOFE
0190-020-219 | 67993 | 0190-MLK-FNP-L14-SIFDFS01 | PM03 | 305 | 52W Sifter Screen Replacement DFS L14A | NUCON Sifter Conveyor DF Silo L14A | A | 0190E007 | 2018-11-26 | 2015-05-15 | PHOROSCOFE
0190-020-219 | 67993 | 0190-MLK-FNP-L14-SIFDFS02 | PM03 | 305 | 52W Sifter Screen Replacement DFS L14B | NUCON Sifter Conveyor DF Silo L14B | A | 0190E007 | 2018-11-26 | 2015-05-15 | PHOROSCOFE
0190-020-219 | 67993 | 0190-MLK-FNP-L14-SIFTTS01 | PM03 | 305 | 52W Sifter Screen Replacement TTS L14A | NUCON SifterConveyor TiltingStation L14A | A | 0190E007 | 2018-11-26 | 2012-09-08 | PHOROSCOFE
0190-020-219 | 67993 | 0190-MLK-FNP-L14-SIFTTS02 | PM03 | 305 | 52W Sifter Screen Replacement TTS L14B | NUCON SifterConveyor TiltingStation L14B | A | 0190E007 | 2018-11-26 | 2012-09-08 | PHOROSCOFE
0190-020-219 | 67993 | 0190-MLK-FNP-L15-SIFDFS01 | PM03 | 305 | 52W Sifter Screen Replacement DFS L15A | NUCON Sifter Conveyor DF Silo L15A | A | 0190E007 | 2018-11-26 | 2015-05-15 | PHOROSCOFE
0190-020-219 | 67993 | 0190-MLK-FNP-L15-SIFTTS01 | PM03 | 305 | 52W Sifter Screen Replacement TTS L15A | NUCON SifterConveyor TiltingStation L15A | A | 0190E007 | 2018-11-26 | 2012-09-08 | PHOROSCOFE
0190-020-219 | 423968 | 0190-MLK-FNP-L15-SIFTTS02 | PM03 | 305 | 52W Sifter Screen Replacement TTS L15B | VIBRA SifterConveyor TiltingStation L15B | A | 0190E007 | 2018-11-26 | 2012-09-08 | PHOROSCOFE
0190-020-219 | 67993 | 0190-MLK-FNP-L17-SIFDFS01 | PM03 | 305 | 52W Sifter Screen Replacement DFS L16A | NUCON Sifter Conveyor DF Silo L17A | C | 0190E007 | 2018-11-26 | 2015-05-15 | PHOROSCOFE
0190-020-219 | 67993 | 0190-MLK-FNP-L17-SIFTTS01 | PM03 | 305 | 52W Sifter Screen Replacement TTS L16A | NUCON SifterConveyor TiltingStation L17A | A | 0190E007 | 2018-11-26 | 2012-09-08 | PHOROSCOFE
0190-020-219 | 423968 | 0190-MLK-FNP-L17-SIFTTS02 | PM03 | 305 | 52W Sifter Screen Replacement TTS L16B | VIBRA SifterConveyor TiltingStation L17A | A | 0190E007 | 2018-11-26 | 2012-09-08 | PHOROSCOFE
0190-020-219 | 67993 | 0190-WST-FNP-L01-SIFTTS01 | PM03 | 305 | 52W Sifter Screen Replacement TTS L1A | NUCON SifterConveyor Tilting Station L1A | C | 0190E007 | 2018-11-26 | 2012-09-08 | PHOROSCOFE
0190-020-219 | 67993 | 0190-WST-FNP-L01-SIFTTS02 | PM03 | 305 | 52W Sifter Screen Replacement TTS L1B | NUCON SifterConveyor Tilting Station L1B | C | 0190E007 | 2018-11-26 | 2012-09-08 | PHOROSCOFE
0190-020-219 | 67993 | 0190-WST-FNP-L02-SIFTTS01 | PM03 | 305 | 52W Sifter Screen Replacement TTS L2A | NUCON SifterConveyor Tilting Station L2A | C | 0190E007 | 2018-11-26 | 2012-09-08 | PHOROSCOFE
0190-020-219 | 67993 | 0190-WST-FNP-L02-SIFTTS02 | PM03 | 305 | 52W Sifter Screen Replacement TTS L2B | NUCON SifterConveyor Tilting Station L2B | C | 0190E007 | 2018-11-26 | 2012-09-08 | PHOROSCOFE
0190-020-218 | 64796 | 0190-MLK-FNP-COM-ROBPAL01 | PM03 | 307 | 26W KUKAConveyor Inspection&Retightening | KUKA Robot Palletizer Line 1, 2 & 3 | A | 0190E007 | 2021-03-19 | 2012-07-03 | PHILAGANAN
0190-020-218 | 64796 | 0190-MLK-FNP-L01-STACVY01 | PM03 | 307 | 26W KUKAConveyor Inspection&Retightening | KUKA STAGING CONVEYOR LINE 1 | B | 0190E007 | 2021-03-19 | 2012-07-03 | PHILAGANAN
0190-020-218 | 64796 | 0190-MLK-FNP-L02-STACVY01 | PM03 | 307 | 26W KUKAConveyor Inspection&Retightening | KUKA STAGING CONVEYOR LINE 2 | B | 0190E007 | 2021-03-19 | 2012-07-03 | PHILAGANAN
0190-020-217 | 64380 | 0190-MLK-FNP-L11-METDET03 | PM03 | 307 | 4W Metal Detector Cleaning / Inspection | LOMA Metal Detector Line 11 | A | 0190E008 | 2019-11-13 | 2017-02-08 | PHOROSCOFE
0190-020-217 | 64380 | 0190-MLK-FNP-L12-METDET03 | PM03 | 307 | 4W Metal Detector Cleaning / Inspection | LOMA Metal Detector Line 12 | A | 0190E008 | 2019-11-13 | 2017-02-08 | PHOROSCOFE
0190-020-216 | 64316 | 0190-MLK-FNP-L01-CSFILR01 | PM03 | 305 | 8W PRODEC AU2CSR Suction Cup Rplcmnt | PRODEC Case Filler Line 1 AB (A-1) | B | 0190E007 | 2020-10-02 | 2017-04-08 | PHONGGE
0190-020-216 | 64316 | 0190-MLK-FNP-L01-CSFILR02 | PM03 | 305 | 8W PRODEC AU2CSR Suction Cup Rplcmnt | PRODEC Case Filler Line 1 CD (A-2) | B | 0190E007 | 2020-10-02 | 2012-06-04 | PHONGGE
0190-020-216 | 64316 | 0190-MLK-FNP-L02-CSFILR01 | PM03 | 305 | 8W PRODEC AU2CSR Suction Cup Rplcmnt | PRODEC Case Filler Line 2 AB (B-1) | B | 0190E007 | 2020-10-02 | 2012-06-04 | PHONGGE
0190-020-216 | 64316 | 0190-MLK-FNP-L02-CSFILR02 | PM03 | 305 | 8W PRODEC AU2CSR Suction Cup Rplcmnt | PRODEC Case Filler Line 2 CD (B-2) | B | 0190E007 | 2020-10-02 | 2012-06-04 | PHONGGE
0190-020-216 | 64316 | 0190-MLK-FNP-L14-CSFILR01-PICK AND PLACE | PM03 | 305 | 8W PRODEC AU2CSR Suction Cup Rplcmnt | Pick and Place 14AB | B | 0190E007 | 2020-10-02 | 2018-05-09 | PHONGGE
0190-020-216 | 64316 | 0190-MLK-FNP-L14-CSFILR02-PICK AND PLACE | PM03 | 305 | 8W PRODEC AU2CSR Suction Cup Rplcmnt | Pick and Place 14CD | B | 0190E007 | 2020-10-02 | 2018-05-09 | PHONGGE
0190-020-216 | 64316 | 0190-MLK-FNP-L15-CSFILR01-PICK AND PLACE | PM03 | 305 | 8W PRODEC AU2CSR Suction Cup Rplcmnt | Pick and Place 15AB | B | 0190E007 | 2020-10-02 | 2018-05-09 | PHONGGE
0190-020-216 | 64316 | 0190-MLK-FNP-L15-CSFILR02-PICK AND PLACE | PM03 | 305 | 8W PRODEC AU2CSR Suction Cup Rplcmnt | Pick and Place 15CD | C | 0190E007 | 2020-10-02 | 2018-05-09 | PHONGGE
0190-020-216 | 64316 | 0190-MLK-FNP-L16-CSFILR01-PICK AND PLACE | PM03 | 305 | 8W PRODEC AU2CSR Suction Cup Rplcmnt | PRODEC Pick and Place 16AB | B | 0190E007 | 2020-10-02 | 2018-05-09 | PHONGGE
0190-020-215 | 62889 | 0190-MLK-FNP-COM-ROBPAL01 | PM03 | 307 | 52W PLC/SLC CPU Battery Replacement KUKA | KUKA Robot Palletizer Line 1, 2 & 3 | A | 0190E007 | 2019-07-27 | 2012-05-16 | PHONGGE
0190-020-215 | 62889 | 0190-MLK-FNP-L01-FILLER01 | PM03 | 307 | 52W PLC/SLC CPU Battery Replacement 1A | Filling Machine Wolf 1a Line 1 | A | 0190E007 | 2019-07-27 | 2012-05-16 | PHONGGE
0190-020-215 | 62889 | 0190-MLK-FNP-L01-FILLER02 | PM03 | 307 | 52W PLC/SLC CPU Battery Replacement 1B | Filling Machine Wolf 1b Line 1 | A | 0190E007 | 2019-07-27 | 2012-05-16 | PHONGGE
0190-020-215 | 62889 | 0190-MLK-FNP-L01-FILLER03 | PM03 | 307 | 52W PLC/SLC CPU Battery Replacement 1C | Filling Machine Wolf 1c Line 1 | A | 0190E007 | 2019-07-27 | 2012-05-16 | PHONGGE
0190-020-215 | 62889 | 0190-MLK-FNP-L01-FILLER04 | PM03 | 307 | 52W PLC/SLC CPU Battery Replacement 1D | Filling Machine Wolf 1d Line 1 | A | 0190E007 | 2019-07-27 | 2012-05-16 | PHONGGE
0190-020-215 | 62889 | 0190-MLK-FNP-L02-FILLER01 | PM03 | 307 | 52W PLC/SLC CPU Battery Replacement 2A | Filling Machine Wolf 2a Line 2 | A | 0190E007 | 2019-07-27 | 2012-05-16 | PHONGGE
0190-020-215 | 62889 | 0190-MLK-FNP-L02-FILLER02 | PM03 | 307 | 52W PLC/SLC CPU Battery Replacement 2B | Filling Machine Wolf 2b Line 2 | A | 0190E007 | 2019-07-27 | 2012-05-16 | PHONGGE
0190-020-215 | 62889 | 0190-MLK-FNP-L02-FILLER03 | PM03 | 307 | 52W PLC/SLC CPU Battery Replacement 2C | Filling Machine Wolf 2c Line 2 | A | 0190E007 | 2019-07-27 | 2012-05-16 | PHONGGE
0190-020-215 | 62889 | 0190-MLK-FNP-L02-FILLER04 | PM03 | 307 | 52W PLC/SLC CPU Battery Replacement 2D | Filling Machine Wolf 2d Line 2 | A | 0190E007 | 2019-07-27 | 2012-05-16 | PHONGGE
0190-020-215 | 62889 | 0190-MLK-FNP-L04-FILLER02 | PM03 | 307 | 52W PLC/SLC CPU Battery Replacement 4A | Filling Machine 4A WOLF VCI180 Line 4 | A | 0190E007 | 2019-07-27 | 2012-05-16 | PHONGGE
0190-020-215 | 62889 | 0190-MLK-FNP-L04-FILLER03 | PM03 | 307 | 52W PLC/SLC CPU Battery Replacement 4B | Filling Machine 4B WOLF VCI180 Line 4 | A | 0190E007 | 2019-07-27 | 2012-05-16 | PHONGGE
0190-020-215 | 62889 | 0190-MLK-FNP-L04-FILLER04 | PM03 | 307 | 52W PLC/SLC CPU Battery Replacement 4C | Filling Machine 4C WOLF VCI180 Line 4 | A | 0190E007 | 2019-07-27 | 2012-05-16 | PHONGGE
0190-020-215 | 62889 | 0190-MLK-FNP-L04-FILLER05 | PM03 | 307 | 52W PLC/SLC CPU Battery Replacement 4D | Filling Machine 4D WOLF VCI180 Line 4 | A | 0190E007 | 2019-07-27 | 2012-05-16 | PHONGGE
0190-020-215 | 62889 | 0190-MLK-FNP-L10-FILLER05 | PM03 | 307 | 52W PLC/SLC CPU Battery Replacement 10A | Filling Machine Wolf 10a Line 10 | A | 0190E007 | 2019-07-27 | 2012-05-16 | PHONGGE
0190-020-215 | 62889 | 0190-MLK-FNP-L10-FILLER06 | PM03 | 307 | 52W PLC/SLC CPU Battery Replacement 10B | Filling Machine Wolf 10b Line 10 | A | 0190E007 | 2019-07-27 | 2012-05-16 | PHONGGE
0190-020-215 | 62889 | 0190-MLK-FNP-L11-PNLBRD01 | PM03 | 307 | 52W PLC/SLC CPU Battery Replacement BF11 | Line 11/ 12 & 14 Electrical Panel Board | C | 0190E008 | 2019-07-27 | 2012-05-16 | PHONGGE
0190-020-215 | 62889 | 0190-MLK-FNP-L15-FILLER01 | PM03 | 307 | 52W PLC/SLC CPU Battery Replacement 15A | Filling Machine Wolf 15A | A | 0190E007 | 2019-07-27 | 2012-05-16 | PHONGGE
0190-020-215 | 62889 | 0190-MLK-FNP-L15-FILLER02 | PM03 | 307 | 52W PLC/SLC CPU Battery Replacement 15B | Filling Machine Wolf 15B | A | 0190E007 | 2019-07-27 | 2012-05-16 | PHONGGE
0190-020-214 | 63924 | 0190-MLK-FNP-L03-TILTST01 | PM03 | 307 | 13W Milks TTS Inspection/Retightening | Tilting Station Line 3 | C | 0190E007 | 2021-12-21 | 2012-05-11 | PHOROSCOFE
0190-020-214 | 63924 | 0190-MLK-FNP-L05-TILTST01 | PM03 | 307 | 13W Milks TTS Inspection/Retightening | Tilting Station Line 5 | C | 0190E007 | 2021-12-21 | 2012-05-11 | PHOROSCOFE
0190-020-214 | 63924 | 0190-MLK-FNP-L06-TILTST01 | PM03 | 307 | 13W Milks TTS Inspection/Retightening | Tilting Station Line 6a | C | 0190E007 | 2021-12-21 | 2012-05-11 | PHOROSCOFE
0190-020-214 | 63924 | 0190-MLK-FNP-L08-TILTST01 | PM03 | 307 | 13W Milks TTS Inspection/Retightening | Tilting Station Line 8 | C | 0190E007 | 2021-12-21 | 2012-05-11 | PHOROSCOFE
0190-020-214 | 63924 | 0190-MLK-FNP-L09-TILTST01 | PM03 | 307 | 13W Milks TTS Inspection/Retightening | Tilting Station Line 9 | C | 0190E007 | 2021-12-21 | 2012-05-11 | PHOROSCOFE
0190-020-214 | 63924 | 0190-MLK-FNP-L10-RWKTTS01 | PM03 | 307 | 13W Milks TTS Inspection/Retightening | Tilting Station Rework Rebagging Line10 | C | 0190E007 | 2021-12-21 | 2012-05-11 | PHOROSCOFE
0190-020-214 | 63924 | 0190-MLK-FNP-L10-TILTST01 | PM03 | 307 | 13W Milks TTS Inspection/Retightening | Tilting Station Line 10 | C | 0190E007 | 2021-12-21 | 2012-05-11 | PHOROSCOFE
0190-020-214 | 63924 | 0190-MLK-FNP-L11-TILTST01 | PM03 | 307 | 13W Milks TTS Inspection/Retightening | Tote Refilling Station Bulk Filling # 1 | B | 0190E007 | 2021-12-21 | 2012-05-11 | PHOROSCOFE
0190-020-214 | 63924 | 0190-MLK-FNP-L11-TILTST02 | PM03 | 307 | 13W Milks TTS Inspection/Retightening | Tote Refilling Station Bulk Filling # 2 | B | 0190E007 | 2021-12-21 | 2012-05-11 | PHOROSCOFE
0190-020-214 | 63924 | 0190-MLK-FNP-L14-TILTST02 | PM03 | 307 | 13W Milks TTS Inspection/Retightening | Tilting Station Line 14A | C | 0190E007 | 2021-12-21 | 2012-05-11 | PHOROSCOFE
0190-020-214 | 63924 | 0190-MLK-FNP-L14-TILTST03 | PM03 | 307 | 13W Milks TTS Inspection/Retightening | Tilting Station Line 14B | C | 0190E007 | 2021-12-21 | 2012-05-11 | PHOROSCOFE
0190-020-214 | 63924 | 0190-MLK-FNP-L15-TILTST01 | PM03 | 307 | 13W Milks TTS Inspection/Retightening | Tilting Station Line 15A | C | 0190E007 | 2021-12-21 | 2012-05-11 | PHOROSCOFE
0190-020-214 | 63924 | 0190-MLK-FNP-L15-TILTST02 | PM03 | 307 | 13W Milks TTS Inspection/Retightening | Tilting Station Line 15B | C | 0190E007 | 2021-12-21 | 2014-02-17 | PHOROSCOFE
0190-020-214 | 63924 | 0190-MLK-FNP-L16-TILTST02 | PM03 | 307 | 13W Milks TTS Inspection/Retightening | Tilting Station Line 16 | C | 0190E007 | 2021-12-21 | 2014-02-17 | PHOROSCOFE
0190-020-214 | 63924 | 0190-MLK-FNP-L17-TILTST01 | PM03 | 307 | 13W Milks TTS Inspection/Retightening | Tilting Station Line 17A | C | 0190E007 | 2021-12-21 | 2014-02-17 | PHOROSCOFE
0190-020-213 | 63918 | 0190-MLK-FNP-COM-RTCHGR01 | PM03 | 307 | 1M RT Charger Cleaning/Inspection TTS | Milk TiltingStation ReachTruck Charger 1 | B | 0190E007 | 2014-10-11 | 2012-05-10 | PHOROSCOFE
0190-020-213 | 63918 | 0190-MLK-FNP-COM-RTCHGR02 | PM03 | 307 | 1M RT Charger Cleaning/Inspection TTS | Milk TiltingStation ReachTruck Charger 2 | B | 0190E007 | 2014-10-11 | 2013-11-20 | PHOROSCOFE
0190-020-212 | 62893 | 0190-MLK-FNP-WSF-FCLTIS01 | PM03 | 307 | 1W Machine Condition Check Milks F/P NCC | Milks FP Workshop Facilities | C | 0190E007 | 2015-04-21 | 2012-03-18 | PHOROSCOFE
0190-020-212 | 62893 | 0190-MLK-FNP-WSF-FCLTIS01 | PM03 | 307 | 1W Machine Condition Check Milks F/P EPO | Milks FP Workshop Facilities | C | 0190E007 | 2015-04-21 | 2012-03-18 | PHOROSCOFE
0190-020-212 | 62893 | 0190-MLK-FNP-WSF-FCLTIS01 | PM03 | 307 | 1W Machine Condition Check Milks F/P GFM | Milks FP Workshop Facilities | C | 0190E007 | 2015-04-21 | 2012-03-18 | PHOROSCOFE
0190-020-212 | 62893 | 0190-MLK-FNP-WSF-FCLTIS01 | PM03 | 307 | 1W Machine Condition Check Milks F/P FGV | Milks FP Workshop Facilities | C | 0190E007 | 2015-04-21 | 2012-03-18 | PHOROSCOFE
0190-020-212 | 62893 | 0190-MLK-FNP-WSF-FCLTIS01 | PM03 | 307 | 1W Machine Condition Check Milks F/P GCQ | Milks FP Workshop Facilities | C | 0190E007 | 2015-04-21 | 2012-03-18 | PHOROSCOFE
0190-020-212 | 62893 | 0190-MLK-FNP-WSF-FCLTIS01 | PM03 | 307 | 1W Machine Condition Check Milks F/P RCR | Milks FP Workshop Facilities | C | 0190E007 | 2015-04-21 | 2012-03-18 | PHOROSCOFE
0190-020-212 | 62893 | 0190-MLK-FNP-WSF-FCLTIS01 | PM03 | 307 | 1W Machine Condition Check Milks F/P ERB | Milks FP Workshop Facilities | C | 0190E007 | 2015-04-21 | 2012-03-18 | PHOROSCOFE
0190-020-212 | 62893 | 0190-MLK-FNP-WSF-FCLTIS01 | PM03 | 307 | 1W Machine Condition Check Milks FP CRAN | Milks FP Workshop Facilities | C | 0190E007 | 2015-04-21 | 2012-03-18 | PHOROSCOFE
0190-020-212 | 62893 | 0190-MLK-FNP-WSF-FCLTIS01 | PM03 | 307 | 1W Machine Condition Check Milks F/P RTE | Milks FP Workshop Facilities | C | 0190E007 | 2015-04-21 | 2012-03-18 | PHOROSCOFE
0190-020-212 | 62893 | 0190-MLK-FNP-WSF-FCLTIS01 | PM03 | 307 | 1W Machine Condition Check Milks F/P RCA | Milks FP Workshop Facilities | C | 0190E007 | 2015-04-21 | 2012-03-18 | PHOROSCOFE
0190-020-212 | 62893 | 0190-MLK-FNP-WSF-FCLTIS01 | PM03 | 307 | 1W Machine Condition Check Milks F/P JRR | Milks FP Workshop Facilities | C | 0190E007 | 2015-04-21 | 2012-03-18 | PHOROSCOFE
0190-020-212 | 62893 | 0190-MLK-FNP-WSF-FCLTIS01 | PM03 | 307 | 1W Machine Condition Check Milks F/P OPP | Milks FP Workshop Facilities | C | 0190E007 | 2015-04-21 | 2012-03-18 | PHOROSCOFE
0190-020-212 | 62893 | 0190-MLK-FNP-WSF-FCLTIS01 | PM03 | 307 | 1W Machine Condition Check Milks F/P MTE | Milks FP Workshop Facilities | C | 0190E007 | 2015-04-21 | 2012-05-16 | PHOROSCOFE
0190-020-212 | 62893 | 0190-MLK-FNP-WSF-FCLTIS01 | PM03 | 307 | 1W Machine Condition Check Milks F/P RBP | Milks FP Workshop Facilities | C | 0190E007 | 2015-04-21 | 2012-05-16 | PHOROSCOFE
0190-020-212 | 62893 | 0190-MLK-FNP-WSF-FCLTIS01 | PM03 | 307 | 1W Machine Condition Check Milks FP ERBY | Milks FP Workshop Facilities | C | 0190E007 | 2015-04-21 | 2013-02-11 | PHOROSCOFE
0190-020-212 | 62893 | 0190-MLK-FNP-WSF-FCLTIS01 | PM03 | 307 | 1W Machine Condition Check Milks F/P JBB | Milks FP Workshop Facilities | C | 0190E007 | 2015-04-21 | 2013-09-16 | PHOROSCOFE
0190-020-212 | 62893 | 0190-MLK-FNP-WSF-FCLTIS01 | PM03 | 307 | 1W Machine Condition Check Milks FP CRBB | Milks FP Workshop Facilities | C | 0190E007 | 2015-04-21 | 2013-09-16 | PHOROSCOFE
0190-020-212 | 62893 | 0190-MLK-FNP-WSF-FCLTIS01 | PM03 | 307 | 1W Machine Condition Check Milks F/P JMV | Milks FP Workshop Facilities | C | 0190E007 | 2015-04-21 | 2013-09-16 | PHOROSCOFE
0190-020-211 | 62275 | 0190-MLK-FNP-COM-ROBPAL01 | PM03 | 307 | 4W KUKA Gripper Retigthening & Lub'n | KUKA Robot Palletizer Line 1, 2 & 3 | A | 0190E007 | 2020-01-03 | 2012-02-06 | PHOROSCOFE
0190-020-210 | 62208 | 0190-MLK-FNP-SCW-STWRAP03 | PM03 | 305 | 104W Stretch Wrapping Machine Servicing | Milks Stretch Carton Wrapper No 3 | C | 0190E007 | 2021-08-15 | 2013-10-02 | PHOROSCOFE
0190-020-209 | 61113 | 0190-MLK-FNP-L01-DVDCVY01 | PM03 | 307 | 22W Inspectn/Retighten/Lub'n Divider CVY | LM Divider Conveyor Line 1 AB (A-1) | B | 0190E007 | 2016-03-02 | 2011-12-14 | PHCABIOPE
0190-020-209 | 61113 | 0190-MLK-FNP-L01-DVDCVY02 | PM03 | 307 | 22W Inspectn/Retighten/Lub'n Divider CVY | LM Divider Conveyor Line 1 CD (A-2) | B | 0190E007 | 2016-03-02 | 2011-12-14 | PHCABIOPE
0190-020-209 | 61113 | 0190-MLK-FNP-L02-DVDCVY01 | PM03 | 307 | 22W Inspectn/Retighten/Lub'n Divider CVY | LM Divider Conveyor Line 2 AB (B-1) | B | 0190E007 | 2016-03-02 | 2011-12-14 | PHCABIOPE
0190-020-209 | 61113 | 0190-MLK-FNP-L02-DVDCVY02 | PM03 | 307 | 22W Inspectn/Retighten/Lub'n Divider CVY | LM Divider Conveyor Line 2 CD (B-2) | B | 0190E007 | 2016-03-02 | 2011-12-14 | PHCABIOPE
0190-020-209 | 61113 | 0190-MLK-FNP-L14-DVDCVY01 | PM03 | 307 | 22W Inspectn/Retighten/Lub'n Divider CVY | LM Divider Conveyor Line 14 AB (A-1) | B | 0190E007 | 2016-03-02 | 2014-09-15 | PHCABIOPE
0190-020-209 | 61113 | 0190-MLK-FNP-L14-DVDCVY02 | PM03 | 307 | 22W Inspectn/Retighten/Lub'n Divider CVY | LM Divider Conveyor Line 14 CD (A-2) | B | 0190E007 | 2016-03-02 | 2014-09-15 | PHCABIOPE
0190-020-209 | 61113 | 0190-MLK-FNP-L15-DVDCVY01 | PM03 | 307 | 22W Inspectn/Retighten/Lub'n Divider CVY | LM Divider Conveyor Line 15 AB (A-1) | B | 0190E007 | 2016-03-02 | 2014-09-15 | PHCABIOPE
0190-020-209 | 61113 | 0190-MLK-FNP-L15-DVDCVY02 | PM03 | 307 | 22W Inspectn/Retighten/Lub'n Divider CVY | LM Divider Conveyor Line 15 CD (A-2) | B | 0190E007 | 2016-03-02 | 2014-09-15 | PHCABIOPE
0190-020-209 | 61113 | 0190-MLK-FNP-L16-DVDCVY01 | PM03 | 307 | 22W Inspectn/Retighten/Lub'n Divider CVY | LM Divider Conveyor Line 16AB | B | 0190E007 | 2016-07-07 | 2014-09-15 | PHOROSCOFE
0190-020-208 | 61112 | 0190-MLK-FNP-L01-DVDCVY01 | PM03 | 307 | 13W Inspection/Lub'n/Cleanng Divider CVY | LM Divider Conveyor Line 1 AB (A-1) | B | 0190E007 | 2016-03-02 | 2011-12-14 | PHCABIOPE
0190-020-208 | 61112 | 0190-MLK-FNP-L01-DVDCVY02 | PM03 | 307 | 13W Inspection/Lub'n/Cleanng Divider CVY | LM Divider Conveyor Line 1 CD (A-2) | B | 0190E007 | 2016-03-02 | 2011-12-14 | PHCABIOPE
0190-020-208 | 61112 | 0190-MLK-FNP-L02-DVDCVY01 | PM03 | 307 | 13W Inspection/Lub'n/Cleanng Divider CVY | LM Divider Conveyor Line 2 AB (B-1) | B | 0190E007 | 2016-03-02 | 2011-12-14 | PHCABIOPE
0190-020-208 | 61112 | 0190-MLK-FNP-L02-DVDCVY02 | PM03 | 307 | 13W Inspection/Lub'n/Cleanng Divider CVY | LM Divider Conveyor Line 2 CD (B-2) | B | 0190E007 | 2016-03-02 | 2011-12-14 | PHCABIOPE
0190-020-208 | 61112 | 0190-MLK-FNP-L14-DVDCVY01 | PM03 | 307 | 13W Inspection/Lub'n/Cleanng Divider CVY | LM Divider Conveyor Line 14 AB (A-1) | B | 0190E007 | 2016-03-02 | 2013-09-04 | PHCABIOPE
0190-020-208 | 61112 | 0190-MLK-FNP-L14-DVDCVY02 | PM03 | 307 | 13W Inspection/Lub'n/Cleanng Divider CVY | LM Divider Conveyor Line 14 CD (A-2) | B | 0190E007 | 2016-03-02 | 2013-09-04 | PHCABIOPE
0190-020-208 | 61112 | 0190-MLK-FNP-L15-DVDCVY01 | PM03 | 307 | 13W Inspection/Lub'n/Cleanng Divider CVY | LM Divider Conveyor Line 15 AB (A-1) | B | 0190E007 | 2016-03-02 | 2014-09-15 | PHCABIOPE
0190-020-208 | 61112 | 0190-MLK-FNP-L15-DVDCVY02 | PM03 | 307 | 13W Inspection/Lub'n/Cleanng Divider CVY | LM Divider Conveyor Line 15 CD (A-2) | B | 0190E007 | 2016-03-02 | 2014-09-15 | PHCABIOPE
0190-020-208 | 61112 | 0190-MLK-FNP-L16-DVDCVY01 | PM03 | 307 | 13W Inspection/Lub'n/Cleanng Divider CVY | LM Divider Conveyor Line 16AB | B | 0190E007 | 2016-03-02 | 2014-09-15 | PHCABIOPE
0190-020-207 | 61111 | 0190-MLK-FNP-L01-DVDCVY01 | PM03 | 307 | 4W Inspection/Retightn/Lub'n Divider CVY | LM Divider Conveyor Line 1 AB (A-1) | B | 0190E007 | 2019-01-25 | 2011-12-14 | PHOROSCOFE
0190-020-207 | 61111 | 0190-MLK-FNP-L01-DVDCVY02 | PM03 | 307 | 4W Inspection/Retightn/Lub'n Divider CVY | LM Divider Conveyor Line 1 CD (A-2) | B | 0190E007 | 2019-01-25 | 2011-12-14 | PHOROSCOFE
0190-020-207 | 61111 | 0190-MLK-FNP-L02-DVDCVY01 | PM03 | 307 | 4W Inspection/Retightn/Lub'n Divider CVY | LM Divider Conveyor Line 2 AB (B-1) | B | 0190E007 | 2019-01-25 | 2011-12-14 | PHOROSCOFE
0190-020-207 | 61111 | 0190-MLK-FNP-L02-DVDCVY02 | PM03 | 307 | 4W Inspection/Retightn/Lub'n Divider CVY | LM Divider Conveyor Line 2 CD (B-2) | B | 0190E007 | 2019-01-25 | 2011-12-14 | PHOROSCOFE
0190-020-207 | 61111 | 0190-MLK-FNP-L15-DVDCVY01 | PM03 | 307 | 4W Inspection/Retightn/Lub'n Divider CVY | LM Divider Conveyor Line 15 AB (A-1) | B | 0190E007 | 2019-01-25 | 2014-09-15 | PHOROSCOFE
0190-020-207 | 61111 | 0190-MLK-FNP-L15-DVDCVY02 | PM03 | 307 | 4W Inspection/Retightn/Lub'n Divider CVY | LM Divider Conveyor Line 15 CD (A-2) | B | 0190E007 | 2019-01-25 | 2014-09-15 | PHOROSCOFE
0190-020-207 | 61111 | 0190-MLK-FNP-L16-DVDCVY01 | PM03 | 307 | 4W Inspection/Retightn/Lub'n Divider CVY | LM Divider Conveyor Line 16AB | B | 0190E007 | 2019-01-25 | 2014-09-15 | PHOROSCOFE
0190-020-206 | 61110 | 0190-MLK-FNP-L01-DVDCVY01 | PM03 | 307 | 1W Cleaning/Inspection/Lub'n Divider CVY | LM Divider Conveyor Line 1 AB (A-1) | B | 0190E007 | 2014-07-03 | 2011-12-14 | PHOROSCOFE
0190-020-206 | 61110 | 0190-MLK-FNP-L01-DVDCVY02 | PM03 | 307 | 1W Cleaning/Inspection/Lub'n Divider CVY | LM Divider Conveyor Line 1 CD (A-2) | B | 0190E007 | 2014-07-03 | 2011-12-14 | PHOROSCOFE
0190-020-206 | 61110 | 0190-MLK-FNP-L02-DVDCVY01 | PM03 | 307 | 1W Cleaning/Inspection/Lub'n Divider CVY | LM Divider Conveyor Line 2 AB (B-1) | B | 0190E007 | 2014-07-03 | 2011-12-14 | PHOROSCOFE
0190-020-206 | 61110 | 0190-MLK-FNP-L02-DVDCVY02 | PM03 | 307 | 1W Cleaning/Inspection/Lub'n Divider CVY | LM Divider Conveyor Line 2 CD (B-2) | B | 0190E007 | 2014-07-03 | 2011-12-14 | PHOROSCOFE
0190-020-206 | 61110 | 0190-MLK-FNP-L14-DVDCVY01 | PM03 | 307 | 1W Cleaning/Inspection/Lub'n Divider CVY | LM Divider Conveyor Line 14 AB (A-1) | B | 0190E007 | 2014-07-03 | 2013-09-09 | PHOROSCOFE
0190-020-206 | 61110 | 0190-MLK-FNP-L14-DVDCVY02 | PM03 | 307 | 1W Cleaning/Inspection/Lub'n Divider CVY | LM Divider Conveyor Line 14 CD (A-2) | B | 0190E007 | 2014-07-03 | 2013-09-09 | PHOROSCOFE
0190-020-205 | 61057 | 0190-MLK-FNP-L06-FTMSLV01 | PM03 | 307 | 22W Inspectn/Retighten/Lub'n Sleever L6 | PRODEC Fitment Sleever Line 6 | B | 0190E007 | 2019-03-01 | 2013-08-08 | PHOROSCOFE
0190-020-204 | 61056 | 0190-MLK-FNP-L06-FTMSLV01 | PM03 | 307 | 8W Inspection/Cleaning &Lub'n Sleever L6 | PRODEC Fitment Sleever Line 6 | B | 0190E007 | 2021-05-21 | 2013-08-08 | PHOROSCOFE
0190-020-203 | 61055 | 0190-MLK-FNP-L06-FTMSLV01 | PM03 | 307 | 26W Inspectn/Retighten/Lub'n Sleever L6 | PRODEC Fitment Sleever Line 6 | B | 0190E007 | 2021-05-21 | 2013-08-08 | PHOROSCOFE
0190-020-202 | 61054 | 0190-MLK-FNP-L06-FTMSLV01 | PM03 | 307 | 1W Cleaning/Inspection/Lub'n Sleever L1 | PRODEC Fitment Sleever Line 6 | B | 0190E007 | 2014-07-03 | 2013-08-08 | PHOROSCOFE
0190-020-202 | 61054 | 0190-WST-FNP-L01-FTMSLV01 | PM03 | 307 | 1W Cleaning/Inspection/Lub'n Sleever L1 | PRODEC Fitment Sleever Line 1 | B | 0190E007 | 2014-07-03 | 2011-12-14 | PHOROSCOFE
0190-020-201 | 61052 | 0190-MLK-FNP-L01-CSERTR01 | PM03 | 307 | 4W Inspection/Retightn/Lub'n CaseErector | LANTECH Case Erector Line 1 & 2 | B | 0190E007 | 2020-01-03 | 2011-12-14 | PHOROSCOFE
0190-020-201 | 61052 | 0190-MLK-FNP-L06-CSERTR01 | PM03 | 307 | 4W Inspection/Retightn/Lub'n CaseErector | LANTECH Case Erector Line 6 | B | 0190E007 | 2020-01-03 | 2013-08-08 | PHOROSCOFE
0190-020-200 | 61051 | 0190-MLK-FNP-L01-CSERTR01 | PM03 | 307 | 1W Cleaning/Inspection/Lub'n Erector L1 | LANTECH Case Erector Line 1 & 2 | B | 0190E007 | 2014-07-03 | 2011-12-14 | PHOROSCOFE
0190-020-200 | 61051 | 0190-MLK-FNP-L06-CSERTR01 | PM03 | 307 | 1W Cleaning/Inspection/Lub'n Erector L1 | LANTECH Case Erector Line 6 | B | 0190E007 | 2014-07-03 | 2013-08-08 | PHOROSCOFE
0190-020-200 | 61051 | 0190-MLK-FNP-L14-CSERTR01 | PM03 | 307 | 1W Cleaning/Inspection/Lub'n Erector L1 | LANTECH Case Erector Line 14&15 | B | 0190E007 | 2014-07-03 | 2013-08-08 | PHOROSCOFE
0190-020-199 | 60825 | 0190-MLK-FNP-L01-CSFILR01 | PM03 | 305 | 52W Replcement of Main Belt Pick & Place | PRODEC Case Filler Line 1 AB (A-1) | B | 0190E007 | 2021-03-19 | 2011-12-14 | PHILAGANAN
0190-020-199 | 60825 | 0190-MLK-FNP-L01-CSFILR02 | PM03 | 305 | 52W Replcement of Main Belt Pick & Place | PRODEC Case Filler Line 1 CD (A-2) | B | 0190E007 | 2021-03-19 | 2011-12-14 | PHILAGANAN
0190-020-199 | 60825 | 0190-MLK-FNP-L02-CSFILR01 | PM03 | 305 | 52W Replcement of Main Belt Pick & Place | PRODEC Case Filler Line 2 AB (B-1) | B | 0190E007 | 2021-03-19 | 2011-12-14 | PHILAGANAN
0190-020-199 | 60825 | 0190-MLK-FNP-L02-CSFILR02 | PM03 | 305 | 52W Replcement of Main Belt Pick & Place | PRODEC Case Filler Line 2 CD (B-2) | B | 0190E007 | 2021-03-19 | 2011-12-14 | PHILAGANAN
0190-020-199 | 60825 | 0190-MLK-FNP-L06-CSFILR01 | PM03 | 307 | 52W Replcement of Main Belt Pick & Place | PRODEC Case Filler Line 6 | B | 0190E007 | 2021-03-19 | 2013-08-08 | PHILAGANAN
0190-020-199 | 60825 | 0190-MLK-FNP-L14-CSFILR01 | PM03 | 307 | 52W Replcement of Main Belt Pick & Place | PRODEC Case Filler Line 14 AB | B | 0190E007 | 2021-03-19 | 2013-08-08 | PHILAGANAN
0190-020-199 | 60825 | 0190-MLK-FNP-L14-CSFILR02 | PM03 | 307 | 52W Replcement of Main Belt Pick & Place | PRODEC Case Filler Line 14 CD | B | 0190E007 | 2021-03-19 | 2013-08-08 | PHILAGANAN
0190-020-198 | 60824 | 0190-MLK-FNP-L01-CSFILR01 | PM03 | 307 | 22W Inspection/Retight/Lub'n DeltaCaser | PRODEC Case Filler Line 1 AB (A-1) | B | 0190E007 | 2019-03-01 | 2011-12-14 | PHOROSCOFE
0190-020-198 | 60824 | 0190-MLK-FNP-L01-CSFILR02 | PM03 | 307 | 22W Inspection/Retight/Lub'n DeltaCaser | PRODEC Case Filler Line 1 CD (A-2) | B | 0190E007 | 2019-03-01 | 2011-12-14 | PHOROSCOFE
0190-020-198 | 60824 | 0190-MLK-FNP-L02-CSFILR01 | PM03 | 307 | 22W Inspection/Retight/Lub'n DeltaCaser | PRODEC Case Filler Line 2 AB (B-1) | B | 0190E007 | 2019-03-01 | 2011-12-14 | PHOROSCOFE
0190-020-198 | 60824 | 0190-MLK-FNP-L02-CSFILR02 | PM03 | 307 | 22W Inspection/Retight/Lub'n DeltaCaser | PRODEC Case Filler Line 2 CD (B-2) | B | 0190E007 | 2019-03-01 | 2011-12-14 | PHOROSCOFE
0190-020-198 | 60824 | 0190-MLK-FNP-L06-CSFILR01 | PM03 | 307 | 22W Inspection/Retight/Lub'n DeltaCaser | PRODEC Case Filler Line 6 | B | 0190E007 | 2019-03-01 | 2013-08-08 | PHOROSCOFE
0190-020-198 | 60824 | 0190-MLK-FNP-L14-CSFILR01 | PM03 | 307 | 22W Inspection/Retight/Lub'n DeltaCaser | PRODEC Case Filler Line 14 AB | B | 0190E007 | 2019-03-01 | 2013-08-08 | PHOROSCOFE
0190-020-198 | 60824 | 0190-MLK-FNP-L14-CSFILR02 | PM03 | 307 | 22W Inspection/Retight/Lub'n DeltaCaser | PRODEC Case Filler Line 14 CD | B | 0190E007 | 2019-03-01 | 2013-08-08 | PHOROSCOFE
0190-020-198 | 60824 | 0190-MLK-FNP-L15-CSFILR01 | PM03 | 307 | 22W Inspection/Retight/Lub'n DeltaCaser | PRODEC Case Filler Line 15 AB | B | 0190E007 | 2019-03-01 | 2014-09-15 | PHOROSCOFE
0190-020-198 | 60824 | 0190-MLK-FNP-L15-CSFILR02 | PM03 | 307 | 22W Inspection/Retight/Lub'n DeltaCaser | PRODEC Case Filler Line 15 CD | B | 0190E007 | 2019-03-01 | 2014-09-15 | PHOROSCOFE
0190-020-198 | 60824 | 0190-MLK-FNP-L16-CSFILR01 | PM03 | 307 | 22W Inspection/Retight/Lub'n DeltaCaser | PRODEC Case Filler Line 16AB | B | 0190E007 | 2019-03-01 | 2014-09-15 | PHOROSCOFE
0190-020-197 | 60822 | 0190-MLK-FNP-L01-CSFILR01 | PM03 | 307 | 8W Cleaning/Inspection/Lub'n Delta Caser | PRODEC Case Filler Line 1 AB (A-1) | B | 0190E007 | 2019-03-01 | 2011-12-14 | PHOROSCOFE
0190-020-197 | 60822 | 0190-MLK-FNP-L01-CSFILR02 | PM03 | 307 | 8W Cleaning/Inspection/Lub'n Delta Caser | PRODEC Case Filler Line 1 CD (A-2) | B | 0190E007 | 2019-03-01 | 2011-12-14 | PHOROSCOFE
0190-020-197 | 60822 | 0190-MLK-FNP-L02-CSFILR01 | PM03 | 307 | 8W Cleaning/Inspection/Lub'n Delta Caser | PRODEC Case Filler Line 2 AB (B-1) | B | 0190E007 | 2019-03-01 | 2011-12-14 | PHOROSCOFE
0190-020-197 | 60822 | 0190-MLK-FNP-L02-CSFILR02 | PM03 | 307 | 8W Cleaning/Inspection/Lub'n Delta Caser | PRODEC Case Filler Line 2 CD (B-2) | B | 0190E007 | 2019-03-01 | 2011-12-14 | PHOROSCOFE
0190-020-197 | 60822 | 0190-MLK-FNP-L06-CSFILR01 | PM03 | 307 | 8W Cleaning/Inspection/Lub'n Delta Caser | PRODEC Case Filler Line 6 | B | 0190E007 | 2019-03-01 | 2013-08-08 | PHOROSCOFE
0190-020-197 | 60822 | 0190-MLK-FNP-L14-CSFILR01 | PM03 | 307 | 8W Cleaning/Inspection/Lub'n Delta Caser | PRODEC Case Filler Line 14 AB | B | 0190E007 | 2019-03-01 | 2013-08-08 | PHOROSCOFE
0190-020-197 | 60822 | 0190-MLK-FNP-L14-CSFILR02 | PM03 | 307 | 8W Cleaning/Inspection/Lub'n Delta Caser | PRODEC Case Filler Line 14 CD | B | 0190E007 | 2019-03-01 | 2013-08-08 | PHOROSCOFE
0190-020-197 | 60822 | 0190-MLK-FNP-L15-CSFILR01 | PM03 | 307 | 8W Cleaning/Inspection/Lub'n Delta Caser | PRODEC Case Filler Line 15 AB | B | 0190E007 | 2019-03-01 | 2014-09-15 | PHOROSCOFE
0190-020-197 | 60822 | 0190-MLK-FNP-L15-CSFILR02 | PM03 | 307 | 8W Cleaning/Inspection/Lub'n Delta Caser | PRODEC Case Filler Line 15 CD | B | 0190E007 | 2019-03-01 | 2014-09-15 | PHOROSCOFE
0190-020-197 | 60822 | 0190-MLK-FNP-L16-CSFILR01 | PM03 | 307 | 8W Cleaning/Inspection/Lub'n Delta Caser | PRODEC Case Filler Line 16AB | B | 0190E007 | 2019-03-01 | 2014-09-15 | PHOROSCOFE
0190-020-196 | 60821 | 0190-MLK-FNP-L01-CSFILR01 | PM03 | 307 | 4W Inspection/Retighten/Lub'n DeltaCaser | PRODEC Case Filler Line 1 AB (A-1) | B | 0190E007 | 2020-04-17 | 2011-12-14 | PHOROSCOFE
0190-020-196 | 60821 | 0190-MLK-FNP-L01-CSFILR02 | PM03 | 307 | 4W Inspection/Retighten/Lub'n DeltaCaser | PRODEC Case Filler Line 1 CD (A-2) | B | 0190E007 | 2020-04-17 | 2011-12-14 | PHOROSCOFE
0190-020-196 | 60821 | 0190-MLK-FNP-L02-CSFILR01 | PM03 | 307 | 4W Inspection/Retighten/Lub'n DeltaCaser | PRODEC Case Filler Line 2 AB (B-1) | B | 0190E007 | 2020-04-17 | 2011-12-14 | PHOROSCOFE
0190-020-196 | 60821 | 0190-MLK-FNP-L02-CSFILR02 | PM03 | 307 | 4W Inspection/Retighten/Lub'n DeltaCaser | PRODEC Case Filler Line 2 CD (B-2) | B | 0190E007 | 2020-04-17 | 2011-12-14 | PHOROSCOFE
0190-020-196 | 60821 | 0190-MLK-FNP-L06-CSFILR01 | PM03 | 307 | 4W Inspection/Retighten/Lub'n DeltaCaser | PRODEC Case Filler Line 6 | B | 0190E007 | 2020-04-17 | 2013-08-08 | PHOROSCOFE
0190-020-196 | 60821 | 0190-MLK-FNP-L15-CSFILR01 | PM03 | 307 | 4W Inspection/Retighten/Lub'n DeltaCaser | PRODEC Case Filler Line 15 AB | B | 0190E007 | 2020-04-17 | 2014-09-15 | PHOROSCOFE
0190-020-196 | 60821 | 0190-MLK-FNP-L15-CSFILR02 | PM03 | 307 | 4W Inspection/Retighten/Lub'n DeltaCaser | PRODEC Case Filler Line 15 CD | B | 0190E007 | 2020-04-17 | 2014-09-15 | PHOROSCOFE
0190-020-196 | 60821 | 0190-MLK-FNP-L16-CSFILR01 | PM03 | 307 | 4W Inspection/Retighten/Lub'n DeltaCaser | PRODEC Case Filler Line 16AB | B | 0190E007 | 2020-04-17 | 2014-09-15 | PHOROSCOFE
0190-020-195 | 60820 | 0190-MLK-FNP-L01-CSFILR01 | PM03 | 307 | 1W Cleaning/Inspection/Lub'n Delta Caser | PRODEC Case Filler Line 1 AB (A-1) | B | 0190E007 | 2014-07-03 | 2011-12-14 | PHOROSCOFE
0190-020-195 | 60820 | 0190-MLK-FNP-L01-CSFILR02 | PM03 | 307 | 1W Cleaning/Inspection/Lub'n Delta Caser | PRODEC Case Filler Line 1 CD (A-2) | B | 0190E007 | 2014-07-03 | 2011-12-14 | PHOROSCOFE
0190-020-195 | 60820 | 0190-MLK-FNP-L02-CSFILR01 | PM03 | 307 | 1W Cleaning/Inspection/Lub'n Delta Caser | PRODEC Case Filler Line 2 AB (B-1) | B | 0190E007 | 2014-07-03 | 2011-12-14 | PHOROSCOFE
0190-020-195 | 60820 | 0190-MLK-FNP-L02-CSFILR02 | PM03 | 307 | 1W Cleaning/Inspection/Lub'n Delta Caser | PRODEC Case Filler Line 2 CD (B-2) | B | 0190E007 | 2014-07-03 | 2011-12-14 | PHOROSCOFE
0190-020-195 | 60820 | 0190-MLK-FNP-L06-CSFILR01 | PM03 | 307 | 1W Cleaning/Inspection/Lub'n Delta Caser | PRODEC Case Filler Line 6 | B | 0190E007 | 2014-07-03 | 2013-08-08 | PHOROSCOFE
0190-020-195 | 60820 | 0190-MLK-FNP-L14-CSFILR01 | PM03 | 307 | 1W Cleaning/Inspection/Lub'n Delta Caser | PRODEC Case Filler Line 14 AB | B | 0190E007 | 2014-07-03 | 2013-08-08 | PHOROSCOFE
0190-020-195 | 60820 | 0190-MLK-FNP-L14-CSFILR02 | PM03 | 307 | 1W Cleaning/Inspection/Lub'n Delta Caser | PRODEC Case Filler Line 14 CD | B | 0190E007 | 2014-07-03 | 2013-08-08 | PHOROSCOFE
0190-020-194 | 60647 | 0190-MLK-FNP-WSF-FCLTIS01 | PM03 | 307 | 3M Tools Cleaning & Inspection NCC | Milks FP Workshop Facilities | C | 0190E007 | 2016-08-12 | 2011-11-28 | PHCABIOPE
0190-020-194 | 60647 | 0190-MLK-FNP-WSF-FCLTIS01 | PM03 | 307 | 3M Tools Cleaning & Inspection GCQ | Milks FP Workshop Facilities | C | 0190E007 | 2016-08-12 | 2012-03-18 | PHCABIOPE
0190-020-194 | 60647 | 0190-MLK-FNP-WSF-FCLTIS01 | PM03 | 307 | 3M Tools Cleaning & Inspection FGV | Milks FP Workshop Facilities | C | 0190E007 | 2016-08-12 | 2012-03-18 | PHCABIOPE
0190-020-194 | 60647 | 0190-MLK-FNP-WSF-FCLTIS01 | PM03 | 307 | 3M Tools Cleaning & Inspection EPO | Milks FP Workshop Facilities | C | 0190E007 | 2016-08-12 | 2012-03-18 | PHCABIOPE
0190-020-194 | 60647 | 0190-MLK-FNP-WSF-FCLTIS01 | PM03 | 307 | 3M Tools Cleaning & Inspection GFM | Milks FP Workshop Facilities | C | 0190E007 | 2016-08-12 | 2012-03-18 | PHCABIOPE
0190-020-194 | 60647 | 0190-MLK-FNP-WSF-FCLTIS01 | PM03 | 307 | 3M Tools Cleaning & Inspection RCR | Milks FP Workshop Facilities | C | 0190E008 | 2016-08-12 | 2012-03-18 | PHCABIOPE
0190-020-194 | 60647 | 0190-MLK-FNP-WSF-FCLTIS01 | PM03 | 307 | 3M Tools Cleaning & Inspection ERB | Milks FP Workshop Facilities | C | 0190E008 | 2016-08-12 | 2012-03-18 | PHCABIOPE
0190-020-194 | 60647 | 0190-MLK-FNP-WSF-FCLTIS01 | PM03 | 307 | 3M Tools Cleaning & Inspection CRAN | Milks FP Workshop Facilities | C | 0190E008 | 2016-08-12 | 2012-03-18 | PHCABIOPE
0190-020-194 | 60647 | 0190-MLK-FNP-WSF-FCLTIS01 | PM03 | 307 | 3M Tools Cleaning & Inspection RTE | Milks FP Workshop Facilities | C | 0190E008 | 2016-08-12 | 2012-03-18 | PHCABIOPE
0190-020-194 | 60647 | 0190-MLK-FNP-WSF-FCLTIS01 | PM03 | 307 | 3M Tools Cleaning & Inspection RCA | Milks FP Workshop Facilities | C | 0190E008 | 2016-08-12 | 2012-03-18 | PHCABIOPE
0190-020-194 | 60647 | 0190-MLK-FNP-WSF-FCLTIS01 | PM03 | 307 | 3M Tools Cleaning & Inspection JRR | Milks FP Workshop Facilities | C | 0190E008 | 2016-08-12 | 2012-03-18 | PHCABIOPE
0190-020-194 | 60647 | 0190-MLK-FNP-WSF-FCLTIS01 | PM03 | 307 | 3M Tools Cleaning & Inspection OPP | Milks FP Workshop Facilities | C | 0190E008 | 2016-08-12 | 2012-03-18 | PHCABIOPE
0190-020-194 | 60647 | 0190-MLK-FNP-WSF-FCLTIS01 | PM03 | 307 | 3M Tools Cleaning & Inspection MTE | Milks FP Workshop Facilities | C | 0190E007 | 2016-08-12 | 2012-12-15 | PHCABIOPE
0190-020-194 | 60647 | 0190-MLK-FNP-WSF-FCLTIS01 | PM03 | 307 | 3M Tools Cleaning & Inspection RBP | Milks FP Workshop Facilities | C | 0190E007 | 2016-08-12 | 2012-12-15 | PHCABIOPE
0190-020-194 | 60647 | 0190-MLK-FNP-WSF-FCLTIS01 | PM03 | 307 | 3M Tools Cleaning & Inspection RABM | Milks FP Workshop Facilities | C | 0190E007 | 2016-08-12 | 2013-06-12 | PHCABIOPE
0190-020-194 | 60647 | 0190-MLK-FNP-WSF-FCLTIS01 | PM03 | 307 | 3M Tools Cleaning & Inspection ERBY | Milks FP Workshop Facilities | C | 0190E007 | 2016-08-12 | 2013-06-12 | PHCABIOPE
0190-020-194 | 60647 | 0190-MLK-FNP-WSF-FCLTIS01 | PM03 | 307 | 3M Tools Cleaning & Inspection JBB | Milks FP Workshop Facilities | C | 0190E007 | 2016-08-12 | 2014-05-19 | PHCABIOPE
0190-020-194 | 60647 | 0190-MLK-FNP-WSF-FCLTIS01 | PM03 | 307 | 3M Tools Cleaning & Inspection CRBB | Milks FP Workshop Facilities | C | 0190E007 | 2016-08-12 | 2014-05-19 | PHCABIOPE
0190-020-194 | 60647 | 0190-MLK-FNP-WSF-FCLTIS01 | PM03 | 307 | 3M Tools Cleaning & Inspection JMV | Milks FP Workshop Facilities | C | 0190E007 | 2016-08-12 | 2014-05-19 | PHCABIOPE
0190-020-193 | 56880 | 0190-WST-FNP-L05-FMTINS01 | PM03 | 307 | 2W L5 FITMENT Inserter Inspectn/Retightn | Fitment Inserter FUJI Machine Line 5 | A | 0190E007 | 2016-03-30 | 2011-11-05 | PHCABIOPE
0190-020-192 | 56879 | 0190-WST-FNP-L05-CSFRMR01 | PM03 | 307 | 2W L5 KDC Former Inspectn/Retight & Lubn | Case Former FUJI Encasing Machine Line 5 | A | 0190E007 | 2016-03-30 | 2011-11-05 | PHCABIOPE
0190-020-191 | 56878 | 0190-WST--FN--L0--AU2CSR01 | PM03 | 307 | 22W L5 AU2Caser Inspectn/Retighten/Lub'n | Auto Caser FUJI Machine Line 5 | A | 0190E007 | 2016-03-30 | 2011-11-05 | PHCABIOPE
0190-020-190 | 60173 | 0190-MLK-FNP-L11-POSGAS01 | PM03 | 307 | 4W Post Gassing Cleaning & Inspection | Bulk Filling Post-Gassing System Line 11 | A | 0190E008 | 2020-04-09 | 2011-10-25 | PHOROSCOFE
0190-020-190 | 60173 | 0190-MLK-FNP-L12-POSGAS01 | PM03 | 307 | 4W Post Gassing Cleaning & Inspection | Bulk Filling Post-Gassing System Line 12 | A | 0190E008 | 2020-04-09 | 2011-10-25 | PHOROSCOFE
0190-020-189 | 60172 | 0190-MLK-FNP-L11-GASHPR01 | PM03 | 307 | 1M Spinning Head Cleaning & Inspection | BF Gassing Hopper Line 11 | A | 0190E007 | 2015-01-27 | 2011-10-25 | PHOROSCOFE
0190-020-189 | 60172 | 0190-MLK-FNP-L12-GASHPR01 | PM03 | 307 | 1M Spinning Head Cleaning & Inspection | BF Gassing Hopper Line12 | A | 0190E007 | 2015-01-27 | 2011-10-25 | PHOROSCOFE
0190-020-188 | 59431 | 0190-MLK-FNP-L11-METDET03 | PM03 | 306 | 26W Metal Detector Validation L11 | LOMA Metal Detector Line 11 | A | 0190E008 | 2021-06-03 | 2017-02-08 | PHILAGANAN
0190-020-188 | 59431 | 0190-MLK-FNP-L12-METDET03 | PM03 | 306 | 26W Metal Detector Validation L12 | LOMA Metal Detector Line 12 | A | 0190E008 | 2021-06-03 | 2017-02-08 | PHILAGANAN
0190-020-187 | 58187 | 0190-MLK-FNP-COM-BLOWER01 | PM03 | 305 | 4W Blower Cleaning&Filter replacement | Milks Packing Area Blower No. 1 | C | 0190E007 | 2017-04-05 | 2011-06-15 | PHOROSCOFE
0190-020-187 | 58187 | 0190-MLK-FNP-COM-BLOWER02 | PM03 | 305 | 4W Blower Cleaning&Filter replacement | Milks Packing Area Blower No. 2 | C | 0190E007 | 2017-04-05 | 2011-06-15 | PHOROSCOFE
0190-020-187 | 58187 | 0190-MLK-FNP-COM-BLOWER03 | PM03 | 305 | 4W Blower Cleaning&Filter replacement | Milks Packing Area Blower No. 3 | C | 0190E007 | 2017-04-05 | 2011-06-15 | PHOROSCOFE
0190-020-187 | 58187 | 0190-MLK-FNP-COM-BLOWER04 | PM03 | 305 | 4W Blower Cleaning&Filter replacement | Milks Packing Area Blower No. 4 | C | 0190E007 | 2017-04-05 | 2011-06-15 | PHOROSCOFE
0190-020-187 | 58187 | 0190-MLK-FNP-COM-BLOWER05 | PM03 | 305 | 4W Blower Cleaning&Filter replacement | Milks Packing Area Blower No. 5 | C | 0190E007 | 2017-04-05 | 2011-06-15 | PHOROSCOFE
0190-020-187 | 58187 | 0190-MLK-FNP-COM-BLOWER06 | PM03 | 305 | 4W Blower Cleaning&Filter replacement | Milks Packing Area Blower No. 6 | C | 0190E007 | 2017-04-05 | 2011-06-15 | PHOROSCOFE
0190-020-187 | 58187 | 0190-MLK-FNP-COM-BLOWER07 | PM03 | 305 | 4W Blower Cleaning&Filter replacement | Milks Packing Area Blower No. 7 | C | 0190E007 | 2017-04-05 | 2011-06-15 | PHOROSCOFE
0190-020-187 | 58187 | 0190-MLK-FNP-COM-BLOWER08 | PM03 | 305 | 4W Blower Cleaning&Filter replacement | Milks Packing Area Blower No. 8 | C | 0190E007 | 2017-04-05 | 2011-06-15 | PHOROSCOFE
0190-020-186 | 58184 | 0190-MLK-FNP-COM-AUXPNL01 | PM03 | 307 | 13WKS Elect Panel Cleaning/Retigthening | Milks FP Mezzanine Auxiliary Panel | B | 0190E008 | 2021-12-21 | 2011-10-12 | PHOROSCOFE
0190-020-186 | 58184 | 0190-MLK-FNP-COM-LDPMLK01 | PM03 | 307 | 13WKS Elect Panel Cleaning/Retigthening | Milks FP Lighting Distribution Panel | B | 0190E008 | 2021-12-21 | 2011-10-12 | PHOROSCOFE
0190-020-186 | 58184 | 0190-MLK-FNP-COM-MDPMLK01 | PM03 | 307 | 13WKS Elect Panel Cleaning/Retigthening | Milks FP Main Distribution Panel | A | 0190E008 | 2021-12-21 | 2011-10-12 | PHOROSCOFE
0190-020-186 | 58184 | 0190-MLK-FNP-COM-ROBPAL01 | PM03 | 307 | 13WKS Elect Panel Cleaning/Retigthening | KUKA Robot Palletizer Line 1, 2 & 3 | A | 0190E008 | 2021-12-21 | 2011-06-15 | PHOROSCOFE
0190-020-186 | 58184 | 0190-MLK-FNP-L01-CSERTR01 | PM03 | 307 | 13WKS Elect Panel Cleaning/Retigthening | LANTECH Case Erector Line 1 & 2 | B | 0190E008 | 2021-12-21 | 2013-12-13 | PHOROSCOFE
0190-020-186 | 58184 | 0190-MLK-FNP-L01-CSFILR01 | PM03 | 307 | 13WKS Elect Panel Cleaning/Retigthening | PRODEC Case Filler Line 1 AB (A-1) | B | 0190E008 | 2021-12-21 | 2013-12-13 | PHOROSCOFE
0190-020-186 | 58184 | 0190-MLK-FNP-L01-CSFILR02 | PM03 | 307 | 13WKS Elect Panel Cleaning/Retigthening | PRODEC Case Filler Line 1 CD (A-2) | B | 0190E008 | 2021-12-21 | 2013-12-13 | PHOROSCOFE
0190-020-186 | 58184 | 0190-MLK-FNP-L01-DVDCVY01 | PM03 | 307 | 13WKS Elect Panel Cleaning/Retigthening | LM Divider Conveyor Line 1 AB (A-1) | B | 0190E008 | 2021-12-21 | 2013-12-13 | PHOROSCOFE
0190-020-186 | 58184 | 0190-MLK-FNP-L01-DVDCVY02 | PM03 | 307 | 13WKS Elect Panel Cleaning/Retigthening | LM Divider Conveyor Line 1 CD (A-2) | B | 0190E008 | 2021-12-21 | 2013-12-13 | PHOROSCOFE
0190-020-186 | 58184 | 0190-MLK-FNP-L01-FILLER01 | PM03 | 307 | 13WKS Elect Panel Cleaning/Retigthening | Filling Machine Wolf 1a Line 1 | A | 0190E008 | 2021-12-21 | 2011-06-15 | PHOROSCOFE
0190-020-186 | 58184 | 0190-MLK-FNP-L01-FILLER02 | PM03 | 307 | 13WKS Elect Panel Cleaning/Retigthening | Filling Machine Wolf 1b Line 1 | A | 0190E008 | 2021-12-21 | 2011-06-15 | PHOROSCOFE
0190-020-186 | 58184 | 0190-MLK-FNP-L01-FILLER03 | PM03 | 307 | 13WKS Elect Panel Cleaning/Retigthening | Filling Machine Wolf 1c Line 1 | A | 0190E008 | 2021-12-21 | 2011-06-15 | PHOROSCOFE
0190-020-186 | 58184 | 0190-MLK-FNP-L01-FILLER04 | PM03 | 307 | 13WKS Elect Panel Cleaning/Retigthening | Filling Machine Wolf 1d Line 1 | A | 0190E008 | 2021-12-21 | 2011-06-15 | PHOROSCOFE
0190-020-186 | 58184 | 0190-MLK-FNP-L01-INCCVY01 | PM03 | 307 | 13WKS Elect Panel Cleaning/Retigthening | Inclined Conveyor Before X-Ray Line 1AB | B | 0190E008 | 2021-12-21 | 2011-06-15 | PHOROSCOFE
0190-020-186 | 58184 | 0190-MLK-FNP-L01-INCCVY02 | PM03 | 307 | 13WKS Elect Panel Cleaning/Retigthening | Inclined Conveyor Before X-Ray Line 1CD | B | 0190E008 | 2021-12-21 | 2011-06-15 | PHOROSCOFE
0190-020-186 | 58184 | 0190-MLK-FNP-L01-PNLBRD01 | PM03 | 307 | 13WKS Elect Panel Cleaning/Retigthening | Line 1 Electrical Panel Board | C | 0190E008 | 2021-12-21 | 2011-06-15 | PHOROSCOFE
0190-020-186 | 58184 | 0190-MLK-FNP-L02-CSFILR01 | PM03 | 307 | 13WKS Elect Panel Cleaning/Retigthening | PRODEC Case Filler Line 2 AB (B-1) | B | 0190E008 | 2021-12-21 | 2013-12-13 | PHOROSCOFE
0190-020-186 | 58184 | 0190-MLK-FNP-L02-CSFILR02 | PM03 | 307 | 13WKS Elect Panel Cleaning/Retigthening | PRODEC Case Filler Line 2 CD (B-2) | B | 0190E008 | 2021-12-21 | 2013-12-13 | PHOROSCOFE
0190-020-186 | 58184 | 0190-MLK-FNP-L02-DVDCVY01 | PM03 | 307 | 13WKS Elect Panel Cleaning/Retigthening | LM Divider Conveyor Line 2 AB (B-1) | B | 0190E008 | 2021-12-21 | 2013-12-13 | PHOROSCOFE
0190-020-186 | 58184 | 0190-MLK-FNP-L02-DVDCVY02 | PM03 | 307 | 13WKS Elect Panel Cleaning/Retigthening | LM Divider Conveyor Line 2 CD (B-2) | B | 0190E008 | 2021-12-21 | 2013-12-13 | PHOROSCOFE
0190-020-186 | 58184 | 0190-MLK-FNP-L02-FILLER01 | PM03 | 307 | 13WKS Elect Panel Cleaning/Retigthening | Filling Machine Wolf 2a Line 2 | A | 0190E008 | 2021-12-21 | 2011-06-15 | PHOROSCOFE
0190-020-186 | 58184 | 0190-MLK-FNP-L02-FILLER02 | PM03 | 307 | 13WKS Elect Panel Cleaning/Retigthening | Filling Machine Wolf 2b Line 2 | A | 0190E008 | 2021-12-21 | 2011-06-15 | PHOROSCOFE
0190-020-186 | 58184 | 0190-MLK-FNP-L02-FILLER03 | PM03 | 307 | 13WKS Elect Panel Cleaning/Retigthening | Filling Machine Wolf 2c Line 2 | A | 0190E008 | 2021-12-21 | 2011-06-15 | PHOROSCOFE
0190-020-186 | 58184 | 0190-MLK-FNP-L02-FILLER04 | PM03 | 307 | 13WKS Elect Panel Cleaning/Retigthening | Filling Machine Wolf 2d Line 2 | A | 0190E008 | 2021-12-21 | 2011-06-15 | PHOROSCOFE
0190-020-186 | 58184 | 0190-MLK-FNP-L02-INCCVY01 | PM03 | 307 | 13WKS Elect Panel Cleaning/Retigthening | Inclined Conveyor Before X-Ray Line 2AB | B | 0190E008 | 2021-12-21 | 2011-06-15 | PHOROSCOFE
0190-020-186 | 58184 | 0190-MLK-FNP-L02-INCCVY02 | PM03 | 307 | 13WKS Elect Panel Cleaning/Retigthening | Inclined Conveyor Before X-Ray Line 2CD | B | 0190E008 | 2021-12-21 | 2011-06-15 | PHOROSCOFE
0190-020-186 | 58184 | 0190-MLK-FNP-L02-PNLBRD01 | PM03 | 307 | 13WKS Elect Panel Cleaning/Retigthening | Line 2 Electrical Panel Board | B | 0190E008 | 2021-12-21 | 2011-06-15 | PHOROSCOFE
0190-020-186 | 58184 | 0190-MLK-FNP-L03-FILLER03 | PM03 | 307 | 13WKS Elect Panel Cleaning/Retigthening | Filling Machine Rovema 3A Line 3 | A | 0190E008 | 2021-12-21 | 2011-06-15 | PHOROSCOFE
0190-020-186 | 58184 | 0190-MLK-FNP-L03-FILLER04 | PM03 | 307 | 13WKS Elect Panel Cleaning/Retigthening | Filling Machine Rovema 3B Line 3 | A | 0190E008 | 2021-12-21 | 2011-06-15 | PHOROSCOFE
0190-020-186 | 58184 | 0190-MLK-FNP-L03-PNLBRD01 | PM03 | 307 | 13WKS Elect Panel Cleaning/Retigthening | Line 3 Electrical Panel Board | C | 0190E008 | 2021-12-21 | 2011-06-15 | PHOROSCOFE
0190-020-186 | 58184 | 0190-MLK-FNP-L03-TILTST01 | PM03 | 307 | 13WKS Elect Panel Cleaning/Retigthening | Tilting Station Line 3 | C | 0190E008 | 2021-12-21 | 2011-06-15 | PHOROSCOFE
0190-020-186 | 58184 | 0190-MLK-FNP-L04-FILLER02 | PM03 | 307 | 13WKS Elect Panel Cleaning/Retigthening | Filling Machine 4A WOLF VCI180 Line 4 | A | 0190E008 | 2021-12-21 | 2011-06-15 | PHOROSCOFE
0190-020-186 | 58184 | 0190-MLK-FNP-L04-FILLER03 | PM03 | 307 | 13WKS Elect Panel Cleaning/Retigthening | Filling Machine 4B WOLF VCI180 Line 4 | A | 0190E008 | 2021-12-21 | 2011-06-15 | PHOROSCOFE
0190-020-186 | 58184 | 0190-MLK-FNP-L04-FILLER04 | PM03 | 307 | 13WKS Elect Panel Cleaning/Retigthening | Filling Machine 4C WOLF VCI180 Line 4 | A | 0190E008 | 2021-12-21 | 2011-06-15 | PHOROSCOFE
0190-020-186 | 58184 | 0190-MLK-FNP-L04-FILLER05 | PM03 | 307 | 13WKS Elect Panel Cleaning/Retigthening | Filling Machine 4D WOLF VCI180 Line 4 | A | 0190E008 | 2021-12-21 | 2011-06-15 | PHOROSCOFE
0190-020-186 | 58184 | 0190-MLK-FNP-L05-FILLER01 | PM03 | 307 | 13WKS Elect Panel Cleaning/Retigthening | Filling Machine Rovema 5a Line 5 | A | 0190E008 | 2021-12-21 | 2011-06-15 | PHOROSCOFE
0190-020-186 | 58184 | 0190-MLK-FNP-L05-FILLER02 | PM03 | 307 | 13WKS Elect Panel Cleaning/Retigthening | Filling Machine Rovema 5b Line 5 | A | 0190E008 | 2021-12-21 | 2011-06-15 | PHOROSCOFE
0190-020-186 | 58184 | 0190-MLK-FNP-L05-PNLBRD02 | PM03 | 307 | 13WKS Elect Panel Cleaning/Retigthening | Line 5 Electrical Panel Board | B | 0190E008 | 2021-12-21 | 2011-06-15 | PHOROSCOFE
0190-020-186 | 58184 | 0190-MLK-FNP-L05-TILTST01 | PM03 | 307 | 13WKS Elect Panel Cleaning/Retigthening | Tilting Station Line 5 | C | 0190E008 | 2021-12-21 | 2011-06-15 | PHOROSCOFE
0190-020-186 | 58184 | 0190-MLK-FNP-L06-FILLER01 | PM03 | 307 | 13WKS Elect Panel Cleaning/Retigthening | Filling Machine Rovema 6a Line 6 | A | 0190E008 | 2021-12-21 | 2011-06-15 | PHOROSCOFE
0190-020-186 | 58184 | 0190-MLK-FNP-L06-FILLER02 | PM03 | 307 | 13WKS Elect Panel Cleaning/Retigthening | Filling Machine Rovema 6b Line 6 | A | 0190E008 | 2021-12-21 | 2011-06-15 | PHOROSCOFE
0190-020-186 | 58184 | 0190-MLK-FNP-L06-PNLBRD01 | PM03 | 307 | 13WKS Elect Panel Cleaning/Retigthening | Line 6 Electrical Panel Board | C | 0190E008 | 2021-12-21 | 2011-06-15 | PHOROSCOFE
0190-020-186 | 58184 | 0190-MLK-FNP-L06-TILTST01 | PM03 | 307 | 13WKS Elect Panel Cleaning/Retigthening | Tilting Station Line 6a | C | 0190E008 | 2021-12-21 | 2011-06-15 | PHOROSCOFE
0190-020-186 | 58184 | 0190-MLK-FNP-L07-FILLER05 | PM03 | 307 | 13WKS Elect Panel Cleaning/Retigthening | Filling Machine ROVEMA BVC-260 Line 7A | A | 0190E008 | 2021-12-21 | 2011-06-15 | PHOROSCOFE
0190-020-186 | 58184 | 0190-MLK-FNP-L07-FILLER06 | PM03 | 307 | 13WKS Elect Panel Cleaning/Retigtheningg | Filling Machine ROVEMA BVC-260 Line 7B | A | 0190E008 | 2021-12-21 | 2011-06-15 | PHOROSCOFE
0190-020-186 | 58184 | 0190-MLK-FNP-L07-PNLBRD02 | PM03 | 307 | 13WKS Elect Panel Cleaning/Retigthening | Line 7 Electrical Panel Board | C | 0190E008 | 2021-12-21 | 2011-06-15 | PHOROSCOFE
0190-020-186 | 58184 | 0190-MLK-FNP-L07-TILTST02 | PM03 | 307 | 13WKS Elect Panel Cleaning/Retigthening | Tilting Station Line 7 | C | 0190E008 | 2021-12-21 | 2011-06-15 | PHOROSCOFE
0190-020-186 | 58184 | 0190-MLK-FNP-L08-FILLER03 | PM03 | 307 | 13WKS Elect Panel Cleaning/Retigthening | Filling Machine Rovema 8a Line 8 | A | 0190E008 | 2021-12-21 | 2011-06-15 | PHOROSCOFE
0190-020-186 | 58184 | 0190-MLK-FNP-L08-FILLER04 | PM03 | 307 | 13WKS Elect Panel Cleaning/Retigthening | Filling Machine Rovema 8b Line 8 | A | 0190E008 | 2021-12-21 | 2011-06-15 | PHOROSCOFE
0190-020-186 | 58184 | 0190-MLK-FNP-L08-PNLBRD02 | PM03 | 307 | 13WKS Elect Panel Cleaning/Retigthening | Line 8 Electrical Panel Board | C | 0190E008 | 2021-12-21 | 2011-06-15 | PHOROSCOFE
0190-020-186 | 58184 | 0190-MLK-FNP-L08-TILTST01 | PM03 | 307 | 13WKS Elect Panel Cleaning/Retigthening | Tilting Station Line 8 | C | 0190E008 | 2021-12-21 | 2011-06-15 | PHOROSCOFE
0190-020-186 | 58184 | 0190-MLK-FNP-L09-FILLER03 | PM03 | 307 | 13WKS Elect Panel Cleaning/Retigthening | Filling Machine Rovema 9a Line 9 | A | 0190E008 | 2021-12-21 | 2011-06-15 | PHOROSCOFE
0190-020-186 | 58184 | 0190-MLK-FNP-L09-FILLER04 | PM03 | 307 | 13WKS Elect Panel Cleaning/Retigthening | Filling Machine Rovema 9b Line 9 | A | 0190E008 | 2021-12-21 | 2011-06-15 | PHOROSCOFE
0190-020-186 | 58184 | 0190-MLK-FNP-L09-PNLBRD02 | PM03 | 307 | 13WKS Elect Panel Cleaning/Retigthening | Line 9 Electrical Panel Board | B | 0190E008 | 2021-12-21 | 2011-06-15 | PHOROSCOFE
0190-020-186 | 58184 | 0190-MLK-FNP-L09-TILTST01 | PM03 | 307 | 13WKS Elect Panel Cleaning/Retigthening | Tilting Station Line 9 | C | 0190E008 | 2021-12-21 | 2011-06-15 | PHOROSCOFE
0190-020-186 | 58184 | 0190-MLK-FNP-L10-FILLER05 | PM03 | 307 | 13WKS Elect Panel Cleaning/Retigthening | Filling Machine Wolf 10a Line 10 | A | 0190E008 | 2021-12-21 | 2011-06-15 | PHOROSCOFE
0190-020-186 | 58184 | 0190-MLK-FNP-L10-FILLER06 | PM03 | 307 | 13WKS Elect Panel Cleaning/Retigthening | Filling Machine Wolf 10b Line 10 | A | 0190E008 | 2021-12-21 | 2011-06-15 | PHOROSCOFE
0190-020-186 | 58184 | 0190-MLK-FNP-L10-PNLBRD02 | PM03 | 307 | 13WKS Elect Panel Cleaning/Retigthening | Line 10 Electrical Panel Board | C | 0190E008 | 2021-12-21 | 2011-06-15 | PHOROSCOFE
0190-020-186 | 58184 | 0190-MLK-FNP-L10-RWKTTS01 | PM03 | 307 | 13WKS Elect Panel Cleaning/Retigthening | Tilting Station Rework Rebagging Line10 | C | 0190E008 | 2021-12-21 | 2011-06-15 | PHOROSCOFE
0190-020-186 | 58184 | 0190-MLK-FNP-L10-TILTST01 | PM03 | 307 | 13WKS Elect Panel Cleaning/Retigthening | Tilting Station Line 10 | C | 0190E008 | 2021-12-21 | 2011-06-15 | PHOROSCOFE
0190-020-186 | 58184 | 0190-MLK-FNP-L11-PNLBRD01 | PM03 | 307 | 13WKS Elect Panel Cleaning/Retigthening | Line 11/ 12 & 14 Electrical Panel Board | C | 0190E008 | 2021-12-21 | 2011-06-15 | PHOROSCOFE
0190-020-186 | 58184 | 0190-MLK-FNP-L14-CSERTR01 | PM03 | 307 | 13WKS Elect Panel Cleaning/Retigthening | LANTECH Case Erector Line 14&15 | B | 0190E008 | 2021-12-21 | 2013-12-13 | PHOROSCOFE
0190-020-186 | 58184 | 0190-MLK-FNP-L14-CSFILR01 | PM03 | 307 | 13WKS Elect Panel Cleaning/Retigthening | PRODEC Case Filler Line 14 AB | B | 0190E008 | 2021-12-21 | 2013-12-13 | PHOROSCOFE
0190-020-186 | 58184 | 0190-MLK-FNP-L14-CSFILR02 | PM03 | 307 | 13WKS Elect Panel Cleaning/Retigthening | PRODEC Case Filler Line 14 CD | B | 0190E008 | 2021-12-21 | 2013-12-13 | PHOROSCOFE
0190-020-186 | 58184 | 0190-MLK-FNP-L14-DVDCVY01 | PM03 | 307 | 13WKS Elect Panel Cleaning/Retigthening | LM Divider Conveyor Line 14 AB (A-1) | B | 0190E008 | 2021-12-21 | 2013-12-13 | PHOROSCOFE
0190-020-186 | 58184 | 0190-MLK-FNP-L14-DVDCVY02 | PM03 | 307 | 13WKS Elect Panel Cleaning/Retigthening | LM Divider Conveyor Line 14 CD (A-2) | B | 0190E008 | 2021-12-21 | 2013-12-13 | PHOROSCOFE
0190-020-186 | 58184 | 0190-MLK-FNP-L14-TILTST02 | PM03 | 307 | 13WKS Elect Panel Cleaning/Retigthening | Tilting Station Line 14A | C | 0190E008 | 2021-12-21 | 2013-12-13 | PHOROSCOFE
0190-020-186 | 58184 | 0190-MLK-FNP-L14-TILTST03 | PM03 | 307 | 13WKS Elect Panel Cleaning/Retigthening | Tilting Station Line 14B | C | 0190E008 | 2021-12-21 | 2013-12-13 | PHOROSCOFE
0190-020-186 | 58184 | 0190-MLK-FNP-L15-FILLER01 | PM03 | 307 | 13WKS Elect Panel Cleaning/Retigthening | Filling Machine Wolf 15A | A | 0190E008 | 2021-12-21 | 2013-03-24 | PHOROSCOFE
0190-020-186 | 58184 | 0190-MLK-FNP-L15-FILLER02 | PM03 | 307 | 13WKS Elect Panel Cleaning/Retigthening | Filling Machine Wolf 15B | A | 0190E008 | 2021-12-21 | 2013-03-24 | PHOROSCOFE
0190-020-186 | 58184 | 0190-MLK-FNP-L15-FILLER03 | PM03 | 307 | 13WKS Elect Panel Cleaning/Retigthening | Filling Machine Wolf 15C | A | 0190E008 | 2021-12-21 | 2013-12-13 | PHOROSCOFE
0190-020-186 | 58184 | 0190-MLK-FNP-L15-FILLER04 | PM03 | 307 | 13WKS Elect Panel Cleaning/Retigthening | Filling Machine Wolf 15D | A | 0190E008 | 2021-12-21 | 2013-12-13 | PHOROSCOFE
0190-020-186 | 58184 | 0190-MLK-FNP-L15-TILTST01 | PM03 | 307 | 13WKS Elect Panel Cleaning/Retigthening | Tilting Station Line 15A | C | 0190E008 | 2021-12-21 | 2013-12-13 | PHOROSCOFE
0190-020-186 | 58184 | 0190-MLK-FNP-L15-TILTST02 | PM03 | 307 | 13WKS Elect Panel Cleaning/Retigthening | Tilting Station Line 15B | C | 0190E008 | 2021-12-21 | 2013-12-13 | PHOROSCOFE
0190-020-186 | 58184 | 0190-MLK-FNP-L16-FILLER03 | PM03 | 307 | 13WKS Elect Panel Cleaning/Retigthening | Filling Machine Wolf 16A Line 16 | A | 0190E008 | 2021-12-21 | 2013-12-13 | PHOROSCOFE
0190-020-186 | 58184 | 0190-MLK-FNP-L16-FILLER04 | PM03 | 307 | 13WKS Elect Panel Cleaning/Retigthening | Filling Machine Wolf 16B Line 16 | A | 0190E008 | 2021-12-21 | 2013-12-13 | PHOROSCOFE
0190-020-186 | 58184 | 0190-MLK-FNP-L16-TILTST02 | PM03 | 307 | 13WKS Elect Panel Cleaning/Retigthening | Tilting Station Line 16 | C | 0190E008 | 2021-12-21 | 2013-12-13 | PHOROSCOFE
0190-020-186 | 58184 | 0190-MLK-FNP-L17-FILLER01 | PM03 | 307 | 13WKS Elect Panel Cleaning/Retigthening | Filling Machine Wolf 17A Line 17 | A | 0190E008 | 2021-12-21 | 2013-12-13 | PHOROSCOFE
0190-020-186 | 58184 | 0190-MLK-FNP-L17-FILLER02 | PM03 | 307 | 13WKS Elect Panel Cleaning/Retigthening | Filling Machine Wolf 17B Line 17 | A | 0190E008 | 2021-12-21 | 2013-12-13 | PHOROSCOFE
0190-020-186 | 58184 | 0190-MLK-FNP-L17-TILTST01 | PM03 | 307 | 13WKS Elect Panel Cleaning/Retigthening | Tilting Station Line 17A | C | 0190E008 | 2021-12-21 | 2013-12-13 | PHOROSCOFE
0190-020-185 | 57484 | 0190-MLK-FNP-L01-FILLER01-DOSING ASSY A | PM03 | 307 | 52W FM ScrewFeeder Flatness Test | Dosing Assembly 1A | A | 0190E007 | 2021-03-29 | 2011-05-16 | PHONGGE
0190-020-185 | 57484 | 0190-MLK-FNP-L01-FILLER02 | PM03 | 307 | 52W FM ScrewFeeder Flatness Test | Filling Machine Wolf 1b Line 1 | A | 0190E007 | 2021-03-29 | 2011-05-16 | PHONGGE
0190-020-185 | 57484 | 0190-MLK-FNP-L01-FILLER03 | PM03 | 307 | 52W FM ScrewFeeder Flatness Test | Filling Machine Wolf 1c Line 1 | A | 0190E007 | 2021-03-29 | 2011-05-16 | PHONGGE
0190-020-185 | 57484 | 0190-MLK-FNP-L01-FILLER04 | PM03 | 307 | 52W FM ScrewFeeder Flatness Test | Filling Machine Wolf 1d Line 1 | A | 0190E007 | 2021-03-29 | 2011-05-16 | PHONGGE
0190-020-185 | 57484 | 0190-MLK-FNP-L02-FILLER01 | PM03 | 307 | 52W FM ScrewFeeder Flatness Test | Filling Machine Wolf 2a Line 2 | A | 0190E007 | 2021-03-29 | 2011-05-16 | PHONGGE
0190-020-185 | 57484 | 0190-MLK-FNP-L02-FILLER02 | PM03 | 307 | 52W FM ScrewFeeder Flatness Test | Filling Machine Wolf 2b Line 2 | A | 0190E007 | 2021-03-29 | 2011-05-16 | PHONGGE
0190-020-185 | 57484 | 0190-MLK-FNP-L02-FILLER03 | PM03 | 307 | 52W FM ScrewFeeder Flatness Test | Filling Machine Wolf 2c Line 2 | A | 0190E007 | 2021-03-29 | 2011-05-16 | PHONGGE
0190-020-185 | 57484 | 0190-MLK-FNP-L02-FILLER04 | PM03 | 307 | 52W FM ScrewFeeder Flatness Test | Filling Machine Wolf 2d Line 2 | A | 0190E007 | 2021-03-29 | 2011-05-16 | PHONGGE
0190-020-185 | 57484 | 0190-MLK-FNP-L03-FILLER03 | PM03 | 307 | 52W FM ScrewFeeder Flatness Test | Filling Machine Rovema 3A Line 3 | A | 0190E007 | 2021-03-29 | 2011-05-16 | PHONGGE
0190-020-185 | 57484 | 0190-MLK-FNP-L03-FILLER03 | PM03 | 307 | 52W FM ScrewFeeder Flatness Test | Filling Machine Rovema 3A Line 3 | A | 0190E007 | 2021-03-29 | 2011-05-16 | PHONGGE
0190-020-185 | 57484 | 0190-MLK-FNP-L03-FILLER04 | PM03 | 307 | 52W FM ScrewFeeder Flatness Test | Filling Machine Rovema 3B Line 3 | A | 0190E007 | 2021-03-29 | 2011-05-16 | PHONGGE
0190-020-185 | 57484 | 0190-MLK-FNP-L03-FILLER04 | PM03 | 307 | 52W FM ScrewFeeder Flatness Test | Filling Machine Rovema 3B Line 3 | A | 0190E007 | 2021-03-29 | 2011-05-16 | PHONGGE
0190-020-185 | 57484 | 0190-MLK-FNP-L04-FILLER02 | PM03 | 307 | 52W FM ScrewFeeder Flatness Test | Filling Machine 4A WOLF VCI180 Line 4 | A | 0190E007 | 2021-03-29 | 2011-05-16 | PHONGGE
0190-020-185 | 57484 | 0190-MLK-FNP-L04-FILLER03 | PM03 | 307 | 52W FM ScrewFeeder Flatness Test | Filling Machine 4B WOLF VCI180 Line 4 | A | 0190E007 | 2021-03-29 | 2011-05-16 | PHONGGE
0190-020-185 | 57484 | 0190-MLK-FNP-L04-FILLER04 | PM03 | 307 | 52W FM ScrewFeeder Flatness Test | Filling Machine 4C WOLF VCI180 Line 4 | A | 0190E007 | 2021-03-29 | 2011-05-16 | PHONGGE
0190-020-185 | 57484 | 0190-MLK-FNP-L04-FILLER05 | PM03 | 307 | 52W FM ScrewFeeder Flatness Test | Filling Machine 4D WOLF VCI180 Line 4 | A | 0190E007 | 2021-03-29 | 2011-05-16 | PHONGGE
0190-020-185 | 57484 | 0190-MLK-FNP-L05-FILLER01 | PM03 | 307 | 52W FM ScrewFeeder Flatness Test | Filling Machine Rovema 5a Line 5 | A | 0190E007 | 2021-03-29 | 2011-05-16 | PHONGGE
0190-020-185 | 57484 | 0190-MLK-FNP-L05-FILLER02 | PM03 | 307 | 52W FM ScrewFeeder Flatness Test | Filling Machine Rovema 5b Line 5 | A | 0190E007 | 2021-03-29 | 2011-05-16 | PHONGGE
0190-020-185 | 57484 | 0190-MLK-FNP-L06-FILLER01 | PM03 | 307 | 52W FM ScrewFeeder Flatness Test | Filling Machine Rovema 6a Line 6 | A | 0190E007 | 2021-03-29 | 2011-05-16 | PHONGGE
0190-020-185 | 57484 | 0190-MLK-FNP-L06-FILLER02 | PM03 | 307 | 52W FM ScrewFeeder Flatness Test | Filling Machine Rovema 6b Line 6 | A | 0190E007 | 2021-03-29 | 2011-05-16 | PHONGGE
0190-020-185 | 57484 | 0190-MLK-FNP-L08-FILLER03 | PM03 | 307 | 52W FM ScrewFeeder Flatness Test | Filling Machine Rovema 8a Line 8 | A | 0190E007 | 2021-03-29 | 2011-05-16 | PHONGGE
0190-020-185 | 57484 | 0190-MLK-FNP-L08-FILLER04 | PM03 | 307 | 52W FM ScrewFeeder Flatness Test | Filling Machine Rovema 8b Line 8 | A | 0190E007 | 2021-03-29 | 2011-05-16 | PHONGGE
0190-020-185 | 57484 | 0190-MLK-FNP-L09-FILLER03 | PM03 | 307 | 52W FM ScrewFeeder Flatness Test | Filling Machine Rovema 9a Line 9 | A | 0190E007 | 2021-03-29 | 2011-05-16 | PHONGGE
0190-020-185 | 57484 | 0190-MLK-FNP-L09-FILLER04 | PM03 | 307 | 52W FM ScrewFeeder Flatness Test | Filling Machine Rovema 9b Line 9 | A | 0190E007 | 2021-03-29 | 2011-05-16 | PHONGGE
0190-020-185 | 57484 | 0190-MLK-FNP-L10-FILLER05 | PM03 | 307 | 52W FM ScrewFeeder Flatness Test | Filling Machine Wolf 10a Line 10 | A | 0190E007 | 2021-03-29 | 2011-05-16 | PHONGGE
0190-020-185 | 57484 | 0190-MLK-FNP-L10-FILLER06 | PM03 | 307 | 52W FM ScrewFeeder Flatness Test | Filling Machine Wolf 10b Line 10 | A | 0190E007 | 2021-03-29 | 2011-05-16 | PHONGGE
0190-020-185 | 57484 | 0190-MLK-FNP-L10-HORCVY01 | PM03 | 307 | 52W FM ScrewFeeder Flatness Test | Horizontal Screw Feeder W10a Line 10 | C | 0190E007 | 2021-03-29 | 2011-05-16 | PHONGGE
0190-020-185 | 57484 | 0190-MLK-FNP-L10-HORCVY02 | PM03 | 307 | 52W FM ScrewFeeder Flatness Test | Horizontal Screw Feeder W10b Line 10 | C | 0190E007 | 2021-03-29 | 2011-05-16 | PHONGGE
0190-020-185 | 57484 | 0190-MLK-FNP-L10-RWKTTS01 | PM03 | 307 | 52W FM ScrewFeeder Flatness Test | Tilting Station Rework Rebagging Line10 | C | 0190E007 | 2021-03-29 | 2011-05-16 | PHONGGE
0190-020-184 | 57483 | 0190-MLK-FNP-L10-FILLER05 | PM03 | 305 | 52W Horizontal ScrewFeeder Brg Replcemnt | Filling Machine Wolf 10a Line 10 | A | 0190E007 | 2016-08-12 | 2011-05-16 | PHCABIOPE
0190-020-184 | 57483 | 0190-MLK-FNP-L10-FILLER06 | PM03 | 305 | 52W Horizontal ScrewFeeder Brg Replcemnt | Filling Machine Wolf 10b Line 10 | A | 0190E007 | 2016-08-12 | 2011-05-16 | PHCABIOPE
0190-020-184 | 57483 | 0190-MLK-FNP-L10-RWKTTS01 | PM03 | 305 | 52W Horizontal ScrewFeeder Brg Replcemnt | Tilting Station Rework Rebagging Line10 | C | 0190E007 | 2016-08-12 | 2011-05-16 | PHCABIOPE
0190-020-183 | 57473 | 0190-MLK-FNP-L01-FILLER01 | PM03 | 305 | 52W WOLF 1A DDB Shaft Bearing Replcement | Filling Machine Wolf 1a Line 1 | A | 0190E007 | 2016-04-18 | 2011-05-15 | PHCABIOPE
0190-020-183 | 57473 | 0190-MLK-FNP-L01-FILLER02 | PM03 | 305 | 52W WOLF 1B DDB Shaft Bearing Replcement | Filling Machine Wolf 1b Line 1 | A | 0190E007 | 2016-04-18 | 2011-05-15 | PHCABIOPE
0190-020-183 | 57473 | 0190-MLK-FNP-L01-FILLER03 | PM03 | 305 | 52W WOLF 1C DDB Shaft Bearing Replcement | Filling Machine Wolf 1c Line 1 | A | 0190E007 | 2016-04-18 | 2011-05-15 | PHCABIOPE
0190-020-183 | 57473 | 0190-MLK-FNP-L01-FILLER04 | PM03 | 305 | 52W WOLF 1D DDB Shaft Bearing Replcement | Filling Machine Wolf 1d Line 1 | A | 0190E007 | 2016-04-18 | 2011-05-15 | PHCABIOPE
0190-020-183 | 57473 | 0190-MLK-FNP-L02-FILLER01 | PM03 | 305 | 52W WOLF 2A DDB Shaft Bearing Replcement | Filling Machine Wolf 2a Line 2 | A | 0190E007 | 2016-04-18 | 2011-05-15 | PHCABIOPE
0190-020-183 | 57473 | 0190-MLK-FNP-L02-FILLER02 | PM03 | 305 | 52W WOLF 2B DDB Shaft Bearing Replcement | Filling Machine Wolf 2b Line 2 | A | 0190E007 | 2016-04-18 | 2011-05-15 | PHCABIOPE
0190-020-183 | 57473 | 0190-MLK-FNP-L02-FILLER03 | PM03 | 305 | 52W WOLF 2C DDB Shaft Bearing Replcement | Filling Machine Wolf 2c Line 2 | A | 0190E007 | 2016-04-18 | 2011-05-15 | PHCABIOPE
0190-020-183 | 57473 | 0190-MLK-FNP-L02-FILLER04 | PM03 | 305 | 52W WOLF 2D DDB Shaft Bearing Replcement | Filling Machine Wolf 2d Line 2 | A | 0190E007 | 2016-04-18 | 2011-05-15 | PHCABIOPE
0190-020-183 | 57473 | 0190-MLK-FNP-L10-FILLER05 | PM03 | 305 | 52W WOLF10A DDB Shaft Bearing Replcement | Filling Machine Wolf 10a Line 10 | A | 0190E007 | 2016-04-18 | 2011-05-15 | PHCABIOPE
0190-020-183 | 57473 | 0190-MLK-FNP-L10-FILLER06 | PM03 | 305 | 52W WOLF10B DDB Shaft Bearing Replcement | Filling Machine Wolf 10b Line 10 | A | 0190E007 | 2016-04-18 | 2011-05-15 | PHCABIOPE
0190-020-182 | 57276 | 0190-MLK-FNP-L03-FILLER03 | PM03 | 303 | 26W ROVEMA3 VPZU Auger Gbox Change Oil | Filling Machine Rovema 3A Line 3 | A | 0190E007 | 2016-05-18 | 2011-05-06 | PHCABIOPE
0190-020-182 | 57276 | 0190-MLK-FNP-L03-FILLER04 | PM03 | 303 | 26W ROVEMA3 VPZU Auger Gbox Change Oil | Filling Machine Rovema 3B Line 3 | A | 0190E007 | 2016-05-18 | 2011-05-06 | PHCABIOPE
0190-020-181 | 57249 | 0190-MLK-FNP-L03-FILLER03 | PM03 | 305 | 52W Auger/Stirrer Assy Serv ROVEMA3A | Filling Machine Rovema 3A Line 3 | A | 0190E007 | 2020-11-12 | 2011-05-03 | PHOROSCOFE
0190-020-181 | 57249 | 0190-MLK-FNP-L03-FILLER04 | PM03 |  | 52W Auger/Stirrer Assy Serv ROVEMA3B | Filling Machine Rovema 3B Line 3 | A | 0190E007 | 2020-11-12 | 2011-05-03 | PHOROSCOFE
0190-020-180 | 57224 | 0190-WST-FNP-L13-FILLER01 | PM03 | 305 | 6M Wolf 13 CamFollower Shaft Replacement | WOLF Filling Machine Line 13 | A | 0190E007 | 2012-05-06 | 2011-04-28 | PHOROSCOFE
0190-020-179 | 419930 | 0190-MLK-FNP-L10-FILLER06 | PM03 | 305 | 52W Wolf 10B Compression Spring Replcmnt | Filling Machine Wolf 10b Line 10 | A | 0190E007 | 2016-08-12 | 2011-04-28 | PHCABIOPE
0190-020-178 | 419930 | 0190-MLK-FNP-L10-FILLER05-HORSEAL ASSY A | PM03 | 305 | 52W Wolf 10A Compression Spring Replcmnt | Horizontal Sealing Assembly 10A | A | 0190E008 | 2021-04-01 | 2011-04-28 | PHONGGE
0190-020-177 | 57221 | 0190-MLK-FNP-L10-FILLER06 | PM03 | 305 | 26W Wolf 10B Gusetting Bushing Replcemnt | Filling Machine Wolf 10b Line 10 | A | 0190E007 | 2016-08-12 | 2011-04-28 | PHCABIOPE
0190-020-176 | 57221 | 0190-MLK-FNP-L10-FILLER05-GUSSETASSY | PM03 | 305 | 26W Wolf 10A Gusetting Bushing Replcemnt | Gusseting Assembly L10 A | A | 0190E007 | 2021-04-01 | 2011-04-28 | PHONGGE
0190-020-175 | 57110 | 0190-MLK-FNP-L10-FILLER06-HORSEAL ASSY B | PM03 | 305 | 26W Wolf 10B CamFollower Shaft Replcment | Horizontal Sealing Assembly 10B | A | 0190E007 | 2020-05-08 | 2011-04-28 | PHOROSCOFE
0190-020-174 | 57110 | 0190-MLK-FNP-L10-FILLER05-HORSEAL ASSY A | PM03 | 305 | 26W Wolf 10A CamFollower Shaft Replcment | Horizontal Sealing Assembly 10A | A | 0190E008 | 2020-05-08 | 2011-04-28 | PHOROSCOFE
0190-020-173 | 57055 | 0190-WST-FNP-L05-FMTINS01 | PM03 | 305 | 8W Fitment Inserter Suction Cup Replcmnt | Fitment Inserter FUJI Machine Line 5 | A | 0190E007 | 2017-03-16 | 2011-04-17 | PHOROSCOFE
0190-020-172 | 60496 | 0190-WST--FN--L0--AU2CSR01 | PM03 | 307 | Weekly L5 AU2CSR Cleaning/Insp'n&Lub'n | Auto Caser FUJI Machine Line 5 | A | 0190E007 | 2014-07-03 | 2011-04-04 | PHOROSCOFE
0190-020-172 | 60497 | 0190-WST-FNP-L05-CSFRMR01 | PM03 | 307 | Weekly L5 KDCFormr Cleaning/Insp'n&Lub'n | Case Former FUJI Encasing Machine Line 5 | A | 0190E007 | 2014-07-03 | 2011-04-04 | PHOROSCOFE
0190-020-172 | 60498 | 0190-WST-FNP-L05-FMTINS01 | PM03 | 307 | Weekly L5 AU2CSR Cleaning/Insp'n&Lub'n | Fitment Inserter FUJI Machine Line 5 | A | 0190E007 | 2014-07-03 | 2011-04-04 | PHOROSCOFE
0190-020-171 | 56757 | 0190-MLK-FNP-L02-FILLER04-HORSEAL ASSY D | PM03 | 305 | 52W Horiz Heater Replacement Wolf 2D | Horizontal Sealing Assembly 2D | A | 0190E007 | 2021-04-01 | 2011-03-24 | PHONGGE
0190-020-171 | 574558 | 0190-MLK-FNP-L02-FILLER04-VERT SEALER D | PM03 | 305 | 52W Vertical Heater Replacement Wolf 2D | Vertical Sealing Assembly 2D | A | 0190E008 |  | 2021-04-01
0190-020-170 | 56757 | 0190-MLK-FNP-L02-FILLER03-HORSEAL ASSY C | PM03 | 305 | 52W Horiz Heater Replacement Wolf 2C | Horizontal Sealing Assembly 2C | A | 0190E007 | 2021-04-01 | 2011-03-24 | PHONGGE
0190-020-170 | 574558 | 0190-MLK-FNP-L02-FILLER03-VERT SEALER C | PM03 | 305 | 52W Vertical Heater Replacement Wolf 2C | Vertical Sealing Assembly 2C | A | 0190E008 |  | 2021-04-01
0190-020-169 | 56757 | 0190-MLK-FNP-L02-FILLER02-HORSEAL ASSY B | PM03 | 305 | 52W Horiz Heater Replacement Wolf 2B | Horizontal Sealing Assembly 2B | A | 0190E007 | 2021-04-01 | 2011-03-24 | PHONGGE
0190-020-169 | 574558 | 0190-MLK-FNP-L02-FILLER02-VERT SEALER B | PM03 | 305 | 52W Vertcal Heater Replacement Wolf 2B | Vertical Sealing Assembly 2B | A | 0190E008 |  | 2021-04-01
0190-020-168 | 56757 | 0190-MLK-FNP-L02-FILLER01-HORSEAL ASSY A | PM03 | 305 | 52W Horizontl Heater Replacement Wolf 2A | Horizontal Sealing Assembly 2A | A | 0190E007 | 2021-04-01 | 2011-03-24 | PHONGGE
0190-020-168 | 574558 | 0190-MLK-FNP-L02-FILLER01-VERT SEALER A | PM03 | 305 | 52W Vertical Heater Replacement Wolf 2A | Vertical Sealing Assembly 2A | A | 0190E007 |  | 2021-04-01
0190-020-167 | 56757 | 0190-MLK-FNP-L01-FILLER04-HORSEAL ASSY D | PM03 | 305 | 52W Horiz Heater Replacement Wolf 1D | Horizontal Sealing Assembly 1D | A | 0190E007 | 2021-04-01 | 2011-03-24 | PHONGGE
0190-020-167 | 574558 | 0190-MLK-FNP-L01-FILLER04-VERT SEALER D | PM03 | 305 | 52W Vertical Heater Replacement Wolf 1D | Vertical Sealing Assembly 1D | A | 0190E007 |  | 2021-04-01
0190-020-166 | 56757 | 0190-MLK-FNP-L01-FILLER03-HORSEAL ASSY C | PM03 | 305 | 52W Horiz Heater Replacement Wolf 1C | Horizontal Sealing Assembly 1C | A | 0190E007 | 2021-04-01 | 2011-03-24 | PHONGGE
0190-020-166 | 574558 | 0190-MLK-FNP-L01-FILLER03-VERT SEALER C | PM03 | 305 | 52W Vertical Heater Replacement Wolf 1C | Vertical Sealing Assembly 1C | A | 0190E008 |  | 2021-04-01
0190-020-165 | 56757 | 0190-MLK-FNP-L01-FILLER02-HORSEAL ASSY B | PM03 | 305 | 52W Horizontl HeaterReplacement Wolf 1B | Horizontal Sealing Assembly 1B | A | 0190E007 | 2021-04-01 | 2011-03-24 | PHONGGE
0190-020-165 | 574558 | 0190-MLK-FNP-L01-FILLER02-VERT SEALER B | PM03 | 305 | 52W Vertical Heater Replacement Wolf 1B | Vertical Sealing Assembly 1B | A | 0190E008 |  | 2021-04-01
0190-020-164 | 56757 | 0190-MLK-FNP-L01-FILLER01-HORSEAL ASSY A | PM03 | 305 | 52W Horizontl Heater Replacement Wolf 1A | Horizontal Sealing Assembly 1A | A | 0190E007 | 2021-04-01 | 2021-03-29 | PHONGGE
0190-020-164 | 574558 | 0190-MLK-FNP-L01-FILLER01-VERT SEALER A | PM03 | 305 | 52W Vertical Heater Replacement Wolf 1A | Vertical Sealing Assembly 1A | A | 0190E007 | 2021-04-01 | 2011-03-24 | PHONGGE
0190-020-163 | 56748 | 0190-MLK-FNP-L09-FILLER04-HORSEAL ASSY B | PM03 | 305 | 52W Horiz Heater Replacement Rov 9B | Horizontal Sealing Assembly 9B | A | 0190E007 | 2021-04-01 | 2011-03-24 | PHONGGE
0190-020-163 | 574558 | 0190-MLK-FNP-L09-FILLER04-VERT SEALER B | PM03 | 305 | 52W Vertical Heater Replacement Rov 9B | Vertical Sealing Assembly 09B | A | 0190E008 | 2021-04-01 | 2021-04-01 | PHONGGE
0190-020-162 | 56748 | 0190-MLK-FNP-L09-FILLER03-HORSEAL ASSY A | PM03 | 305 | 52W Horiz Heater Replacement Rov 9A | Horizontal Sealing Assembly 9A | A | 0190E007 | 2021-04-01 | 2011-03-24 | PHONGGE
0190-020-162 | 574558 | 0190-MLK-FNP-L09-FILLER03-VERT SEALER A | PM03 | 305 | 52W Vertical Heater Replacement Rov 9A | Vertical Sealing Assembly 09A | A | 0190E008 |  | 2021-04-01
0190-020-161 | 56748 | 0190-MLK-FNP-L08-FILLER04-HORSEAL ASSY B | PM03 | 305 | 52W SealJaw Heater Replacement Rov 8B | Horizontal Sealing Assembly 8B | A | 0190E007 | 2020-05-15 | 2011-03-24 | PHOROSCOFE
0190-020-160 | 56748 | 0190-MLK-FNP-L08-FILLER03-HORSEAL ASSY A | PM03 | 305 | 52W SealJaw Heater Replacement Rov 8A | Horizontal Sealing Assembly 8A | A | 0190E007 | 2020-05-15 | 2011-03-24 | PHOROSCOFE
0190-020-159 | 56748 | 0190-MLK-FNP-L03-FILLER04-HORSEAL ASSY B | PM03 | 305 | 52W Horiz Heater Replacement Rov 3B | Horizontal Sealing Assembly 3B | A | 0190E007 | 2021-04-01 | 2011-03-24 | PHONGGE
0190-020-159 | 574558 | 0190-MLK-FNP-L03-FILLER04-VERT SEALER B | PM03 | 305 | 52W Vertical Heater Replacement Rov 3B | Vertical Sealing Assembly 03B | A | 0190E008 |  | 2021-04-01
0190-020-158 | 56748 | 0190-MLK-FNP-L03-FILLER03-HORSEAL ASSY A | PM03 | 305 | 52W Horiz Heater Replacement Rov 3A | Horizontal Sealing Assembly 3A | A | 0190E007 | 2021-04-01 | 2011-03-24 | PHONGGE
0190-020-158 | 574558 | 0190-MLK-FNP-L03-FILLER03-VERT SEALER A | PM03 | 305 | 52W Vertical Heater Replacement Rov 3A | Vertical Sealing Assembly 03A | A | 0190E008 |  | 2021-04-01
0190-020-157 | 56748 | 0190-MLK-FNP-L06-FILLER02-HORSEAL ASSY B | PM03 | 305 | 52W Horiz Heater Replacement Rov 6B | Horizontal Sealing Assembly 6B | A | 0190E007 | 2021-04-01 | 2011-03-24 | PHONGGE
0190-020-157 | 574558 | 0190-MLK-FNP-L06-FILLER02-VERT SEALER B | PM03 | 305 | 52W Vertical Heater Replacement Rov 6B | Vertical Sealing Assembly 06B | A | 0190E007 |  | 2021-04-01
0190-020-156 | 56748 | 0190-MLK-FNP-L06-FILLER01-HORSEAL ASSY A | PM03 | 305 | 52W Horiz Heater Replacement Rov 6A | Horizontal Sealing Assembly 6A | A | 0190E007 | 2021-04-01 | 2011-03-24 | PHONGGE
0190-020-156 | 574558 | 0190-MLK-FNP-L06-FILLER01-VERT SEALER A | PM03 | 305 | 52W Vertical Heater Replacement Rov 6A | Vertical Sealing Assembly 06A | A | 0190E008 |  | 2021-04-01
0190-020-155 | 56748 | 0190-MLK-FNP-L05-FILLER02-HORSEAL ASSY B | PM03 | 305 | 52W Horiz Heater Replacement Rov 5B | Horizontal Sealing Assembly 5B | A | 0190E007 | 2021-04-01 | 2011-03-24 | PHONGGE
0190-020-155 | 574558 | 0190-MLK-FNP-L05-FILLER02-VERT SEALER B | PM03 | 305 | 52W Vertical Heater Replacement Rov 5B | Vertical Sealing Assembly 05B | A | 0190E008 |  | 2021-04-01
0190-020-154 | 56748 | 0190-MLK-FNP-L05-FILLER01-HORSEAL ASSY A | PM03 | 305 | 52W Horiz Heater Replacement Rov 5A | Horizontal Sealing Assembly 5A | A | 0190E007 | 2021-04-01 | 2011-03-24 | PHONGGE
0190-020-154 | 574558 | 0190-MLK-FNP-L05-FILLER01-VERT SEALER A | PM03 | 305 | 52W Vertical Heater Replacement Rov 5A | Vertical Sealing Assembly 05A | A | 0190E008 |  | 2021-04-01
0190-020-153 | 56679 | 0190-WST-FNP-L10-ALCRTN01 | PM03 | 305 | 1M SUCTION CUP REPLACEMENT AL Line 10 | Autoloader Cartoner Line 10 | B | 0190E007 | 2012-10-22 | 2011-03-19 | PHOROSCOFE
0190-020-153 | 56679 | 0190-WST-FNP-L10-WRACSR01 | PM03 | 305 | 1M SUCTION CUP REPLACEMENT WA Line 10 | Wrap Around Caser Line 10 | B | 0190E007 | 2012-10-22 | 2011-03-19 | PHOROSCOFE
0190-020-152 | 56678 | 0190-MLK-FNP-L03-FILLER03 | PM03 | 305 | 13W L3A Rovema CamFollow/Bearing Replace | Filling Machine Rovema 3A Line 3 | A | 0190E007 | 2016-04-05 | 2011-03-19 | PHCABIOPE
0190-020-152 | 56678 | 0190-MLK-FNP-L03-FILLER04 | PM03 | 305 | 13W L3B Rovema CamFollow/Bearing Replace | Filling Machine Rovema 3B Line 3 | A | 0190E007 | 2016-04-05 | 2011-03-19 | PHCABIOPE
0190-020-151 | 15713 | 0190-WST-FNP-L10-WRACSR01 | PM03 | 303 | Weekly LANGENPAK Cleaning/Inspctn/Lub'n | Wrap Around Caser Line 10 | B | 0190E007 | 2012-10-22 | 2011-03-09 | PHOROSCOFE
0190-020-150 | 15712 | 0190-WST-FNP-L10-ALCRTN01 | PM03 | 303 | Weekly TISMA Cleaning/Inspection/Lub'n | Autoloader Cartoner Line 10 | B | 0190E007 | 2012-10-22 | 2011-03-09 | PHOROSCOFE
0190-020-149 | 56375 | 0190-MLK-FNP-L02-FILLER01 | PM03 | 307 | 4W FM Inspection/Retighten & Lubrication | Filling Machine Wolf 2a Line 2 | A | 0190E007 | 2020-12-08 | 2011-02-18 | PHONGGE
0190-020-149 | 56375 | 0190-MLK-FNP-L02-FILLER02 | PM03 | 307 | 4W FM Inspection/Retighten & Lubrication | Filling Machine Wolf 2b Line 2 | A | 0190E007 | 2020-12-08 | 2011-02-18 | PHONGGE
0190-020-149 | 56375 | 0190-MLK-FNP-L02-FILLER03 | PM03 | 307 | 4W FM Inspection/Retighten & Lubrication | Filling Machine Wolf 2c Line 2 | A | 0190E007 | 2020-12-08 | 2011-02-18 | PHONGGE
0190-020-149 | 56375 | 0190-MLK-FNP-L02-FILLER04 | PM03 | 307 | 4W FM Inspection/Retighten & Lubrication | Filling Machine Wolf 2d Line 2 | A | 0190E007 | 2020-12-08 | 2011-02-18 | PHONGGE
0190-020-149 | 56375 | 0190-MLK-FNP-L04-FILLER02 | PM03 | 307 | 4W FM Inspection/Retighten & Lubrication | Filling Machine 4A WOLF VCI180 Line 4 | A | 0190E007 | 2020-12-08 | 2011-04-03 | PHONGGE
0190-020-149 | 56375 | 0190-MLK-FNP-L04-FILLER03 | PM03 | 307 | 4W FM Inspection/Retighten & Lubrication | Filling Machine 4B WOLF VCI180 Line 4 | A | 0190E007 | 2020-12-08 | 2011-04-03 | PHONGGE
0190-020-149 | 56375 | 0190-MLK-FNP-L04-FILLER04 | PM03 | 307 | 4W FM Inspection/Retighten & Lubrication | Filling Machine 4C WOLF VCI180 Line 4 | A | 0190E007 | 2020-12-08 | 2011-04-03 | PHONGGE
0190-020-149 | 56375 | 0190-MLK-FNP-L04-FILLER05 | PM03 | 307 | 4W FM Inspection/Retighten & Lubrication | Filling Machine 4D WOLF VCI180 Line 4 | A | 0190E007 | 2020-12-08 | 2011-04-03 | PHONGGE
0190-020-149 | 56375 | 0190-MLK-FNP-L05-FILLER01 | PM03 | 307 | 4W FM Inspection/Retighten & Lubrication | Filling Machine Rovema 5a Line 5 | A | 0190E007 | 2020-12-08 | 2011-02-18 | PHONGGE
0190-020-149 | 56375 | 0190-MLK-FNP-L05-FILLER02 | PM03 | 307 | 4W FM Inspection/Retighten & Lubrication | Filling Machine Rovema 5b Line 5 | A | 0190E007 | 2020-12-08 | 2011-02-18 | PHONGGE
0190-020-149 | 56375 | 0190-MLK-FNP-L06-FILLER01 | PM03 | 307 | 4W FM Inspection/Retighten & Lubrication | Filling Machine Rovema 6a Line 6 | A | 0190E007 | 2020-12-08 | 2011-02-18 | PHONGGE
0190-020-149 | 56375 | 0190-MLK-FNP-L06-FILLER02 | PM03 | 307 | 4W FM Inspection/Retighten & Lubrication | Filling Machine Rovema 6b Line 6 | A | 0190E007 | 2020-12-08 | 2011-02-18 | PHONGGE
0190-020-149 | 56375 | 0190-MLK-FNP-L08-FILLER03 | PM03 | 307 | 4W FM Inspection/Retighten & Lubrication | Filling Machine Rovema 8a Line 8 | A | 0190E007 | 2020-12-08 | 2011-02-18 | PHONGGE
0190-020-149 | 56375 | 0190-MLK-FNP-L08-FILLER04 | PM03 | 307 | 4W FM Inspection/Retighten & Lubrication | Filling Machine Rovema 8b Line 8 | A | 0190E007 | 2020-12-08 | 2011-02-18 | PHONGGE
0190-020-149 | 56375 | 0190-MLK-FNP-L09-FILLER03 | PM03 | 307 | 4W FM Inspection/Retighten & Lubrication | Filling Machine Rovema 9a Line 9 | A | 0190E007 | 2020-12-08 | 2011-02-18 | PHONGGE
0190-020-149 | 56375 | 0190-MLK-FNP-L09-FILLER04 | PM03 | 307 | 4W FM Inspection/Retighten & Lubrication | Filling Machine Rovema 9b Line 9 | A | 0190E007 | 2020-12-08 | 2011-02-18 | PHONGGE
0190-020-149 | 56375 | 0190-MLK-FNP-L10-FILLER05 | PM03 | 307 | 4W FM Inspection/Retighten & Lubrication | Filling Machine Wolf 10a Line 10 | A | 0190E007 | 2020-12-08 | 2011-02-18 | PHONGGE
0190-020-149 | 56375 | 0190-MLK-FNP-L10-FILLER06 | PM03 | 307 | 4W FM Inspection/Retighten & Lubrication | Filling Machine Wolf 10b Line 10 | A | 0190E007 | 2020-12-08 | 2011-02-18 | PHONGGE
0190-020-149 | 56375 | 0190-MLK-FNP-L15-FILLER01 | PM03 | 307 | 4W FM Inspection/Retighten & Lubrication | Filling Machine Wolf 15A | A | 0190E007 | 2020-12-08 | 2012-04-28 | PHONGGE
0190-020-149 | 56375 | 0190-MLK-FNP-L15-FILLER02 | PM03 | 307 | 4W FM Inspection/Retighten & Lubrication | Filling Machine Wolf 15B | A | 0190E007 | 2020-12-08 | 2012-04-28 | PHONGGE
0190-020-149 | 56375 | 0190-MLK-FNP-L15-FILLER03 | PM03 | 307 | 4W FM Inspection/Retighten & Lubrication | Filling Machine Wolf 15C | A | 0190E007 | 2020-12-08 | 2013-10-02 | PHONGGE
0190-020-149 | 56375 | 0190-MLK-FNP-L15-FILLER04 | PM03 | 307 | 4W FM Inspection/Retighten & Lubrication | Filling Machine Wolf 15D | A | 0190E007 | 2020-12-08 | 2013-10-02 | PHONGGE
0190-020-149 | 56375 | 0190-MLK-FNP-L16-FILLER03 | PM03 | 307 | 4W FM Inspection/Retighten & Lubrication | Filling Machine Wolf 16A Line 16 | A | 0190E007 | 2020-12-08 | 2013-10-02 | PHONGGE
0190-020-149 | 56375 | 0190-MLK-FNP-L16-FILLER04 | PM03 | 307 | 4W FM Inspection/Retighten & Lubrication | Filling Machine Wolf 16B Line 16 | A | 0190E007 | 2020-12-08 | 2013-10-02 | PHONGGE
0190-020-149 | 56375 | 0190-MLK-FNP-L17-FILLER01 | PM03 | 307 | 4W FM Inspection/Retighten & Lubrication | Filling Machine Wolf 17A Line 17 | A | 0190E007 | 2020-12-08 | 2013-10-02 | PHONGGE
0190-020-149 | 56375 | 0190-MLK-FNP-L17-FILLER02 | PM03 | 307 | 4W FM Inspection/Retighten & Lubrication | Filling Machine Wolf 17B Line 17 | A | 0190E007 | 2020-12-08 | 2013-10-02 | PHONGGE
0190-020-148 | 55273 | 0190-MLK-FNP-L11-VACPMP01 | PM03 | 305 | 52W Service/Overhaul NUCON VacPump | BF Nucon Vaccum Pump Line11 | C | 0190E007 | 2021-02-03 | 2010-12-27 | PHOROSCOFE
0190-020-148 | 55273 | 0190-MLK-FNP-L12-VACPMP01 | PM03 | 305 | 52W Service/Overhaul NUCON VacPump | BF Nucon Vacuum Pump Line 12 | C | 0190E007 | 2021-02-03 | 2010-12-27 | PHOROSCOFE
0190-020-147 | 51859 | 0190-WST-FNP-L13-FILLER01 | PM03 | 305 | 4M Replacement of Compression Spring W4 | WOLF Filling Machine Line 13 | A | 0190E007 | 2012-03-24 | 2010-09-28 | PHOROSCOFE
0190-020-146 | 51455 | 0190-MLK-FNP-L01-FUMEXT01 | PM03 | 307 | 4W Cleaning/Inspection Fumextractor L-01 | Fume Extractor Line 1 | B | 0190E007 | 2016-03-15 | 2010-08-28 | PHCABIOPE
0190-020-146 | 51455 | 0190-MLK-FNP-L08-FUMEXT01 | PM03 | 307 | 4W Cleaning/Inspection Fumextractor L-08 | Fume Extractor Line 8 | C | 0190E007 | 2016-03-15 | 2010-08-28 | PHCABIOPE
0190-020-146 | 51455 | 0190-MLK-FNP-L14-FUMEXT01 | PM03 | 307 | 4W Cleaning/Inspection Fumextractor | Fume Extractor Line 14/15 A | B | 0190E007 | 2016-03-15 | 2012-04-28 | PHCABIOPE
0190-020-146 | 51455 | 0190-MLK-FNP-L14-FUMEXT02 | PM03 | 307 | 4W Cleaning/Inspection Fumextractor | Fume Extractor Line 14/15 B | B | 0190E007 | 2016-03-15 | 2012-04-28 | PHCABIOPE
0190-020-145 | 50836 | 0190-MLK-FNP-L07-STAPER03 | PM03 | 305 | 13W L7 Replace Side Belt Conveyor SIAT | SIAT Tape Sealer Line 7 | B | 0190E007 | 2021-03-19 | 2010-07-14 | PHILAGANAN
0190-020-144 | 50836 | 0190-MLK-FNP-L08-STAPER01 | PM03 | 305 | 13W L8 Replace Side Belt Conveyor SIAT | SIAT Tape Sealer Line 8 | B | 0190E007 | 2021-03-19 | 2010-07-14 | PHILAGANAN
0190-020-143 | 50836 | 0190-MLK-FNP-L06-STAPER02 | PM03 | 305 | 13W L6 Replace Side Belt Conveyor SIAT | Siat Tape Sealer Line 6 | C | 0190E007 | 2018-04-06 | 2010-07-14 | PHOROSCOFE
0190-020-142 | 50836 | 0190-MLK-FNP-L05-STAPER02 | PM03 | 305 | 13W L5 Replace Side Belt Conveyor SIAT | SIAT Tape Sealer Line 5 | B | 0190E007 | 2021-03-19 | 2010-07-14 | PHILAGANAN
0190-020-141 | 570799 | 0190-MLK-FNP-L04-STAPER01 | PM03 | 305 | 13W L4 Replace Side Belt Conveyor SIAT | Siat Tape Sealer Line 4 | C | 0190E007 | 2021-03-19 | 2010-07-14 | PHILAGANAN
0190-020-140 | 50836 | 0190-MLK-FNP-L03-STAPER01 | PM03 | 305 | 13W L3 Replace Side Belt Conveyor SIAT | Siat Tape Sealer Line 3 | C | 0190E007 | 2021-03-19 | 2010-07-14 | PHILAGANAN
0190-020-139 | 50836 | 0190-MLK-FNP-L02-STAPER02 | PM03 | 305 | 13W Replace Side Belt Conveyor SIAT L2B | SIAT Tape Sealer Line 2B | B | 0190E007 | 2021-03-19 | 2015-03-14 | PHILAGANAN
0190-020-138 | 50836 | 0190-MLK-FNP-L01-STAPER01 | PM03 | 305 | 13W L1 Replace Side Belt Conveyor SIAT | Siat Tape Sealer Line 1 | C | 0190E007 | 2021-03-19 | 2010-07-14 | PHILAGANAN
0190-020-137 | 511440 | 0190-MLK-FNP-L07-CASWGH02 | PM03 | 307 | 26W L7 ANRITSU Case CW Servicing | Case Checkweigher Line 7 | A | 0190E008 | 2017-12-07 | 2010-07-14 | PHOROSCOFE
0190-020-136 | 511440 | 0190-MLK-FNP-L10-CASWGH02 | PM03 | 307 | 26W L10 ANRITSU Case CW Servicing | Case Checkweigher Line 10 | A | 0190E008 | 2017-12-07 | 2010-07-14 | PHOROSCOFE
0190-020-135 | 511440 | 0190-MLK-FNP-L09-CASWGH02 | PM03 | 307 | 26W L9 ANRITSU Case CW Servicing | Case Checkweigher Line 9 | A | 0190E008 | 2019-01-25 | 2010-07-14 | PHOROSCOFE
0190-020-134 | 511440 | 0190-MLK-FNP-L08-CASWGH02 | PM03 | 307 | 26W L8 ANRITSU Case CW Servicing | Case Checkweigher Line 8 | A | 0190E008 | 2019-01-25 | 2010-07-14 | PHOROSCOFE
0190-020-133 | 50833 | 0190-MLK-FNP-L06-CASWGH01 | PM03 | 305 | 26W L6 Replace Timing/Conveyor Belt CCW | Case Checkweigher Line 6 | A | 0190E008 | 2016-06-14 | 2010-07-14 | PHCABIOPE
0190-020-132 | 511440 | 0190-MLK-FNP-L05-CASWGH02 | PM03 | 307 | 26W L5 ANRITSU Case CW Servicing | ANRITSU Case Checkweigher Line 5 | A | 0190E008 | 2019-01-25 | 2010-07-14 | PHOROSCOFE
0190-020-131 | 50833 | 0190-MLK-FNP-L04-CASWGH02 | PM03 | 305 | 26W L4 Replace Timing/Conveyor Belt CCW | ISHIDA DACS Case Checkweigher Line 4 | A | 0190E008 | 2016-03-30 | 2010-07-14 | PHCABIOPE
0190-020-130 | 511440 | 0190-MLK-FNP-L03-CASWGH02 | PM03 | 307 | 26W L3 ANRITSU Case CW Servicing | ANRITSU Case Checkweigher Line 3 | A | 0190E008 | 2017-12-07 | 2010-07-14 | PHOROSCOFE
0190-020-129 | 511440 | 0190-MLK-FNP-L02-CASWGH02 | PM03 | 307 | 26W L2 ANRITSU Case CW Servicing | ANRITSU Case Checkweigher Line 2 | A | 0190E008 | 2017-12-07 | 2010-07-14 | PHOROSCOFE
0190-020-128 | 511440 | 0190-MLK-FNP-L01-CASWGH02 | PM03 | 307 | 26W L1 ANRITSU Case CW Servicing | ANRITSU Case Checkweigher Line 1 | A | 0190E008 | 2017-12-07 | 2010-07-14 | PHOROSCOFE
0190-020-127 | 50829 | 0190-MLK-FNP-L03-FILLER04-DOSING ASSY B | PM03 | 305 | 104W AugerStirrer Assy Serv Rovema7B | Dosing Assembly 3B | A | 0190E007 | 2021-04-01 | 2010-07-14 | PHONGGE
0190-020-126 | 50829 | 0190-MLK-FNP-L03-FILLER03-DOSING ASSY A | PM03 | 305 | 104W AugerStirrer Assy Serv Rovema7A | Dosing Assembly 3A | A | 0190E007 | 2021-04-01 | 2010-07-14 | PHONGGE
0190-020-125 | 50829 | 0190-MLK-FNP-L09-FILLER04-DOSING ASSY B | PM03 | 305 | 104W Auger/Stirrer Assy Serv Rovema 9B | Dosing Assembly 9B | A | 0190E007 | 2021-04-01 | 2010-07-14 | PHONGGE
0190-020-124 | 50829 | 0190-MLK-FNP-L09-FILLER03-DOSING ASSY A | PM03 | 305 | 104W Auger/Stirrer Assy Serv Rovema 9A | Dosing Assembly 9A | A | 0190E007 | 2021-04-01 | 2010-07-14 | PHONGGE
0190-020-123 | 50829 | 0190-MLK-FNP-L08-FILLER04-DOSING ASSY B | PM03 | 305 | 104W Auger/Stirrer Assy Serv Rovema 8B | Dosing Assembly 8B | A | 0190E007 | 2021-04-01 | 2010-07-14 | PHONGGE
0190-020-122 | 50829 | 0190-MLK-FNP-L08-FILLER03-DOSING ASSY A | PM03 | 305 | 104W Auger/Stirrer Assy Serv Rovema 8A | Dosing Assembly 8A | A | 0190E007 | 2021-04-01 | 2010-07-14 | PHONGGE
0190-020-121 | 50829 | 0190-MLK-FNP-L06-FILLER02-DOSING ASSY B | PM03 | 305 | 104W Auger/Stirrer Assy Serv Rovema 6B | Dosing Assembly 6B | A | 0190E007 | 2021-04-01 | 2010-07-14 | PHONGGE
0190-020-120 | 50829 | 0190-MLK-FNP-L06-FILLER01-DOSING ASSY A | PM03 | 305 | 104W Auger/Stirrer Assy Serv Rovema 6A | Dosing Assembly 6A | A | 0190E007 | 2021-04-01 | 2010-07-14 | PHONGGE
0190-020-119 | 50829 | 0190-MLK-FNP-L05-FILLER02 | PM03 | 305 | 104W Auger/Stirrer Assy Serv Rovema 5B | Filling Machine Rovema 5b Line 5 | A | 0190E007 | 2021-03-19 | 2010-07-14 | PHILAGANAN
0190-020-118 | 50829 | 0190-MLK-FNP-L05-FILLER01-HORSEAL ASSY A | PM03 | 305 | 104WAuger/Stirrer Assy Serv Rovema 5A | Horizontal Sealing Assembly 5A | A | 0190E007 | 2021-04-01 | 2010-07-14 | PHONGGE
0190-020-117 | 50827 | 0190-MLK-FNP-L02-FILLER04-VERT SEALER D | PM03 | 305 | 26W Replace Swing Arm/Pin Shaft Wolf 2D | Vertical Sealing Assembly 2D | A | 0190E007 | 2021-04-01 | 2010-07-14 | PHONGGE
0190-020-116 | 50827 | 0190-MLK-FNP-L02-FILLER03-VERT SEALER C | PM03 | 305 | 26W Replace Swing Arm/Pin Shaft Wolf 2C | Vertical Sealing Assembly 2C | A | 0190E007 | 2021-04-01 | 2010-07-14 | PHONGGE
0190-020-115 | 50827 | 0190-MLK-FNP-L02-FILLER02-VERT SEALER B | PM03 | 305 | 26W Replace Swing Arm/Pin Shaft Wolf 2B | Vertical Sealing Assembly 2B | A | 0190E007 | 2021-04-01 | 2010-07-14 | PHONGGE
0190-020-114 | 50827 | 0190-MLK-FNP-L02-FILLER01-VERT SEALER A | PM03 | 305 | 26W Replace Swing Arm/Pin Shaft Wolf 2A | Vertical Sealing Assembly 2A | A | 0190E007 | 2021-04-01 | 2010-07-14 | PHONGGE
0190-020-113 | 50827 | 0190-MLK-FNP-L01-FILLER04-VERT SEALER D | PM03 | 305 | 26W Replace Swing Arm/Pin Shaft Wolf 1D | Vertical Sealing Assembly 1D | A | 0190E007 | 2021-04-01 | 2010-07-14 | PHONGGE
0190-020-112 | 50827 | 0190-MLK-FNP-L01-FILLER03-VERT SEALER C | PM03 | 305 | 26W Replace Swing Arm/Pin Shaft Wolf 1C | Vertical Sealing Assembly 1C | A | 0190E007 | 2021-04-01 | 2010-07-14 | PHONGGE
0190-020-111 | 50827 | 0190-MLK-FNP-L01-FILLER02-VERT SEALER B | PM03 | 305 | 26W Replace Swing Arm/Pin Shaft Wolf 1B | Vertical Sealing Assembly 1B | A | 0190E007 | 2021-03-29 | 2010-07-14 | PHONGGE
0190-020-110 | 50827 | 0190-MLK-FNP-L01-FILLER01-VERT SEALER A | PM03 | 305 | 26W Replace Swing Arm/Pin Shaft Wolf 1A | Vertical Sealing Assembly 1A | A | 0190E007 | 2021-03-29 | 2010-07-14 | PHONGGE
0190-020-109 | 50818 | 0190-MLK-FNP-L10-FILLER06 | PM03 | 305 | 104W Wolf 10B Auger / Stirrer Assy PM | Filling Machine Wolf 10b Line 10 | A | 0190E007 | 2016-06-28 | 2010-07-13 | PHCABIOPE
0190-020-108 | 50818 | 0190-MLK-FNP-L10-FILLER05-DOSING ASSY A | PM03 | 305 | 104W Wolf 10A Auger / Stirrer Assy PM | Dosing Assembly 10A | A | 0190E007 | 2021-04-01 | 2010-07-13 | PHONGGE
0190-020-107 | 50818 | 0190-WST-FNP-L13-FILLER01 | PM03 | 305 | 6M Wolf 13 Auger / Stirrer Assy PM | WOLF Filling Machine Line 13 | A | 0190E007 | 2012-06-13 | 2010-07-13 | PHOROSCOFE
0190-020-106 | 50812 | 0190-MLK-FNP-L02-FILLER04-DOSING ASSY D | PM03 | 305 | 104W Wolf 2D Auger / Stirrer Assy PM | Dosing Assembly 2D | A | 0190E007 | 2018-04-27 | 2010-07-13 | PHOROSCOFE
0190-020-105 | 50812 | 0190-MLK-FNP-L02-FILLER03-DOSING ASSY C | PM03 | 305 | 104W Wolf 2C Auger / Stirrer Assy PM | Dosing Assembly 2C | A | 0190E007 | 2018-04-27 | 2010-07-13 | PHOROSCOFE
0190-020-104 | 50812 | 0190-MLK-FNP-L02-FILLER02-DOSING ASSY B | PM03 | 305 | 104W Wolf 2B Auger / Stirrer Assy PM | Dosing Assembly 2B | A | 0190E007 | 2018-04-27 | 2010-07-13 | PHOROSCOFE
0190-020-103 | 50812 | 0190-MLK-FNP-L02-FILLER01-DOSING ASSY A | PM03 | 305 | 52W Wolf 2A Auger / Stirrer Assy PM | Dosing Assembly 2A | A | 0190E007 | 2019-07-22 | 2010-07-13 | PHOROSCOFE
0190-020-102 | 50812 | 0190-MLK-FNP-L01-FILLER04-DOSING ASSY D | PM03 | 305 | 52W Wolf 1D Auger / Stirrer Assy PM | Dosing Assembly 1D | A | 0190E007 | 2019-07-22 | 2010-07-13 | PHOROSCOFE
0190-020-101 | 50812 | 0190-MLK-FNP-L01-FILLER03-DOSING ASSY C | PM03 | 305 | 52W Wolf 1C Auger / Stirrer Assy PM | Dosing Assembly 1C | A | 0190E007 | 2019-07-22 | 2010-07-13 | PHOROSCOFE
0190-020-100 | 50812 | 0190-MLK-FNP-L01-FILLER02-DOSING ASSY B | PM03 | 305 | 52W Wolf 1B Auger / Stirrer Assy PM | Dosing Assembly 1B | A | 0190E007 | 2019-07-22 | 2010-07-13 | PHOROSCOFE
0190-020-099 | 50812 | 0190-MLK-FNP-L01-FILLER01-DOSING ASSY A | PM03 | 305 | 52W Wolf 1A Auger / Stirrer Assy PM | Dosing Assembly 1A | A | 0190E007 | 2019-07-22 | 2010-07-13 | PHOROSCOFE
0190-020-098 | 50652 | 0190-MLK-FNP-L03-FILLER04-HORSEAL ASSY B | PM03 | 305 | 26W Rovema 3B Compress Spring Replcmnt | Horizontal Sealing Assembly 3B | A | 0190E007 | 2021-04-01 | 2010-06-30 | PHONGGE
0190-020-097 | 50652 | 0190-MLK-FNP-L03-FILLER03-HORSEAL ASSY A | PM03 | 305 | 26W Rovema 3A Compress Spring Replcmnt | Horizontal Sealing Assembly 3A | A | 0190E007 | 2021-04-01 | 2010-06-30 | PHONGGE
0190-020-096 | 50652 | 0190-MLK-FNP-L09-FILLER04-HORSEAL ASSY B | PM03 | 305 | 26W Rovema 9B Compress Spring Replcmnt | Horizontal Sealing Assembly 9B | A | 0190E007 | 2021-04-01 | 2010-06-30 | PHONGGE
0190-020-095 | 50652 | 0190-MLK-FNP-L09-FILLER03-HORSEAL ASSY A | PM03 | 305 | 26W Rovema 9A Compress Spring Replcmnt | Horizontal Sealing Assembly 9A | A | 0190E007 | 2021-04-01 | 2010-06-30 | PHONGGE
0190-020-094 | 50652 | 0190-MLK-FNP-L08-FILLER04-HORSEAL ASSY B | PM03 | 305 | 26W Rovema 8BCompress Spring Replcmnt | Horizontal Sealing Assembly 8B | A | 0190E007 | 2021-04-01 | 2010-06-30 | PHONGGE
0190-020-093 | 50652 | 0190-MLK-FNP-L08-FILLER03-HORSEAL ASSY A | PM03 | 305 | 26W Rovema 8A Compress Spring Replcmnt | Horizontal Sealing Assembly 8A | A | 0190E007 | 2021-04-01 | 2010-06-30 | PHONGGE
0190-020-092 | 50652 | 0190-MLK-FNP-L06-FILLER02-HORSEAL ASSY B | PM03 | 305 | 26W Rovema 6B Compress Spring Replcmnt | Horizontal Sealing Assembly 6B | A | 0190E007 | 2021-04-01 | 2010-06-30 | PHONGGE
0190-020-091 | 50652 | 0190-MLK-FNP-L06-FILLER01-HORSEAL ASSY A | PM03 | 305 | 26W Rovema 6A Compress Spring Replcmnt | Horizontal Sealing Assembly 6A | A | 0190E007 | 2021-04-01 | 2010-06-30 | PHONGGE
0190-020-090 | 50652 | 0190-MLK-FNP-L05-FILLER02-HORSEAL ASSY B | PM03 | 305 | 26W Rovema 5B Compress Spring Replcmnt | Horizontal Sealing Assembly 5B | A | 0190E007 | 2021-04-01 | 2010-06-30 | PHONGGE
0190-020-089 | 50652 | 0190-MLK-FNP-L05-FILLER01-HORSEAL ASSY A | PM03 | 305 | 26WRovema 5A Compress Spring Replcmnt | Horizontal Sealing Assembly 5A | A | 0190E007 | 2021-04-01 | 2010-06-30 | PHONGGE
0190-020-088 | 15720 | 0190-MLK-FNP-L01-XRAYMA03 | PM03 | 307 | 13W X-Ray ACU Cleaning Line 1AB | SMITHS Eagle Pack X-Ray Machine Line 1AB | A | 0190E008 | 2016-02-15 | 2010-05-07 | PHCABIOPE
0190-020-088 | 15720 | 0190-MLK-FNP-L01-XRAYMA04 | PM03 | 307 | 13W Ray ACU Cleaning Line 1CD | SMITHS Eagle Pack X-Ray Machine Line 1CD | A | 0190E008 | 2016-02-15 | 2012-03-24 | PHCABIOPE
0190-020-088 | 15720 | 0190-MLK-FNP-L02-XRAYMA04 | PM03 | 307 | 13W X-Ray ACU Cleaning Line 2CD | SMITHS Eagle Pack X-Ray Machine Line 2CD | A | 0190E008 | 2016-02-15 | 2011-03-11 | PHCABIOPE
0190-020-088 | 15720 | 0190-MLK-FNP-L02-XRAYMA05 | PM03 | 307 | 13W X-Ray ACU Cleaning Line 2AB | Smiths Eagle Pack X-Ray Machine Line 2AB | A | 0190E008 | 2016-02-15 | 2010-05-07 | PHCABIOPE
0190-020-088 | 15720 | 0190-MLK-FNP-L03-XRAYMA01 | PM03 | 307 | 13W X-Ray ACU Cleaning Line 3 | Smiths Eagle Pack X-Ray Machine Line 3 | A | 0190E008 | 2016-02-15 | 2010-05-07 | PHCABIOPE
0190-020-088 | 15720 | 0190-MLK-FNP-L04-XRAYMA01 | PM03 | 307 | 13W X-Ray ACU Cleaning Line 4 | Smiths Eagle Pack X-Ray Machine Line 4 | A | 0190E008 | 2016-02-15 | 2010-05-07 | PHCABIOPE
0190-020-088 | 15720 | 0190-MLK-FNP-L05-XRAYMA02 | PM03 | 307 | 13W X-Ray ACU Cleaning Line 5 | Smiths Eagle Pack X-Ray Machine Line 5 | A | 0190E008 | 2016-02-15 | 2010-05-07 | PHCABIOPE
0190-020-088 | 15720 | 0190-MLK-FNP-L06-XRAYMA01 | PM03 | 307 | 13W X-Ray ACU Cleaning Line 6 | SMITHS Eagle Pack X-Ray Machine Line 6 | A | 0190E008 | 2016-02-15 | 2010-05-07 | PHCABIOPE
0190-020-088 | 15720 | 0190-MLK-FNP-L07-XRAYMA04 | PM03 | 307 | 13W X-Ray ACU Cleaning Line 7 | EAGLE PACK 720 PRO X-Ray Machine Line 7 | A | 0190E008 | 2016-02-15 | 2010-05-07 | PHCABIOPE
0190-020-088 | 15720 | 0190-MLK-FNP-L08-XRAYMA02 | PM03 | 307 | 13W X-Ray ACU Cleaning Line 8 | Smiths Detection Pack430 XRay Mach Line8 | A | 0190E008 | 2016-02-15 | 2010-05-07 | PHCABIOPE
0190-020-088 | 15720 | 0190-MLK-FNP-L09-XRAYMA02 | PM03 | 307 | 13W X-Ray ACU Cleaning Line 9 | Smiths Eagle Pack X-Ray Machine Line 9 | A | 0190E008 | 2016-02-15 | 2010-05-07 | PHCABIOPE
0190-020-088 | 15720 | 0190-MLK-FNP-L10-XRAYMA03 | PM03 | 307 | 13W X-Ray ACU Cleaning Line 10 | Smiths Detection Pack430 XRay Mach L-10 | A | 0190E008 | 2016-02-15 | 2010-05-07 | PHCABIOPE
0190-020-088 | 15720 | 0190-MLK-FNP-L14-XRAYMA01 | PM03 | 307 | 13W XRay ACU Cleaning Line 14 AB | X-Ray Machine Line 14 AB | A | 0190E008 | 2016-02-15 | 2012-04-07 | PHCABIOPE
0190-020-088 | 15720 | 0190-MLK-FNP-L14-XRAYMA02 | PM03 | 307 | 13W XRay ACU Cleaning Line 14 CD | X-Ray Machine Line 14 CD | A | 0190E008 | 2016-02-15 | 2012-04-07 | PHCABIOPE
0190-020-088 | 15720 | 0190-MLK-FNP-L15-XRAYMA01 | PM03 | 307 | 13W XRay ACU Cleaning Line 15 AB | X-Ray Machine Line 15 AB | A | 0190E008 | 2016-02-15 | 2012-04-07 | PHCABIOPE
0190-020-088 | 15720 | 0190-MLK-FNP-L15-XRAYMA02 | PM03 | 307 | 13W XRay ACU Cleaning Line 15 CD | X-Ray Machine Line 15 CD | A | 0190E008 | 2016-02-15 | 2013-10-02 | PHCABIOPE
0190-020-088 | 15720 | 0190-MLK-FNP-L16-XRAYMA02 | PM03 | 307 | 13W XRay ACU Cleaning Line 16CD | X-Ray Machine Line 16AB | A | 0190E008 | 2016-02-15 | 2013-12-13 | PHCABIOPE
0190-020-088 | 15720 | 0190-MLK-FNP-L17-XRAYMA01 | PM03 | 307 | 13W X-Ray ACU Cleaning Line 16AB | X-Ray Machine Line 17 AB | A | 0190E008 | 2016-02-15 | 2013-12-13 | PHCABIOPE
0190-020-087 | 49693 | 0190-MLK-FNP-COM-N2GTNK01 | PM03 | 301 | 52W Calibration of RV N2 Tank BF | Milks Bulk Filling Nitrogen Gas Tank | B | 0190E008 | 2021-06-03 | 2010-04-23 | PHILAGANAN
0190-020-087 | 67513 | 0190-MLK-FNP-COM-N2GTNK01 | PM03 | 301 | 52W Calibration RV & PG N2 Tank BF | Milks Bulk Filling Nitrogen Gas Tank | B | 0190E008 | 2021-06-03 | 2014-09-09 | PHILAGANAN
0190-020-086 | 49494 | 0190-MLK-FNP-L01-POWHPR01 | PM03 | 307 | 1M Main Hopper Condition Monitoring | Milk Powder Hopper Line 1a | C | 0190E007 | 2020-06-12 | 2010-04-10 | PHONGGE
0190-020-086 | 49494 | 0190-MLK-FNP-L01-POWHPR02 | PM03 | 307 | 1M Main Hopper Condition Monitoring | Milk Powder Hopper Line 1b | C | 0190E007 | 2020-06-12 | 2010-04-10 | PHONGGE
0190-020-086 | 49494 | 0190-MLK-FNP-L02-POWHPR01 | PM03 | 307 | 1M Main Hopper Condition Monitoring | Milk Powder Hopper Line 2a | C | 0190E007 | 2020-06-12 | 2010-04-10 | PHONGGE
0190-020-086 | 49494 | 0190-MLK-FNP-L02-POWHPR02 | PM03 | 307 | 1M Main Hopper Condition Monitoring | Milk Powder Hopper Line 2b | C | 0190E007 | 2020-06-12 | 2010-04-10 | PHONGGE
0190-020-086 | 49494 | 0190-MLK-FNP-L03-POWHPR01 | PM03 | 307 | 1M Main Hopper Condition Monitoring | Milk Powder Hopper Line 3 | C | 0190E007 | 2020-06-12 | 2010-04-10 | PHONGGE
0190-020-086 | 49494 | 0190-MLK-FNP-L04-POWHPR01 | PM03 | 307 | 1M Main Hopper Condition Monitoring | Milk Powder Hopper Line 4 | C | 0190E007 | 2020-06-12 | 2010-04-10 | PHONGGE
0190-020-086 | 49494 | 0190-MLK-FNP-L05-POWHPR01 | PM03 | 307 | 1M Main Hopper Condition Monitoring | Milk Powder Hopper Line 5 | C | 0190E007 | 2020-06-12 | 2010-04-10 | PHONGGE
0190-020-086 | 49494 | 0190-MLK-FNP-L06-POWHPR01 | PM03 | 307 | 1M Main Hopper Condition Monitoring | Milk Powder Hopper Line 6 | C | 0190E007 | 2020-06-12 | 2010-04-10 | PHONGGE
0190-020-086 | 49494 | 0190-MLK-FNP-L07-POWHPR01 | PM03 | 307 | 1M Main Hopper Condition Monitoring | Milk Powder Hopper Line 7 | C | 0190E007 | 2020-06-12 | 2010-04-10 | PHONGGE
0190-020-086 | 49494 | 0190-MLK-FNP-L08-POWHPR01 | PM03 | 307 | 1M Main Hopper Condition Monitoring | Milk Powder Hopper Line 8 | C | 0190E007 | 2020-06-12 | 2010-04-10 | PHONGGE
0190-020-086 | 49494 | 0190-MLK-FNP-L09-POWHPR01 | PM03 | 307 | 1M Main Hopper Condition Monitoring | Milk Powder Hopper Line 9 | C | 0190E007 | 2020-06-12 | 2010-04-10 | PHONGGE
0190-020-086 | 49494 | 0190-MLK-FNP-L10-POWHPR01 | PM03 | 307 | 1M Main Hopper Condition Monitoring | Milk Powder Hopper Line 10 | C | 0190E007 | 2020-06-12 | 2010-04-10 | PHONGGE
0190-020-086 | 49494 | 0190-MLK-FNP-L14-POWHPR02 | PM03 | 307 | 1M Main Hopper Condition Monitoring | Milk Powder Hopper Line 14AB | C | 0190E007 | 2020-06-12 | 2012-04-28 | PHONGGE
0190-020-086 | 49494 | 0190-MLK-FNP-L14-POWHPR03 | PM03 | 307 | 1M Main Hopper Condition Monitoring | Milk Powder Hopper Line 14CD | C | 0190E007 | 2020-06-12 | 2012-04-28 | PHONGGE
0190-020-086 | 49494 | 0190-MLK-FNP-L15-POWHPR01 | PM03 | 307 | 1M Main Hopper Condition Monitoring | Milk Powder Hopper Line 15AB | C | 0190E007 | 2020-06-12 | 2012-04-28 | PHONGGE
0190-020-086 | 49494 | 0190-MLK-FNP-L15-POWHPR02 | PM03 | 307 | 1M Main Hopper Condition Monitoring | Milk Powder Hopper Line 15CD | C | 0190E007 |  | 2020-06-12
0190-020-086 |  | 0190-MLK-FNP-L16-POWHPR02 | PM03 |  | 1M Main Hopper Condition Monitoring | Milk Powder Hopper Line 16 AB | C | 0190E007 | 2020-06-12 | 2020-06-12 | PHONGGE
0190-020-086 | 49494 | 0190-MLK-FNP-L17-POWHPR01 | PM03 | 307 | 1M Main Hopper Condition Monitoring | Milk Powder Hopper Line 17A | C | 0190E007 | 2020-06-12 | 2020-06-12 | PHONGGE
0190-020-085 | 45827 | 0190-MLK-PRO-DFS-DFSILO03 | PM03 | 301 | 52WKS Weight Trans Cal 2F3_WIT-10.24 | Direct Filling Silo Line 3 | C | 0190E007 | 2019-01-24 | 2009-10-30 | PHOROSCOFE
0190-020-085 | 45827 | 0190-MLK-PRO-DFS-DFSILO08 | PM03 | 301 | 52WKS Weight Trans Cal 2F8-WIT-08.24 | Direct Filling Silo Line 8 | C | 0190E007 | 2019-01-24 | 2014-07-16 | PHOROSCOFE
0190-020-085 | 45827 | 0190-MLK-PRO-DFS-DFSILO10 | PM03 | 301 | 52WKS Weight Trans Cal 2F10-WIT-10.26 | Direct Filling Silo Line 10 | C | 0190E008 | 2019-01-24 | 2009-10-30 | PHOROSCOFE
0190-020-085 | 45827 | 0190-MLK-PRO-DFS-DFSILO14A | PM03 | 301 | 52WKS Weight Trans Cal 2F14-WIT-14.13/01 | Direct Filling Silo Line 14A | C | 0190E008 | 2019-01-24 | 2012-10-29 | PHOROSCOFE
0190-020-085 | 45827 | 0190-MLK-PRO-DFS-DFSILO14B | PM03 | 301 | 52WKS Weight Trans Cal 2F14-WIT-14.13/02 | Direct Filling Silo Line 14B | C | 0190E007 | 2019-01-24 | 2012-10-29 | PHOROSCOFE
0190-020-085 | 45827 | 0190-MLK-PRO-DFS-DFSILO15A | PM03 | 301 | 52WKS Weight Trans Cal 2F15-WIT-15.13 | Direct Filling Silo Line 15A | C | 0190E007 | 2019-01-24 | 2012-10-29 | PHOROSCOFE
0190-020-084 | 45239 | 0190-MLK-FNP-L11-GASHPR01 | PM03 | 307 | 6M DF Silo/Sifter Conv Inspection | BF Gassing Hopper Line 11 | A | 0190E007 | 2014-09-16 | 2009-09-16 | PHOROSCOFE
0190-020-084 | 45239 | 0190-MLK-FNP-L12-GASHPR01 | PM03 | 307 | 6M DF Silo/Sifter Conv Inspection | BF Gassing Hopper Line12 | A | 0190E007 | 2014-09-16 | 2009-09-16 | PHOROSCOFE
0190-020-084 | 45239 | 0190-MLK-PRO-DFS-DFSILO01A | PM03 | 307 | 6M DF Silo/Sifter Conv Inspection | Direct Filling Silo Line 1A | C | 0190E007 | 2014-09-16 | 2009-09-16 | PHOROSCOFE
0190-020-084 | 45239 | 0190-MLK-PRO-DFS-DFSILO01B | PM03 | 307 | 6M DF Silo/Sifter Conv Inspection | Direct Filling Silo Line 1B | C | 0190E007 | 2014-09-16 | 2009-09-16 | PHOROSCOFE
0190-020-084 | 45239 | 0190-MLK-PRO-DFS-DFSILO02A | PM03 | 307 | 6M DF Silo/Sifter Conv Inspection | Direct Filling Silo Line 2A | C | 0190E007 | 2014-09-16 | 2009-09-16 | PHOROSCOFE
0190-020-084 | 45239 | 0190-MLK-PRO-DFS-DFSILO02B | PM03 | 307 | 6M DF Silo/Sifter Conv Inspection | Direct Filling Silo Line 2B | C | 0190E007 | 2014-09-16 | 2009-09-16 | PHOROSCOFE
0190-020-084 | 45239 | 0190-MLK-PRO-DFS-DFSILO03 | PM03 | 307 | 6M DF Silo/Sifter Conv Inspection | Direct Filling Silo Line 3 | C | 0190E007 | 2014-09-16 | 2009-09-16 | PHOROSCOFE
0190-020-084 | 45239 | 0190-MLK-PRO-DFS-DFSILO04 | PM03 | 307 | 6M DF Silo/Sifter Conv Inspection | Direct Filling Silo Line 4 | C | 0190E007 | 2014-09-16 | 2009-09-16 | PHOROSCOFE
0190-020-084 | 45239 | 0190-MLK-PRO-DFS-DFSILO05 | PM03 | 307 | 6M DF Silo/Sifter Conv Inspection | Direct Filling Silo Line 5 | C | 0190E007 | 2014-09-16 | 2009-09-16 | PHOROSCOFE
0190-020-084 | 45239 | 0190-MLK-PRO-DFS-DFSILO06 | PM03 | 307 | 6M DF Silo/Sifter Conv Inspection | Direct Filling Silo Line 6 | C | 0190E007 | 2014-09-16 | 2009-09-16 | PHOROSCOFE
0190-020-084 | 45239 | 0190-MLK-PRO-DFS-DFSILO07 | PM03 | 307 | 6M DF Silo/Sifter Conv Inspection | Direct Filling Silo Line 7 | C | 0190E007 | 2014-09-16 | 2009-09-16 | PHOROSCOFE
0190-020-084 | 45239 | 0190-MLK-PRO-DFS-DFSILO08 | PM03 | 307 | 6M DF Silo/Sifter Conv Inspection | Direct Filling Silo Line 8 | C | 0190E007 | 2014-09-16 | 2009-09-16 | PHOROSCOFE
0190-020-084 | 45239 | 0190-MLK-PRO-DFS-DFSILO09 | PM03 | 307 | 6M DF Silo/Sifter Conv Inspection | Direct Filling Silo Line 9 | C | 0190E007 | 2014-09-16 | 2009-09-16 | PHOROSCOFE
0190-020-084 | 45239 | 0190-MLK-PRO-DFS-DFSILO10 | PM03 | 307 | 6M DF Silo/Sifter Conv Inspection | Direct Filling Silo Line 10 | C | 0190E007 | 2014-09-16 | 2009-09-16 | PHOROSCOFE
0190-020-084 | 45239 | 0190-MLK-PRO-DFS-DFSILO14A | PM03 | 307 | 6M DF Silo/Sifter Conv Inspection | Direct Filling Silo Line 14A | C | 0190E007 | 2014-09-16 | 2012-06-19 | PHOROSCOFE
0190-020-084 | 45239 | 0190-MLK-PRO-DFS-DFSILO14B | PM03 | 307 | 6M DF Silo/Sifter Conv Inspection | Direct Filling Silo Line 14B | C | 0190E007 | 2014-09-16 | 2012-06-19 | PHOROSCOFE
0190-020-084 | 45239 | 0190-MLK-PRO-DFS-DFSILO15A | PM03 | 307 | 6M DF Silo/Sifter Conv Inspection | Direct Filling Silo Line 15A | C | 0190E007 | 2014-09-16 | 2012-06-19 | PHOROSCOFE
0190-020-083 | 43705 | 0190-MLK-FNP-L03-TILTST01 | PM03 | 307 | 1M Tilting Station/SifterConv Inspection | Tilting Station Line 3 | C | 0190E007 | 2014-07-03 | 2009-09-16 | PHOROSCOFE
0190-020-083 | 43705 | 0190-MLK-FNP-L05-TILTST01 | PM03 | 307 | 1M Tilting Station/SifterConv Inspection | Tilting Station Line 5 | C | 0190E007 | 2014-07-03 | 2009-09-16 | PHOROSCOFE
0190-020-083 | 43705 | 0190-MLK-FNP-L06-TILTST01 | PM03 | 307 | 1M Tilting Station/SifterConv Inspection | Tilting Station Line 6a | C | 0190E007 | 2014-07-03 | 2009-09-16 | PHOROSCOFE
0190-020-083 | 43705 | 0190-MLK-FNP-L08-TILTST01 | PM03 | 307 | 1M Tilting Station/SifterConv Inspection | Tilting Station Line 8 | C | 0190E007 | 2014-07-03 | 2009-09-16 | PHOROSCOFE
0190-020-083 | 43705 | 0190-MLK-FNP-L09-TILTST01 | PM03 | 307 | 1M Tilting Station/SifterConv Inspection | Tilting Station Line 9 | C | 0190E007 | 2014-07-03 | 2009-09-16 | PHOROSCOFE
0190-020-083 | 43705 | 0190-MLK-FNP-L10-RWKTTS01 | PM03 | 307 | 1M Tilting Station/SifterConv Inspection | Tilting Station Rework Rebagging Line10 | C | 0190E007 | 2014-07-03 | 2012-05-11 | PHOROSCOFE
0190-020-083 | 43705 | 0190-MLK-FNP-L10-TILTST01 | PM03 | 307 | 1M Tilting Station/SifterConv Inspection | Tilting Station Line 10 | C | 0190E007 | 2014-07-03 | 2009-09-16 | PHOROSCOFE
0190-020-083 | 43705 | 0190-MLK-FNP-L11-TILTST01 | PM03 | 307 | 1M Tilting Station/SifterConv Inspection | Tote Refilling Station Bulk Filling # 1 | B | 0190E007 | 2014-07-03 | 2012-05-11 | PHOROSCOFE
0190-020-083 | 43705 | 0190-MLK-FNP-L11-TILTST02 | PM03 | 307 | 1M Tilting Station/SifterConv Inspection | Tote Refilling Station Bulk Filling # 2 | B | 0190E007 | 2014-07-03 | 2012-05-11 | PHOROSCOFE
0190-020-083 | 43705 | 0190-MLK-FNP-L14-TILTST02 | PM03 | 307 | 1M Tilting Station/SifterConv Inspection | Tilting Station Line 14A | C | 0190E007 | 2014-07-03 | 2012-04-28 | PHOROSCOFE
0190-020-083 | 43705 | 0190-MLK-FNP-L14-TILTST03 | PM03 | 307 | 1M Tilting Station/SifterConv Inspection | Tilting Station Line 14B | C | 0190E007 | 2014-07-03 | 2012-04-28 | PHOROSCOFE
0190-020-083 | 43705 | 0190-MLK-FNP-L15-TILTST01 | PM03 | 307 | 1M Tilting Station/SifterConv Inspection | Tilting Station Line 15A | C | 0190E007 | 2014-07-03 | 2012-04-28 | PHOROSCOFE
0190-020-083 | 43705 | 0190-MLK-FNP-L15-TILTST02 | PM03 | 307 | 1M Tilting Station/SifterConv Inspection | Tilting Station Line 15B | C | 0190E007 | 2014-07-03 | 2014-02-17 | PHOROSCOFE
0190-020-083 | 43705 | 0190-MLK-FNP-L16-TILTST02 | PM03 | 307 | 1M Tilting Station/SifterConv Inspection | Tilting Station Line 16 | C | 0190E007 | 2014-07-03 | 2014-02-17 | PHOROSCOFE
0190-020-083 | 43705 | 0190-MLK-FNP-L17-TILTST01 | PM03 | 307 | 1M Tilting Station/SifterConv Inspection | Tilting Station Line 17A | C | 0190E007 | 2014-07-03 | 2014-02-17 | PHOROSCOFE
0190-020-083 | 43705 | 0190-WST-FNP-L01-TILTST01 | PM03 | 307 | 1M Tilting Station/SifterConv Inspection | Tilting Station Line 1a | C | 0190E007 | 2017-07-19 | 2009-09-16 | PHOROSCOFE
0190-020-083 | 43705 | 0190-WST-FNP-L01-TILTST02 | PM03 | 307 | 1M Tilting Station/SifterConv Inspection | Tilting Station Line 1b | C | 0190E007 | 2014-07-03 | 2009-09-16 | PHOROSCOFE
0190-020-083 | 43705 | 0190-WST-FNP-L02-TILTST01 | PM03 | 307 | 1M Tilting Station/SifterConv Inspection | Tilting Station Line 2a | C | 0190E007 | 2014-07-03 | 2009-09-16 | PHOROSCOFE
0190-020-083 | 43705 | 0190-WST-FNP-L02-TILTST02 | PM03 | 307 | 1M Tilting Station/SifterConv Inspection | Tilting Station Line 2b | C | 0190E007 | 2014-07-03 | 2009-09-16 | PHOROSCOFE
0190-020-083 | 43705 | 0190-WST-FNP-L04-TILTST01 | PM03 | 307 | 1M Tilting Station/SifterConv Inspection | Tilting Station Line 4 | C | 0190E007 | 2014-07-03 | 2009-09-16 | PHOROSCOFE
0190-020-080 | 43704 | 0190-MLK-FNP-L06-FILLER01 | PM03 | 307 | 1M HorizontalScrewFeeder Inspection R6A | Filling Machine Rovema 6a Line 6 | A | 0190E007 | 2015-01-27 | 2014-08-13 | PHOROSCOFE
0190-020-080 | 43704 | 0190-MLK-FNP-L06-FILLER02 | PM03 | 307 | 1M HorizontalScrewFeeder Inspection R6B | Filling Machine Rovema 6b Line 6 | A | 0190E007 | 2015-01-27 | 2014-08-13 | PHOROSCOFE
0190-020-080 | 43704 | 0190-MLK-FNP-L10-HORCVY01 | PM03 | 307 | 1M HorizontalScrewFeeder Inspection W10A | Horizontal Screw Feeder W10a Line 10 | C | 0190E007 | 2015-01-27 | 2009-08-28 | PHOROSCOFE
0190-020-080 | 43704 | 0190-MLK-FNP-L10-HORCVY02 | PM03 | 307 | 1M HorizontalScrewFeeder Inspection W10B | Horizontal Screw Feeder W10b Line 10 | C | 0190E007 | 2015-01-27 | 2009-08-28 | PHOROSCOFE
0190-020-080 | 43704 | 0190-MLK-FNP-L10-RWKTTS01 | PM03 | 307 | 1M Horizontal Screw Feeder Inspection | Tilting Station Rework Rebagging Line10 | C | 0190E007 | 2015-01-27 | 2010-08-18 | PHOROSCOFE
0190-020-080 | 43704 | 0190-MLK-FNP-L14-FILLER02 | PM03 | 307 | 1M HorizontalScrewFeeder Inspection W14A | Filling Machine Wolf 14A Line 14 | A | 0190E007 | 2015-01-27 | 2014-08-13 | PHOROSCOFE
0190-020-080 | 43704 | 0190-MLK-FNP-L14-FILLER03 | PM03 | 307 | 1M HorizontalScrewFeeder Inspection W14B | Filling Machine Wolf 14B Line 14 | A | 0190E007 | 2015-01-27 | 2014-08-13 | PHOROSCOFE
0190-020-080 | 43704 | 0190-MLK-FNP-L14-FILLER04 | PM03 | 307 | 1M HorizontalScrewFeeder Inspection W14C | Filling Machine Wolf 14C Line 14 | A | 0190E007 | 2015-01-27 | 2014-08-13 | PHOROSCOFE
0190-020-080 | 43704 | 0190-MLK-FNP-L14-FILLER05 | PM03 | 307 | 1M HorizontalScrewFeeder Inspection W14D | Filling Machine Wolf 14D Line 14 | A | 0190E007 | 2015-01-27 | 2014-08-13 | PHOROSCOFE
0190-020-080 | 43704 | 0190-MLK-FNP-L15-FILLER01 | PM03 | 307 | 1M HorizontalScrewFeeder Inspection W15A | Filling Machine Wolf 15A | A | 0190E007 | 2015-01-27 | 2014-08-13 | PHOROSCOFE
0190-020-080 | 43704 | 0190-MLK-FNP-L15-FILLER02 | PM03 | 307 | 1M HorizontalScrewFeeder Inspection W15B | Filling Machine Wolf 15B | A | 0190E007 | 2015-01-27 | 2014-08-13 | PHOROSCOFE
0190-020-080 | 43704 | 0190-MLK-FNP-L15-FILLER03 | PM03 | 307 | 1M HorizontalScrewFeeder Inspection W15C | Filling Machine Wolf 15C | A | 0190E007 | 2015-01-27 | 2014-08-13 | PHOROSCOFE
0190-020-080 | 43704 | 0190-MLK-FNP-L15-FILLER04 | PM03 | 307 | 1M HorizontalScrewFeeder Inspection W15D | Filling Machine Wolf 15D | A | 0190E007 | 2015-01-27 | 2014-08-13 | PHOROSCOFE
0190-020-080 | 43704 | 0190-MLK-FNP-L16-FILLER03 | PM03 | 307 | 1M HorizontalScrewFeeder Inspection W16C | Filling Machine Wolf 16A Line 16 | A | 0190E007 | 2015-01-27 | 2014-08-13 | PHOROSCOFE
0190-020-080 | 43704 | 0190-MLK-FNP-L16-FILLER04 | PM03 | 307 | 1M Horizontal Screw Feeder Inspection | Filling Machine Wolf 16B Line 16 | A | 0190E007 | 2015-01-27 | 2014-08-13 | PHOROSCOFE
0190-020-080 | 43704 | 0190-MLK-FNP-L17-FILLER01 | PM03 | 307 | 1M HorizontalScrewFeeder Inspection W16A | Filling Machine Wolf 17A Line 17 | A | 0190E007 | 2015-01-27 | 2014-08-13 | PHOROSCOFE
0190-020-080 | 43704 | 0190-MLK-FNP-L17-FILLER02 | PM03 | 307 | 1M HorizontalScrewFeeder Inspection W16B | Filling Machine Wolf 17B Line 17 | A | 0190E007 | 2015-01-27 | 2014-08-13 | PHOROSCOFE
0190-020-079 | 34418 | 0190-MLK-FNP-L06-PCHWGH03 | PM03 | 301 | 52WKS Pouch CW Cal 2F6-CHW-06.08/01 | ISHIDA DACS Pouch Checkweigher Line 6A | A | 0190E008 | 2019-01-24 | 2015-10-07 | PHOROSCOFE
0190-020-079 | 34418 | 0190-MLK-FNP-L06-PCHWGH04 | PM03 | 301 | 52WKS Pouch CW Cal 2F6-CHW-06.08/02 | ISHIDA DACS Pouch Checkweigher Line 6B | A | 0190E008 | 2019-01-24 | 2015-10-07 | PHOROSCOFE
0190-020-079 | 34418 | 0190-MLK-FNP-L08-PCHWGH09 | PM03 | 301 | 52WKS Pouch CW Cal 2F8-CHW-08.08/01 | ISHIDA Pouch Checkweigher Line 8A | A | 0190E008 | 2019-01-24 | 2015-03-14 | PHOROSCOFE
0190-020-079 | 34418 | 0190-MLK-FNP-L08-PCHWGH10 | PM03 | 301 | 52WKS Pouch CW Cal 2F8-CHW-08.08/02 | ISHIDA Pouch Checkweigher Line 8B | A | 0190E008 | 2019-01-24 | 2015-03-14 | PHOROSCOFE
0190-020-078 | 418347 | 0190-MLK-FNP-L11-GASHPR01 | PM03 | 305 | 52W ButterflyValve Seat/Assy Replacement | BF Gassing Hopper Line 11 | A | 0190E007 | 2019-01-25 | 2009-07-22 | PHOROSCOFE
0190-020-078 | 418347 | 0190-MLK-FNP-L12-GASHPR01 | PM03 | 305 | 52W ButterflyValve Seat/Assy Replacement | BF Gassing Hopper Line12 | A | 0190E007 | 2019-01-25 | 2009-07-22 | PHOROSCOFE
0190-020-078 | 418347 | 0190-MLK-PRO-DFS-DFSILO02A | PM03 | 305 | 52W ButterflyValve Seat/Assy Replacement | Direct Filling Silo Line 2A | C | 0190E007 | 2019-01-25 | 2009-07-22 | PHOROSCOFE
0190-020-078 | 418347 | 0190-MLK-PRO-DFS-DFSILO03 | PM03 | 305 | 52W ButterflyValve Seat/Assy Replacement | Direct Filling Silo Line 3 | C | 0190E007 | 2019-01-25 | 2009-07-22 | PHOROSCOFE
0190-020-078 | 418347 | 0190-MLK-PRO-DFS-DFSILO05 | PM03 | 305 | 52W ButterflyValve Seat/Assy Replacement | Direct Filling Silo Line 5 | C | 0190E007 | 2019-01-25 | 2009-07-22 | PHOROSCOFE
0190-020-078 | 418347 | 0190-MLK-PRO-DFS-DFSILO06 | PM03 | 305 | 52W ButterflyValve Seat/Assy Replacement | Direct Filling Silo Line 6 | C | 0190E007 | 2019-01-25 | 2009-07-22 | PHOROSCOFE
0190-020-078 | 418347 | 0190-MLK-PRO-DFS-DFSILO08 | PM03 | 305 | 52W ButterflyValve Seat/Assy Replacement | Direct Filling Silo Line 8 | C | 0190E007 | 2019-01-25 | 2009-07-22 | PHOROSCOFE
0190-020-078 | 418347 | 0190-MLK-PRO-DFS-DFSILO09 | PM03 | 305 | 52W ButterflyValve Seat/Assy Replacement | Direct Filling Silo Line 9 | C | 0190E007 | 2019-01-25 | 2009-07-22 | PHOROSCOFE
0190-020-078 | 418347 | 0190-MLK-PRO-DFS-DFSILO10 | PM03 | 305 | 52W ButterflyValve Seat/Assy Replacement | Direct Filling Silo Line 10 | C | 0190E007 | 2019-01-25 | 2009-07-22 | PHOROSCOFE
0190-020-077 | 36648 | 0190-MLK-FNP-HSF-RTRUCK01 | PM03 | 305 | 1Y Reach Truck Monthly PM | Milks F/P Reachtruck No 1- Toyota | C | 0190E013 | 2014-02-07 | 2009-02-10 | PHILAGANAN
0190-020-077 | 36648 | 0190-MLK-FNP-HSF-RTRUCK02 | PM03 | 305 | 1Y Reach Truck Monthly PM | Milks F/P Reachtruck No 02 - Toyota | C | 0190E013 | 2014-02-07 | 2009-02-10 | PHILAGANAN
0190-020-077 | 36648 | 0190-MLK-FNP-HSF-RTRUCK03 | PM03 | 305 | 1Y Reach Truck Monthly PM | Milks F/P Reachtruck No 3 - Toyota | C | 0190E013 | 2014-02-07 | 2009-02-10 | PHILAGANAN
0190-020-077 | 36648 | 0190-MLK-FNP-HSF-RTRUCK08 | PM03 | 305 | 1Y Reach Truck Monthly PM | Milks F/P Reachtruck No 8- Toyota | C | 0190E013 | 2014-02-07 | 2009-02-10 | PHILAGANAN
0190-020-076 | 36647 | 0190-MLK-FNP-HSF-RTRUCK01 | PM03 | 305 | 1M Reach Truck Monthly PM | Milks F/P Reachtruck No 1- Toyota | C | 0190E013 | 2012-07-07 | 2009-02-10 | PHFUTALARA
0190-020-076 | 36647 | 0190-MLK-FNP-HSF-RTRUCK02 | PM03 | 305 | 1M Reach Truck Monthly PM | Milks F/P Reachtruck No 02 - Toyota | C | 0190E013 | 2012-07-07 | 2009-02-10 | PHFUTALARA
0190-020-076 | 36647 | 0190-MLK-FNP-HSF-RTRUCK03 | PM03 | 305 | 1M Reach Truck Monthly PM | Milks F/P Reachtruck No 3 - Toyota | C | 0190E013 | 2012-07-07 | 2009-02-10 | PHFUTALARA
0190-020-076 | 36647 | 0190-MLK-FNP-HSF-RTRUCK08 | PM03 | 305 | 1M Reach Truck Monthly PM | Milks F/P Reachtruck No 8- Toyota | C | 0190E013 | 2012-07-07 | 2009-02-10 | PHFUTALARA
0190-020-075 | 34252 | 0190-WST-FNP-L14-BGFWGH01 | PM03 | 301 | 6M Calibration Bulk Filling 20kgs | BF Bag Filler Weigher Line 14 | A | 0190E008 | 2011-07-16 | 2008-09-06 | PHOROSCOFE
0190-020-074 | 34251 | 0190-MLK-FNP-L11-WGHPLA01 | PM03 | 301 | 52WKS Weight Trans Cal 2F11-WIT-12.62 | BF Weighing Platform Line 11 | A | 0190E008 | 2019-01-24 | 2008-09-06 | PHOROSCOFE
0190-020-074 | 34251 | 0190-MLK-FNP-L12-WGHPLA01 | PM03 | 301 | 52WKS Weight Trans Cal 2F12-WIT-12.63 | BF Weighing Platform Line12 | A | 0190E008 | 2019-01-24 | 2008-09-06 | PHOROSCOFE
0190-020-073 | 16312 | 0190-MLK-FNP-L01-STAPER01 | PM03 | 307 | 4W SIAT TS Inspection/Retighten&Lubn L1 | Siat Tape Sealer Line 1 | C | 0190E007 | 2021-03-10 | 2008-08-31 | PHOROSCOFE
0190-020-073 | 16312 | 0190-MLK-FNP-L02-STAPER02 | PM03 | 307 | 4W SIAT TS Inspection/Retighten&Lubn L2B | SIAT Tape Sealer Line 2B | B | 0190E007 | 2021-03-10 | 2008-08-31 | PHOROSCOFE
0190-020-073 | 16312 | 0190-MLK-FNP-L03-STAPER01 | PM03 | 307 | 4W SIAT TS Inspection/Retighten&Lubn L3 | Siat Tape Sealer Line 3 | C | 0190E007 | 2021-03-10 | 2008-08-31 | PHOROSCOFE
0190-020-073 | 16312 | 0190-MLK-FNP-L04-STAPER02 | PM03 | 307 | 4W SIAT TS Inspection/Retighten&Lubn L4 | YOUNGSUN Tape Sealer Line 4 | B | 0190E007 | 2021-03-10 | 2008-08-31 | PHOROSCOFE
0190-020-073 | 16312 | 0190-MLK-FNP-L05-STAPER02 | PM03 | 307 | 4W SIAT TS Inspection/Retighten&Lubn L5 | SIAT Tape Sealer Line 5 | B | 0190E007 | 2021-03-10 | 2008-08-31 | PHOROSCOFE
0190-020-073 | 16312 | 0190-MLK-FNP-L06-STAPER02 | PM03 | 307 | 4W SIAT TS Inspection/Retighten&Lubn L6 | Siat Tape Sealer Line 6 | C | 0190E007 | 2021-03-10 | 2009-01-30 | PHOROSCOFE
0190-020-073 | 16312 | 0190-MLK-FNP-L07-STAPER03 | PM03 | 307 | 4W SIAT TS Inspection/Retighten&Lubn L7 | SIAT Tape Sealer Line 7 | B | 0190E007 | 2021-03-10 | 2010-04-01 | PHOROSCOFE
0190-020-073 | 16312 | 0190-MLK-FNP-L08-STAPER01 | PM03 | 307 | 4W SIAT TS Inspection/Retighten&Lubn L8 | SIAT Tape Sealer Line 8 | B | 0190E007 | 2021-03-10 | 2012-04-07 | PHOROSCOFE
0190-020-073 | 16312 | 0190-MLK-FNP-L09-STAPER01 | PM03 | 307 | 4W SIAT TS Inspection/Retighten&Lubn L9 | SIAT Tape Sealer Line 9 | B | 0190E007 | 2021-03-10 | 2012-04-07 | PHOROSCOFE
0190-020-073 | 16312 | 0190-MLK-FNP-L10-STAPER03 | PM03 | 307 | 4W SIAT TS Inspection/Retighten&Lubn L10 | SIAT Tape Sealer Line 10 | B | 0190E007 | 2021-03-10 | 2013-07-04 | PHOROSCOFE
0190-020-073 | 16312 | 0190-MLK-FNP-L15-STAPER01 | PM03 | 307 | 4W SIAT TS Inspection/Retighten&Lubn L15 | SIAT Tape Sealer Line 15 | B | 0190E007 | 2021-03-10 | 2014-07-08 | PHOROSCOFE
0190-020-073 | 16312 | 0190-MLK-FNP-L16-STAPER03 | PM03 | 307 | 4W SIAT TS Inspection/Retighten&LubnL16B | SIAT Tape Sealer Line 16AB | B | 0190E007 | 2021-03-10 | 2015-03-13 | PHOROSCOFE
0190-020-073 | 16312 | 0190-MLK-FNP-L17-STAPER01 | PM03 | 307 | 4W SIAT TS Inspection/Retighten&LubnL16A | SIAT Tape Sealer Line 17 AB | B | 0190E007 | 2021-03-10 | 2014-10-11 | PHOROSCOFE
0190-020-072 | 34194 | 0190-MLK-FNP-SCW-STWRAP03 | PM03 | 307 | 13W Stretch Wrap #2 Inspect/Retight/Lubn | Milks Stretch Carton Wrapper No 3 | C | 0190E007 | 2021-08-15 | 2013-10-02 | PHOROSCOFE
0190-020-071 | 29630 | 0190-MLK-FNP-L11-VACPMP01 | PM03 | 303 | 26W Change Oil Nucon Vacuum Pump | BF Nucon Vaccum Pump Line11 | C | 0190E007 | 2016-08-12 | 2008-08-29 | PHCABIOPE
0190-020-071 | 29630 | 0190-MLK-FNP-L12-VACPMP01 | PM03 | 303 | 26W Change Oil Nucon Vacuum Pump | BF Nucon Vacuum Pump Line 12 | C | 0190E007 | 2016-08-12 | 2008-08-29 | PHCABIOPE
0190-020-070 | 34183 | 0190-MLK-FNP-COM-AHU05 | PM03 | 305 | 4W Cleaning/Servicing Milks AHU | SINTECO AHU MILKS FILLING ROOM 1 | B | 0190E007 | 2020-08-19 | 2011-05-19 | PHOROSCOFE
0190-020-070 | 34183 | 0190-MLK-FNP-COM-AHU06 | PM03 | 305 | 4W Cleaning/Servicing Milks AHU | SINTECO AHU MILKS FILLING ROOM 2 | B | 0190E007 | 2020-08-19 | 2011-03-17 | PHOROSCOFE
0190-020-070 | 34183 | 0190-MLK-FNP-COM-AHU07 | PM03 | 305 | 4W Cleaning/Servicing Milks AHU | SINTECO AHU MILK TOTEBIN RECEIVING AREA | B | 0190E007 | 2020-08-19 | 2011-03-17 | PHOROSCOFE
0190-020-070 | 34183 | 0190-MLK-FNP-COM-AHU08 | PM03 | 305 | 4W Cleaning/Servicing Milks AHU | SINTECO AHU MILKS TILTING STATION&DFSILO | B | 0190E007 | 2020-08-19 | 2011-05-19 | PHOROSCOFE
0190-020-069 | 17101 | 0190-MLK-FNP-L06-FILLER02 | PM03 | 302 | Monthly Filler Machine Servicing R6B | Filling Machine Rovema 6b Line 6 | A | 0190E007 | 2011-06-26 | 2008-06-30 | PHOROSCOFE
0190-020-068 | 17101 | 0190-MLK-FNP-L06-FILLER01 | PM03 | 302 | Monthly Filler Machine Servicing R6A | Filling Machine Rovema 6a Line 6 | A | 0190E007 | 2011-06-26 | 2008-06-30 | PHOROSCOFE
0190-020-067 | 15719 | 0190-MLK-FNP-L01-FILLER01 | PM03 | 307 | Weekly Filler Machine Carbon Testing | Filling Machine Wolf 1a Line 1 | A | 0190E007 | 2015-08-20 | 2006-07-04 | PHJACOLPA
0190-020-067 | 15719 | 0190-MLK-FNP-L01-FILLER02 | PM03 | 307 | Weekly Filler Machine Carbon Testing | Filling Machine Wolf 1b Line 1 | A | 0190E007 | 2015-08-20 | 2010-03-18 | PHJACOLPA
0190-020-067 | 15719 | 0190-MLK-FNP-L01-FILLER03 | PM03 | 307 | Weekly Filler Machine Carbon Testing | Filling Machine Wolf 1c Line 1 | A | 0190E007 | 2015-08-20 | 2010-03-18 | PHJACOLPA
0190-020-067 | 15719 | 0190-MLK-FNP-L01-FILLER04 | PM03 | 307 | Weekly Filler Machine Carbon Testing | Filling Machine Wolf 1d Line 1 | A | 0190E007 | 2015-08-20 | 2010-03-18 | PHJACOLPA
0190-020-067 | 15719 | 0190-MLK-FNP-L02-FILLER01 | PM03 | 307 | Weekly Filler Machine Carbon Testing | Filling Machine Wolf 2a Line 2 | A | 0190E007 | 2015-08-20 | 2010-03-18 | PHJACOLPA
0190-020-067 | 15719 | 0190-MLK-FNP-L02-FILLER02 | PM03 | 307 | Weekly Filler Machine Carbon Testing | Filling Machine Wolf 2b Line 2 | A | 0190E007 | 2015-08-20 | 2010-03-18 | PHJACOLPA
0190-020-067 | 15719 | 0190-MLK-FNP-L02-FILLER03 | PM03 | 307 | Weekly Filler Machine Carbon Testing | Filling Machine Wolf 2c Line 2 | A | 0190E007 | 2015-08-20 | 2010-03-18 | PHJACOLPA
0190-020-067 | 15719 | 0190-MLK-FNP-L02-FILLER04 | PM03 | 307 | Weekly Filler Machine Carbon Testing | Filling Machine Wolf 2d Line 2 | A | 0190E007 | 2015-08-20 | 2010-03-18 | PHJACOLPA
0190-020-067 | 15719 | 0190-MLK-FNP-L03-FILLER03 | PM03 | 307 | Weekly Filler Machine Carbon Testing | Filling Machine Rovema 3A Line 3 | A | 0190E007 | 2015-08-20 | 2010-03-18 | PHJACOLPA
0190-020-067 | 15719 | 0190-MLK-FNP-L03-FILLER04 | PM03 | 307 | Weekly Filler Machine Carbon Testing | Filling Machine Rovema 3B Line 3 | A | 0190E007 | 2015-08-20 | 2010-03-18 | PHJACOLPA
0190-020-067 | 15719 | 0190-MLK-FNP-L04-FILLER02 | PM03 | 307 | Weekly Filler Machine Carbon Testing | Filling Machine 4A WOLF VCI180 Line 4 | A | 0190E007 | 2015-08-20 | 2011-04-03 | PHJACOLPA
0190-020-067 | 15719 | 0190-MLK-FNP-L04-FILLER03 | PM03 | 307 | Weekly Filler Machine Carbon Testing | Filling Machine 4B WOLF VCI180 Line 4 | A | 0190E007 | 2015-08-20 | 2011-04-03 | PHJACOLPA
0190-020-067 | 15719 | 0190-MLK-FNP-L04-FILLER04 | PM03 | 307 | Weekly Filler Machine Carbon Testing | Filling Machine 4C WOLF VCI180 Line 4 | A | 0190E007 | 2015-08-20 | 2011-04-03 | PHJACOLPA
0190-020-067 | 15719 | 0190-MLK-FNP-L04-FILLER05 | PM03 | 307 | Weekly Filler Machine Carbon Testing | Filling Machine 4D WOLF VCI180 Line 4 | A | 0190E007 | 2015-08-20 | 2011-04-03 | PHJACOLPA
0190-020-067 | 15719 | 0190-MLK-FNP-L05-FILLER01 | PM03 | 307 | Weekly Filler Machine Carbon Testing | Filling Machine Rovema 5a Line 5 | A | 0190E007 | 2015-08-20 | 2010-03-18 | PHJACOLPA
0190-020-067 | 15719 | 0190-MLK-FNP-L05-FILLER02 | PM03 | 307 | Weekly Filler Machine Carbon Testing | Filling Machine Rovema 5b Line 5 | A | 0190E007 | 2015-08-20 | 2010-03-18 | PHJACOLPA
0190-020-067 | 15719 | 0190-MLK-FNP-L06-FILLER01 | PM03 | 307 | Weekly Filler Machine Carbon Testing | Filling Machine Rovema 6a Line 6 | A | 0190E007 | 2015-08-20 | 2010-03-18 | PHJACOLPA
0190-020-067 | 15719 | 0190-MLK-FNP-L06-FILLER02 | PM03 | 307 | Weekly Filler Machine Carbon Testing | Filling Machine Rovema 6b Line 6 | A | 0190E007 | 2015-08-20 | 2010-03-18 | PHJACOLPA
0190-020-067 | 15719 | 0190-MLK-FNP-L08-FILLER03 | PM03 | 307 | Weekly Filler Machine Carbon Testing | Filling Machine Rovema 8a Line 8 | A | 0190E007 | 2015-08-20 | 2010-03-18 | PHJACOLPA
0190-020-067 | 15719 | 0190-MLK-FNP-L08-FILLER04 | PM03 | 307 | Weekly Filler Machine Carbon Testing | Filling Machine Rovema 8b Line 8 | A | 0190E007 | 2015-08-20 | 2010-03-18 | PHJACOLPA
0190-020-067 | 15719 | 0190-MLK-FNP-L09-FILLER03 | PM03 | 307 | Weekly Filler Machine Carbon Testing | Filling Machine Rovema 9a Line 9 | A | 0190E007 | 2015-08-20 | 2010-03-18 | PHJACOLPA
0190-020-067 | 15719 | 0190-MLK-FNP-L09-FILLER04 | PM03 | 307 | Weekly Filler Machine Carbon Testing | Filling Machine Rovema 9b Line 9 | A | 0190E007 | 2015-08-20 | 2010-03-18 | PHJACOLPA
0190-020-067 | 15719 | 0190-MLK-FNP-L10-FILLER05 | PM03 | 307 | Weekly Filler Machine Carbon Testing | Filling Machine Wolf 10a Line 10 | A | 0190E007 | 2015-08-20 | 2010-03-18 | PHJACOLPA
0190-020-067 | 15719 | 0190-MLK-FNP-L10-FILLER06 | PM03 | 307 | Weekly Filler Machine Carbon Testing | Filling Machine Wolf 10b Line 10 | A | 0190E007 | 2015-08-20 | 2010-03-18 | PHJACOLPA
0190-020-067 | 15719 | 0190-MLK-FNP-L14-FILLER02 | PM03 | 307 | Weekly Filler Machine Carbon Testing | Filling Machine Wolf 14A Line 14 | A | 0190E007 | 2015-08-20 | 2012-04-07 | PHJACOLPA
0190-020-067 | 15719 | 0190-MLK-FNP-L14-FILLER03 | PM03 | 307 | Weekly Filler Machine Carbon Testing | Filling Machine Wolf 14B Line 14 | A | 0190E007 | 2015-08-20 | 2012-04-07 | PHJACOLPA
0190-020-067 | 15719 | 0190-MLK-FNP-L14-FILLER04 | PM03 | 307 | Weekly Filler Machine Carbon Testing | Filling Machine Wolf 14C Line 14 | A | 0190E007 | 2015-08-20 | 2012-04-07 | PHJACOLPA
0190-020-067 | 15719 | 0190-MLK-FNP-L14-FILLER05 | PM03 | 307 | Weekly Filler Machine Carbon Testing | Filling Machine Wolf 14D Line 14 | A | 0190E007 | 2015-08-20 | 2012-04-07 | PHJACOLPA
0190-020-067 | 15719 | 0190-MLK-FNP-L15-FILLER01 | PM03 | 307 | Weekly Filler Machine Carbon Testing | Filling Machine Wolf 15A | A | 0190E007 | 2015-08-20 | 2012-04-07 | PHJACOLPA
0190-020-067 | 15719 | 0190-MLK-FNP-L15-FILLER02 | PM03 | 307 | Weekly Filler Machine Carbon Testing | Filling Machine Wolf 15B | A | 0190E007 | 2015-08-20 | 2012-04-07 | PHJACOLPA
0190-020-067 | 15719 | 0190-MLK-FNP-L15-FILLER03 | PM03 | 307 | Weekly Filler Machine Carbon Testing | Filling Machine Wolf 15C | A | 0190E007 | 2015-08-20 | 2013-09-30 | PHJACOLPA
0190-020-067 | 15719 | 0190-MLK-FNP-L15-FILLER04 | PM03 | 307 | Weekly Filler Machine Carbon Testing | Filling Machine Wolf 15D | A | 0190E007 | 2015-08-20 | 2013-09-30 | PHJACOLPA
0190-020-067 | 15719 | 0190-MLK-FNP-L16-FILLER03 | PM03 | 307 | Weekly Filler Machine Carbon Testing | Filling Machine Wolf 16A Line 16 | A | 0190E007 | 2015-08-20 | 2013-09-30 | PHJACOLPA
0190-020-067 | 15719 | 0190-MLK-FNP-L16-FILLER04 | PM03 | 307 | Weekly Filler Machine Carbon Testing | Filling Machine Wolf 16B Line 16 | A | 0190E007 | 2015-08-20 | 2013-09-30 | PHJACOLPA
0190-020-067 | 15719 | 0190-MLK-FNP-L17-FILLER01 | PM03 | 307 | Weekly Filler Machine Carbon Testing | Filling Machine Wolf 17A Line 17 | A | 0190E007 | 2015-08-20 | 2013-09-30 | PHJACOLPA
0190-020-067 | 15719 | 0190-MLK-FNP-L17-FILLER02 | PM03 | 307 | Weekly Filler Machine Carbon Testing | Filling Machine Wolf 17B Line 17 | A | 0190E007 | 2015-08-20 | 2013-09-30 | PHJACOLPA
0190-020-067 | 15719 | 0190-WST-FNP-L03-FILLER01 | PM03 | 307 | Weekly Filler Machine Carbon Testing | Filling Machine Rovema 3a Line 3 | A | 0190E007 | 2015-08-20 | 2010-03-18 | PHJACOLPA
0190-020-067 | 15719 | 0190-WST-FNP-L03-FILLER02 | PM03 | 307 | Weekly Filler Machine Carbon Testing | Filling Machine Rovema 3b Line 3 | A | 0190E007 | 2015-08-20 | 2010-03-18 | PHJACOLPA
0190-020-066 | 16319 | 0190-MLK-FNP-L01-CSPRTR02 | PM03 | 307 | 4W MARKEM Case Printer Maintenance | MARKEM-IMAJE Case Printer Line 1 | B | 0190E008 | 2020-01-03 | 2006-07-04 | PHOROSCOFE
0190-020-066 | 16319 | 0190-MLK-FNP-L02-CSPRTR02 | PM03 | 307 | 4W MARKEM Case Printer Maintenance | MARKEM-IMAJE Case Printer Line 2 | B | 0190E008 | 2020-01-03 | 2010-04-10 | PHOROSCOFE
0190-020-066 | 16319 | 0190-MLK-FNP-L03-CSPRTR02 | PM03 | 307 | 4W MARKEM Case Printer Maintenance | MARKEM-IMAJE Case Printer Line 3 | B | 0190E008 | 2020-01-03 | 2010-04-10 | PHOROSCOFE
0190-020-066 | 16319 | 0190-MLK-FNP-L04-CSPRTR02 | PM03 | 307 | 4W MARKEM Case Printer Maintenance | MARKEM-IMAJE Case Printer Line 4 | B | 0190E008 | 2020-01-03 | 2010-04-10 | PHOROSCOFE
0190-020-066 | 16319 | 0190-MLK-FNP-L05-CSPRTR02 | PM03 | 307 | 4W MARKEM Case Printer Maintenance | MARKEM-IMAJE Case Printer Line 5 | B | 0190E008 | 2020-01-03 | 2010-04-10 | PHOROSCOFE
0190-020-066 | 16319 | 0190-MLK-FNP-L06-CSPRTR02 | PM03 | 307 | 4W MARKEM Case Printer Maintenance | MARKEM-IMAJE Case Printer Line 6 | B | 0190E008 | 2020-01-03 | 2010-04-10 | PHOROSCOFE
0190-020-066 | 16319 | 0190-MLK-FNP-L07-CSPRTR03 | PM03 | 307 | 4W MARKEM Case Printer Maintenance | MARKEM-IMAJE Case Printer Line 7 | B | 0190E008 | 2020-01-03 | 2010-04-10 | PHOROSCOFE
0190-020-066 | 16319 | 0190-MLK-FNP-L08-CSPRTR03 | PM03 | 307 | 4W MARKEM Case Printer Maintenance | MARKEM-IMAJE Case Printer Line 8 | B | 0190E008 | 2020-01-03 | 2010-04-10 | PHOROSCOFE
0190-020-066 | 16319 | 0190-MLK-FNP-L09-CSPRTR03 | PM03 | 307 | 4W MARKEM Case Printer Maintenance | MARKEM-IMAJE Case Printer Line 9 | B | 0190E008 | 2020-01-03 | 2010-04-10 | PHOROSCOFE
0190-020-066 | 16319 | 0190-MLK-FNP-L10-CSPRTR03 | PM03 | 307 | 4W MARKEM Case Printer Maintenance | MARKEM-IMAJE Case Printer Line 10 | B | 0190E008 | 2020-01-03 | 2010-04-10 | PHOROSCOFE
0190-020-066 | 16319 | 0190-MLK-FNP-L15-CSPRTR01 | PM03 | 307 | 4W MARKEM Case Printer Maintenance | MARKEM-IMAJE Case Printer Line 15 | B | 0190E008 | 2020-01-03 | 2012-04-07 | PHOROSCOFE
0190-020-066 | 16319 | 0190-MLK-FNP-L17-CSPRTR02 | PM03 | 307 | 4W MARKEM Case Printer Maintenance | MARKEM-IMAJE Case Printer Line 17 | B | 0190E008 | 2020-01-03 | 2014-07-08 | PHOROSCOFE
0190-020-065 | 16313 | 0190-MLK-FNP-L06-CSPRTR02 | PM03 | 307 | 13W L6 Printer Con Inspect/Retight/Lubn | MARKEM-IMAJE Case Printer Line 6 | B | 0190E008 | 2021-03-19 | 2009-10-19 | PHILAGANAN
0190-020-065 | 16313 | 0190-MLK-FNP-L06-INFCVY02 | PM03 | 307 | 13W L6 Infeed XRAY Inspect/Retight/Lubn | Rexroth Infeed Conveyor To X-Ray Line 6 | B | 0190E007 | 2021-03-19 | 2010-07-14 | PHILAGANAN
0190-020-065 | 16313 | 0190-MLK-FNP-L06-OUTCVY02 | PM03 | 307 | 13W L6 Outfeed SLAT Inspect/Retight/Lubn | Rexroth Outfeed Slat Chain Conveyor L-6 | B | 0190E007 | 2021-03-19 | 2010-07-14 | PHILAGANAN
0190-020-065 | 16313 | 0190-MLK-FNP-L06-TRFCVY01 | PM03 | 307 | 13W L6 PRODEC Trans Inspect/Retight/Lubn | PRODEC Transfer Conveyor After X-Ray L6 | B | 0190E007 | 2021-03-19 | 2014-10-11 | PHILAGANAN
0190-020-065 | 16313 | 0190-MLK-FNP-L06-TRFCVY01-PCHCNVY01 | PM03 | 307 | 13W L6 Conveyors Inspection/Retight/Lubn | PRODEC Infeed Pouch Conveyor to ACP No.1 | B | 0190E007 | 2021-03-19 | 2021-01-06 | PHILAGANAN
0190-020-065 | 16313 | 0190-MLK-FNP-L06-TRFCVY01-PCHCVY02 | PM03 | 307 | 13W L6 Conveyors Inspection/Retight/Lubn | PRODEC Infeed Pouch Conveyor to ACP No.2 | B | 0190E007 | 2021-03-19 | 2021-01-06 | PHILAGANAN
0190-020-065 | 16313 | 0190-MLK-FNP-L06-TRFCVY01-PCHCVY03 | PM03 | 307 | 13W L6 PRODEC INFED Inspect/Retight/Lubn | PRODEC Infeed Pouch Conveyor to ACP No.3 | B | 0190E007 | 2021-03-19 | 2014-10-11 | PHILAGANAN
0190-020-064 | 16313 | 0190-MLK-FNP-L02-CSPRTR02 | PM03 | 307 | 13W L2 Printer Con Inspect/Retight/Lubn | MARKEM-IMAJE Case Printer Line 2 | B | 0190E008 | 2021-03-19 | 2009-11-30 | PHILAGANAN
0190-020-064 | 16313 | 0190-MLK-FNP-L02-INCCVY01 | PM03 | 307 | 13W L2AB InclinXRAY Inspect/Retight/Lubn | Inclined Conveyor Before X-Ray Line 2AB | B | 0190E007 | 2021-03-19 | 2011-02-21 | PHILAGANAN
0190-020-064 | 16313 | 0190-MLK-FNP-L02-INCCVY02 | PM03 | 307 | 13W L2CD InclinXRAY Inspect/Retight/Lubn | Inclined Conveyor Before X-Ray Line 2CD | B | 0190E007 | 2021-03-19 | 2011-02-21 | PHILAGANAN
0190-020-064 | 16313 | 0190-MLK-FNP-L02-INFCVY03 | PM03 | 307 | 13W L2AB LM INFED I Inspect/Retight/Lubn | LM Infeed Conveyor Line 2 AB | B | 0190E007 | 2021-03-19 | 2014-10-11 | PHILAGANAN
0190-020-064 | 16313 | 0190-MLK-FNP-L02-INFCVY04 | PM03 | 307 | 13W L2CD LM INFED I Inspect/Retight/Lubn | LM Infeed Conveyor Line 2 CD | B | 0190E007 | 2021-03-19 | 2014-10-11 | PHILAGANAN
0190-020-064 | 16313 | 0190-MLK-FNP-L02-OUTCVY01 | PM03 | 307 | 13W L2AB Outfeed Inspect/Retight/Lubn | Outfeed Product Conveyor 2ab Line 2 | C | 0190E007 | 2021-03-19 | 2010-07-18 | PHILAGANAN
0190-020-064 | 16313 | 0190-MLK-FNP-L02-OUTCVY02 | PM03 | 307 | 13W L2CD Outfeed Inspect/Retight/Lubn | Outfeed Product Conveyor 2cd Line 2 | C | 0190E007 | 2021-03-19 | 2010-07-18 | PHILAGANAN
0190-020-063 | 16313 | 0190-MLK-FNP-L01-CSDCVY01 | PM03 | 307 | 13W L1 PRODEC Dist Inspect/Retight/Lubn | PRODEC Case Distribution Conveyor | B | 0190E007 | 2021-03-19 | 2014-10-11 | PHILAGANAN
0190-020-063 | 16313 | 0190-MLK-FNP-L01-CSPRTR02 | PM03 | 307 | 13W L1 Printer Con Inspect/Retight/Lubn | MARKEM-IMAJE Case Printer Line 1 | B | 0190E008 | 2021-03-19 | 2009-11-30 | PHILAGANAN
0190-020-063 | 16313 | 0190-MLK-FNP-L01-CSTCVY01 | PM03 | 307 | 13W L1 PRODEC Trans Inspect/Retight/Lubn | PRODEC Case Transport Conveyor To Filler | B | 0190E007 | 2021-03-19 | 2014-10-11 | PHILAGANAN
0190-020-063 | 16313 | 0190-MLK-FNP-L01-INCCVY01 | PM03 | 307 | 13W L1AB InclinXRAY Inspect/Retight/Lubn | Inclined Conveyor Before X-Ray Line 1AB | B | 0190E007 | 2021-03-19 | 2011-02-21 | PHILAGANAN
0190-020-063 | 16313 | 0190-MLK-FNP-L01-INCCVY02 | PM03 | 307 | 13W L1CD InclinXRAY Inspect/Retight/Lubn | Inclined Conveyor Before X-Ray Line 1CD | B | 0190E007 | 2021-03-19 | 2011-02-21 | PHILAGANAN
0190-020-063 | 16313 | 0190-MLK-FNP-L01-INFCVY03 | PM03 | 307 | 13W L1AB LM INFED I Inspect/Retight/Lubn | LM Infeed Conveyor Line 1 AB | B | 0190E007 | 2021-03-19 | 2014-10-11 | PHILAGANAN
0190-020-063 | 16313 | 0190-MLK-FNP-L01-INFCVY04 | PM03 | 307 | 13W L1CD LM INFED I Inspect/Retight/Lubn | LM Infeed Conveyor Line 1 CD | B | 0190E007 | 2021-03-19 | 2014-10-11 | PHILAGANAN
0190-020-063 | 16313 | 0190-MLK-FNP-L01-OUTCVY01 | PM03 | 307 | 13W L1AB Outfeed Inspect/Retight/Lubn | Outfeed Product Conveyor 1ab Line 1 | C | 0190E007 | 2021-03-19 | 2010-07-18 | PHILAGANAN
0190-020-063 | 16313 | 0190-MLK-FNP-L01-OUTCVY02 | PM03 | 307 | 13W L1CD Outfeed Inspect/Retight/Lubn | Outfeed Product Conveyor 1cd Line 1 | C | 0190E007 | 2021-03-19 | 2010-07-18 | PHILAGANAN
0190-020-062 | 16313 | 0190-MLK-FNP-L05-CSPRTR02 | PM03 | 307 | 13W L5 Printer Con Inspect/Retight/Lubn | MARKEM-IMAJE Case Printer Line 5 | B | 0190E008 | 2021-03-19 | 2009-11-30 | PHILAGANAN
0190-020-062 | 16313 | 0190-MLK-FNP-L05-INCCVY02 | PM03 | 307 | 13W L5 InclinedXRAY Inspect/Retight/Lubn | Inclined Conveyor Before X-Ray Line 5 | B | 0190E007 | 2021-03-19 | 2014-10-11 | PHILAGANAN
0190-020-062 | 16313 | 0190-MLK-FNP-L05-OUTCVY02 | PM03 | 307 | 13W L5 Outfeed SLAT Inspect/Retight/Lubn | Rexroth Outfeed Slat Chain Conveyor L-5 | B | 0190E007 | 2021-03-19 | 2010-07-15 | PHILAGANAN
0190-020-061 | 16313 | 0190-MLK-FNP-L04-CASCVY01 | PM03 | 307 | 13W L4 Case Con Inspect/Retight/Lubn | Case Conveyor Line 4 | C | 0190E007 | 2021-03-19 | 2006-07-04 | PHILAGANAN
0190-020-061 | 16313 | 0190-MLK-FNP-L04-CSPRTR02 | PM03 | 307 | 13W L4 Printer Con Inspect/Retight/Lubn | MARKEM-IMAJE Case Printer Line 4 | B | 0190E007 | 2021-03-19 | 2009-10-19 | PHILAGANAN
0190-020-061 | 16313 | 0190-MLK-FNP-L04-DISCVY02 | PM03 | 307 | 13W L4AB WOLF OUTFD Inspect/Retight/Lubn | REXROTH DISCHARGECONVEYOR AFTER WOLF 4AB | C | 0190E007 | 2021-03-19 | 2014-10-11 | PHILAGANAN
0190-020-061 | 16313 | 0190-MLK-FNP-L04-DISCVY03 | PM03 | 307 | 13W L4CD WOLF OUTFD Inspect/Retight/Lubn | REXROTH DISCHARGECONVEYOR AFTER WOLF 4CD | C | 0190E007 | 2021-03-19 | 2014-10-11 | PHILAGANAN
0190-020-061 | 16313 | 0190-MLK-FNP-L04-DISCVY04 | PM03 | 307 | 13W L4AB XRAY OUTFD Inspect/Retight/Lubn | REXROTH DISCHARGECONVEYOR AFTER XRAY 4AB | C | 0190E007 | 2021-03-19 | 2014-10-11 | PHILAGANAN
0190-020-061 | 16313 | 0190-MLK-FNP-L04-DISCVY05 | PM03 | 307 | 13W L4CD XRAY OUTFD Inspect/Retight/Lubn | REXROTH DISCHARGECONVEYOR AFTER XRAY 4CD | C | 0190E007 | 2021-03-19 | 2014-10-11 | PHILAGANAN
0190-020-061 | 16313 | 0190-MLK-FNP-L04-INFCVY01 | PM03 | 307 | 13W L4AB XRAY INFED Inspect/Retight/Lubn | REXROTH INFEED CONVEYOR BEFORE XRAY L4AB | C | 0190E007 | 2021-03-19 | 2014-10-11 | PHILAGANAN
0190-020-061 | 16313 | 0190-MLK-FNP-L04-INFCVY02 | PM03 | 307 | 13W L4CD XRAY INFED Inspect/Retight/Lubn | REXROTH INFEED CONVEYOR BEFORE XRAY L4CD | C | 0190E007 | 2021-03-19 | 2014-10-11 | PHILAGANAN
0190-020-061 | 16313 | 0190-MLK-FNP-L04-PACCVY01 | PM03 | 307 | 13W L4 Packing Con Inspect/Retight/Lubn | Packing Conveyors Line 4 | C | 0190E007 | 2021-03-19 | 2009-10-19 | PHILAGANAN
0190-020-060 | 17101 | 0190-MLK-FNP-L06-FILLER02 | PM03 | 307 | 1W Rovema 6B Inspection/Servicing | Filling Machine Rovema 6b Line 6 | A | 0190E007 | 2011-05-06 | 2006-03-12 | PHOROSCOFE
0190-020-059 | 17101 | 0190-MLK-FNP-L06-FILLER01 | PM03 | 307 | 1W Rovema 6A Inspection/Servicing | Filling Machine Rovema 6a Line 6 | A | 0190E007 | 2011-05-06 | 2006-03-12 | PHOROSCOFE
0190-020-058 | 16317 | 0190-WST-FNP-L02-XRAYMA02 | PM03 | 302 | 1M X-ray Line 8 Inspection/Servicing | X Ray Machine 2cd Line 2 | C | 0190E008 | 2011-05-06 | 2006-02-21 | PHOROSCOFE
0190-020-057 | 16317 | 0190-WST-FNP-L02-XRAYMA01 | PM03 | 302 | 1M X-ray Line 7 Inspection/Servicing | X Ray Machine 2ab Line 2 | C | 0190E008 | 2011-05-06 | 2006-02-21 | PHOROSCOFE
0190-020-056 | 43006 | 0190-MLK-FNP-L01-XRAYMA03 | PM03 | 306 | 26W X-Ray Machine Validation Line 1AB | SMITHS Eagle Pack X-Ray Machine Line 1AB | A | 0190E008 | 2021-06-03 | 2009-07-07 | PHILAGANAN
0190-020-056 | 43006 | 0190-MLK-FNP-L01-XRAYMA04 | PM03 | 306 | 26W X-Ray Machine Validation Line 1CD | SMITHS Eagle Pack X-Ray Machine Line 1CD | A | 0190E008 | 2021-06-03 | 2012-02-13 | PHILAGANAN
0190-020-056 | 43006 | 0190-MLK-FNP-L02-XRAYMA04 | PM03 | 306 | 26W X-Ray Machine Validation Line 2CD | SMITHS Eagle Pack X-Ray Machine Line 2CD | A | 0190E008 | 2021-06-03 | 2011-02-24 | PHILAGANAN
0190-020-056 | 43006 | 0190-MLK-FNP-L02-XRAYMA05 | PM03 | 306 | 26W X-Ray Machine Validation Line 2AB | Smiths Eagle Pack X-Ray Machine Line 2AB | A | 0190E008 | 2021-06-03 | 2009-07-07 | PHILAGANAN
0190-020-056 | 43006 | 0190-MLK-FNP-L03-XRAYMA01 | PM03 | 306 | 26W X-Ray Machine Validation Line 3 | Smiths Eagle Pack X-Ray Machine Line 3 | A | 0190E008 | 2021-06-03 | 2009-07-07 | PHILAGANAN
0190-020-056 | 43006 | 0190-MLK-FNP-L04-XRAYMA01 | PM03 | 306 | 26W X-Ray Machine Validation Line 4 | Smiths Eagle Pack X-Ray Machine Line 4 | A | 0190E008 | 2021-06-03 | 2009-07-07 | PHILAGANAN
0190-020-056 | 43006 | 0190-MLK-FNP-L05-XRAYMA02 | PM03 | 306 | 26W X-Ray Machine Validation Line 5 | Smiths Eagle Pack X-Ray Machine Line 5 | A | 0190E008 | 2021-06-03 | 2009-07-07 | PHILAGANAN
0190-020-056 | 43006 | 0190-MLK-FNP-L06-XRAYMA01 | PM03 | 306 | 26W X-Ray Machine Validation Line 6 | SMITHS Eagle Pack X-Ray Machine Line 6 | A | 0190E008 | 2021-06-03 | 2009-07-07 | PHILAGANAN
0190-020-056 | 43006 | 0190-MLK-FNP-L07-XRAYMA04 | PM03 | 306 | 26W X-Ray Machine Validation Line 7 | EAGLE PACK 720 PRO X-Ray Machine Line 7 | A | 0190E008 | 2021-06-03 | 2009-07-07 | PHILAGANAN
0190-020-056 | 43006 | 0190-MLK-FNP-L08-XRAYMA02 | PM03 | 306 | 26W X-Ray Machine Validation Line 8 | Smiths Detection Pack430 XRay Mach Line8 | A | 0190E008 | 2021-06-03 | 2009-07-07 | PHILAGANAN
0190-020-056 | 43006 | 0190-MLK-FNP-L09-XRAYMA02 | PM03 | 306 | 26W X-Ray Machine Validation Line 9 | Smiths Eagle Pack X-Ray Machine Line 9 | A | 0190E008 | 2021-06-03 | 2009-07-07 | PHILAGANAN
0190-020-056 | 43006 | 0190-MLK-FNP-L10-XRAYMA03 | PM03 | 306 | 26W X-Ray Machine Validation Line 10 | Smiths Detection Pack430 XRay Mach L-10 | A | 0190E008 | 2021-06-03 | 2010-02-23 | PHILAGANAN
0190-020-056 | 43006 | 0190-MLK-FNP-L14-XRAYMA01 | PM03 | 306 | 26W X-Ray Machine Validation Line 14AB | X-Ray Machine Line 14 AB | A | 0190E008 | 2021-06-03 | 2012-04-07 | PHILAGANAN
0190-020-056 | 43006 | 0190-MLK-FNP-L14-XRAYMA02 | PM03 | 306 | 26W X-Ray Machine Validation Line 14CD | X-Ray Machine Line 14 CD | A | 0190E008 | 2021-06-03 | 2012-04-07 | PHILAGANAN
0190-020-056 | 43006 | 0190-MLK-FNP-L15-XRAYMA01 | PM03 | 306 | 26W X-Ray Machine Validation Line 15AB | X-Ray Machine Line 15 AB | A | 0190E008 | 2021-06-03 | 2012-04-07 | PHILAGANAN
0190-020-056 | 43006 | 0190-MLK-FNP-L15-XRAYMA02 | PM03 | 306 | 26W X-Ray Machine Validation Line 15CD | X-Ray Machine Line 15 CD | A | 0190E007 | 2021-06-03 | 2013-10-21 | PHILAGANAN
0190-020-056 | 43006 | 0190-MLK-FNP-L16-XRAYMA02 | PM03 | 306 | 26W X-Ray Machine Validation Line 16CD | X-Ray Machine Line 16AB | A | 0190E007 | 2021-06-03 | 2013-10-21 | PHILAGANAN
0190-020-056 | 43006 | 0190-MLK-FNP-L17-XRAYMA01 | PM03 | 306 | 26W X-Ray Machine Validation Line 16AB | X-Ray Machine Line 17 AB | A | 0190E007 | 2021-06-03 | 2013-10-21 | PHILAGANAN
0190-020-055 | 16317 | 0190-MLK-FNP-L01-XRAYMA03 | PM03 | 307 | 4W X-Ray Monthly Inspection/Servicing | SMITHS Eagle Pack X-Ray Machine Line 1AB | A | 0190E008 | 2020-01-03 | 2009-03-26 | PHOROSCOFE
0190-020-055 | 16317 | 0190-MLK-FNP-L01-XRAYMA04 | PM03 | 307 | 4W X-Ray Monthly Inspection/Servicing | SMITHS Eagle Pack X-Ray Machine Line 1CD | A | 0190E008 | 2020-01-03 | 2012-04-07 | PHOROSCOFE
0190-020-055 | 16317 | 0190-MLK-FNP-L02-XRAYMA04 | PM03 | 307 | 4W X-Ray Monthly Inspection/Servicing | SMITHS Eagle Pack X-Ray Machine Line 2CD | A | 0190E008 | 2020-01-03 | 2011-03-11 | PHOROSCOFE
0190-020-055 | 16317 | 0190-MLK-FNP-L02-XRAYMA05 | PM03 | 307 | 4W X-Ray Monthly Inspection/Servicing | Smiths Eagle Pack X-Ray Machine Line 2AB | A | 0190E008 | 2020-01-03 | 2008-07-24 | PHOROSCOFE
0190-020-055 | 16317 | 0190-MLK-FNP-L03-XRAYMA01 | PM03 | 307 | 4W X-Ray Monthly Inspection/Servicing | Smiths Eagle Pack X-Ray Machine Line 3 | A | 0190E008 | 2020-01-03 | 2008-07-24 | PHOROSCOFE
0190-020-055 | 16317 | 0190-MLK-FNP-L04-XRAYMA01 | PM03 | 307 | 4W X-Ray Monthly Inspection/Servicing | Smiths Eagle Pack X-Ray Machine Line 4 | A | 0190E008 | 2020-01-03 | 2008-07-24 | PHOROSCOFE
0190-020-055 | 16317 | 0190-MLK-FNP-L05-XRAYMA02 | PM03 | 307 | 4W X-Ray Monthly Inspection/Servicing | Smiths Eagle Pack X-Ray Machine Line 5 | A | 0190E008 | 2020-01-03 | 2008-07-24 | PHOROSCOFE
0190-020-055 | 16317 | 0190-MLK-FNP-L06-XRAYMA01 | PM03 | 307 | 4W X-Ray Monthly Inspection/Servicing | SMITHS Eagle Pack X-Ray Machine Line 6 | A | 0190E008 | 2020-01-03 | 2009-03-26 | PHOROSCOFE
0190-020-055 | 16317 | 0190-MLK-FNP-L08-XRAYMA02 | PM03 | 307 | 4W X-Ray Monthly Inspection/Servicing | Smiths Detection Pack430 XRay Mach Line8 | A | 0190E008 | 2020-01-03 | 2011-03-11 | PHOROSCOFE
0190-020-055 | 16317 | 0190-MLK-FNP-L09-XRAYMA02 | PM03 | 307 | 4W X-Ray Monthly Inspection/Servicing | Smiths Eagle Pack X-Ray Machine Line 9 | A | 0190E008 | 2020-01-03 | 2008-07-24 | PHOROSCOFE
0190-020-055 | 16317 | 0190-MLK-FNP-L10-XRAYMA03 | PM03 | 307 | 4W X-Ray Monthly Inspection/Servicing | Smiths Detection Pack430 XRay Mach L-10 | A | 0190E008 | 2020-01-03 | 2011-02-20 | PHOROSCOFE
0190-020-055 | 16317 | 0190-MLK-FNP-L15-XRAYMA01 | PM03 | 307 | 4W X-Ray Monthly Inspection/Servicing | X-Ray Machine Line 15 AB | A | 0190E008 | 2020-01-03 | 2012-04-07 | PHOROSCOFE
0190-020-055 | 16317 | 0190-MLK-FNP-L15-XRAYMA02 | PM03 | 307 | 4W X-Ray Monthly Inspection/Servicing | X-Ray Machine Line 15 CD | A | 0190E008 | 2020-01-03 | 2014-02-17 | PHOROSCOFE
0190-020-055 | 16317 | 0190-MLK-FNP-L15-XRAYMA02-CONTROLPANEL | PM03 | 307 | 4W X-Ray Monthly Inspection/Servicing | X-Ray Machine Control Panel Line 15 CD | A | 0190E008 | 2020-01-03 | 2014-05-19 | PHOROSCOFE
0190-020-055 | 16317 | 0190-MLK-FNP-L15-XRAYMA02-PRODCTCONVEYOR | PM03 | 307 | 4W X-Ray Monthly Inspection/Servicing | X-Ray Machine ProductConveyor Line 15 CD | A | 0190E008 | 2020-01-03 | 2014-05-19 | PHOROSCOFE
0190-020-055 | 16317 | 0190-MLK-FNP-L15-XRAYMA02-REJECTCONVEYOR | PM03 | 307 | 4W X-Ray Monthly Inspection/Servicing | X-Ray Machine ProductConveyor Line 15 CD | A | 0190E008 | 2020-01-03 | 2014-05-19 | PHOROSCOFE
0190-020-055 | 16317 | 0190-MLK-FNP-L16-XRAYMA02 | PM03 | 307 | 4W X-Ray Monthly Inspection/Servicing | X-Ray Machine Line 16AB | A | 0190E008 | 2020-01-03 | 2014-02-17 | PHOROSCOFE
0190-020-055 | 16317 | 0190-MLK-FNP-L16-XRAYMA02-CONTROLPANEL | PM03 | 307 | 4W X-Ray Monthly Inspection/Servicing | X-Ray Machine Control Panel Line 16 CD | A | 0190E008 | 2020-01-03 | 2014-05-19 | PHOROSCOFE
0190-020-055 | 16317 | 0190-MLK-FNP-L16-XRAYMA02-CONVEYOR | PM03 | 307 | 4W X-Ray Monthly Inspection/Servicing | X-Ray Machine Product Conveyor Line 16CD | A | 0190E008 | 2020-01-03 | 2014-05-19 | PHOROSCOFE
0190-020-055 | 16317 | 0190-MLK-FNP-L16-XRAYMA02-REJECTCONVEYOR | PM03 | 307 | 4W X-Ray Monthly Inspection/Servicing | X-Ray Machine RejectorConveyor Line 16CD | A | 0190E008 | 2020-01-03 | 2014-05-19 | PHOROSCOFE
0190-020-055 | 16317 | 0190-MLK-FNP-L17-XRAYMA01 | PM03 | 307 | 4W X-Ray Monthly Inspection/Servicing | X-Ray Machine Line 17 AB | A | 0190E008 | 2020-01-03 | 2014-02-17 | PHOROSCOFE
0190-020-055 | 16317 | 0190-MLK-FNP-L17-XRAYMA01-CONTROLPANEL | PM03 | 307 | 4W X-Ray Monthly Inspection/Servicing | X-Ray Machine Control Panel Line 17 AB | A | 0190E008 | 2020-01-03 | 2014-05-19 | PHOROSCOFE
0190-020-055 | 16317 | 0190-MLK-FNP-L17-XRAYMA01-CONVEYOR | PM03 | 307 | 4W X-Ray Monthly Inspection/Servicing | X-Ray Machine Product Conveyor Line 17AB | A | 0190E008 | 2020-01-03 | 2014-05-19 | PHOROSCOFE
0190-020-054 | 34418 | 0190-MLK-FNP-L05-PCHWGH05A | PM03 | 301 | 52WKS Pouch CW Cal 2F5-CHW-05.08/01 | ISHIDA Pouch Checkweigher Head A | A | 0190E008 | 2019-01-24 | 2015-10-06 | PHOROSCOFE
0190-020-054 | 34418 | 0190-MLK-FNP-L05-PCHWGH05B | PM03 | 301 | 52WKS Pouch CW Cal 2F5-CHW-05.08/02 | ISHIDA Pouch Checkweigher Head B | A | 0190E008 | 2019-01-24 | 2015-10-06 | PHOROSCOFE
0190-020-054 | 34418 | 0190-MLK-FNP-L09-PCHWGH05 | PM03 | 301 | 52WKS Pouch CW Cal 2F9-CHW-09.08/01 | ISHIDA PouchCheckweigher Line 9 Rovema A | A | 0190E008 | 2019-01-24 | 2015-10-06 | PHOROSCOFE
0190-020-054 | 34418 | 0190-MLK-FNP-L09-PCHWGH06 | PM03 | 301 | 52WKS Pouch CW Cal 2F9-CHW-09.08/02 | ISHIDA PouchCheckweigher Line 9 Rovema B | A | 0190E008 | 2019-01-24 | 2015-10-06 | PHOROSCOFE
0190-020-054 | 34418 | 0190-MLK-FNP-L10-PCHWGH01 | PM03 | 301 | 52WKS Pouch CW Cal 2F10-CHW-10.08/01 | ISHIDA Pouch Checkweigher Line 10 Wolf A | A | 0190E008 | 2019-01-24 | 2015-10-06 | PHOROSCOFE
0190-020-054 | 34418 | 0190-MLK-FNP-L10-PCHWGH02 | PM03 | 301 | 52WKS Pouch CW Cal 2F10-CHW-10.08/02 | ISHIDA Pouch Checkweigher Line 10 Wolf B | A | 0190E008 | 2019-01-24 | 2015-10-06 | PHOROSCOFE
0190-020-053 | 15721 | 0190-WST-FNP-L03-CHKWGH02 | PM03 | 307 | 1W Pouch CW L3A Inspection/Servicing | Pouch Checkweigher R3b Line 3 | C | 0190E007 | 2011-05-06 | 2006-02-20 | PHOROSCOFE
0190-020-052 | 15721 | 0190-WST-FNP-L03-CHKWGH01 | PM03 | 307 | 1W Pouch CW L-3A Inspection/ | Pouch Checkweigher R3a Line 3 | C | 0190E007 | 2011-05-06 | 2006-02-20 | PHOROSCOFE
0190-020-051 | 16318 | 0190-MLK-FNP-L07-CASWGH02 | PM03 | 302 | 1M Anritzu Case CW L-10 Inspection/ | Case Checkweigher Line 7 | A | 0190E008 | 2011-05-06 | 2006-02-20 | PHOROSCOFE
0190-020-050 | 16318 | 0190-MLK-FNP-L10-CASWGH02 | PM03 | 302 | Monthly Anritzu Case CW L-9 Inspection/ | Case Checkweigher Line 10 | A | 0190E008 | 2011-05-06 | 2006-02-20 | PHOROSCOFE
0190-020-049 | 16318 | 0190-MLK-FNP-L09-CASWGH02 | PM03 | 302 | 1M Anritzu Case CW L-8 Inspection/ | Case Checkweigher Line 9 | A | 0190E008 | 2011-05-06 | 2006-02-20 | PHOROSCOFE
0190-020-048 | 16318 | 0190-MLK-FNP-L08-CASWGH02 | PM03 | 302 | 1M Anritzu Case CW L-7 Inspection/ | Case Checkweigher Line 8 | A | 0190E008 | 2011-05-06 | 2006-02-20 | PHOROSCOFE
0190-020-047 | 16318 | 0190-MLK-FNP-L06-CASWGH01 | PM03 | 302 | 1M Anritzu Case CW L-6 Inspection/ | Case Checkweigher Line 6 | A | 0190E008 | 2011-05-06 | 2006-02-20 | PHOROSCOFE
0190-020-046 | 16318 | 0190-WST-FNP-L05-CASWGH01 | PM03 | 302 | 1M Anritzu Case CW L-5 Inspection/ | Case Checkweigher Line 5 | A | 0190E008 | 2011-05-06 | 2006-02-20 | PHOROSCOFE
0190-020-045 | 34418 | 0190-MLK-FNP-L14-CASWGH02 | PM03 | 301 | 52WKS Case CW Cal 2F14-CHW-11.15 | ISHIDA Case Checkweigher Line 14 | A | 0190E008 | 2019-01-24 | 2006-02-20 | PHOROSCOFE
0190-020-044 | 34418 | 0190-MLK-FNP-L04-CASWGH02 | PM03 | 301 | 78WKS Case CW Cal 2F4-CHW-04.15 | ISHIDA DACS Case Checkweigher Line 4 | A | 0190E008 | 2019-01-24 | 2014-09-04 | PHOROSCOFE
0190-020-044 | 34418 | 0190-MLK-FNP-L06-CASWGH01 | PM03 | 301 | 78WKS Case CW Cal 2F6-CHW-06.16 | Case Checkweigher Line 6 | A | 0190E008 | 2019-01-24 | 2015-10-06 | PHOROSCOFE
0190-020-044 | 34418 | 0190-MLK-FNP-L07-CASWGH02 | PM03 | 301 | 78WKS Case CW Cal 2F7-CHW-07.15 | Case Checkweigher Line 7 | A | 0190E008 | 2019-01-24 | 2009-07-30 | PHOROSCOFE
0190-020-044 | 34418 | 0190-MLK-FNP-L08-CASWGH02 | PM03 | 301 | 78WKS Case CW Cal 2F8-CHW-08.15 | Case Checkweigher Line 8 | A | 0190E008 | 2019-01-24 | 2015-10-06 | PHOROSCOFE
0190-020-044 | 34418 | 0190-MLK-FNP-L09-CASWGH02 | PM03 | 301 | 78WKS Case CW Cal 2F9-CHW-09.19 | Case Checkweigher Line 9 | A | 0190E008 | 2019-01-24 | 2015-10-06 | PHOROSCOFE
0190-020-044 | 34418 | 0190-MLK-FNP-L10-CASWGH02 | PM03 | 301 | 78WKS Case CW Cal 2F10-CHW-10.19 | Case Checkweigher Line 10 | A | 0190E008 | 2019-01-24 | 2015-10-06 | PHOROSCOFE
0190-020-044 | 34418 | 0190-WST-FNP-L05-CASWGH01 | PM03 | 301 | 78WKS Case CW Cal 2F5-WIT-05.17 | Case Checkweigher Line 5 | A | 0190E008 | 2019-01-24 | 2015-10-06 | PHOROSCOFE
0190-020-043 | 16311 | 0190-MLK-FNP-L03-PCHWGH03 | PM03 | 307 | 4W ISHIDA PCW Inspect/FunctionalityCheck | ISHIDA DACS Pouch Checkweigher Line 3A | A | 0190E008 |  | 2018-04-02
0190-020-043 | 16311 | 0190-MLK-FNP-L03-PCHWGH04 | PM03 | 307 | 4W ISHIDA PCW Inspect/FunctionalityCheck | ISHIDA DACS Pouch Checkweigher Line 3B | A | 0190E008 |  | 2018-04-02
0190-020-043 | 16311 | 0190-MLK-FNP-L05-PCHWGH05A | PM03 | 307 | 4W ISHIDA PCW Inspect/FunctionalityCheck | ISHIDA Pouch Checkweigher Head A | A | 0190E008 | 2018-04-02 | 2008-07-28 | PHOROSCOFE
0190-020-043 | 16311 | 0190-MLK-FNP-L05-PCHWGH05B | PM03 | 307 | 4W ISHIDA PCW Inspect/FunctionalityCheck | ISHIDA Pouch Checkweigher Head B | A | 0190E008 | 2018-04-02 | 2008-07-28 | PHOROSCOFE
0190-020-043 | 16311 | 0190-MLK-FNP-L06-PCHWGH03 | PM03 | 307 | 4W ISHIDA PCW Inspect/FunctionalityCheck | ISHIDA DACS Pouch Checkweigher Line 6A | A | 0190E008 | 2018-04-02 | 2012-01-22 | PHOROSCOFE
0190-020-043 | 16311 | 0190-MLK-FNP-L06-PCHWGH04 | PM03 | 307 | 4W ISHIDA PCW Inspect/FunctionalityCheck | ISHIDA DACS Pouch Checkweigher Line 6B | A | 0190E008 | 2018-04-02 | 2012-01-22 | PHOROSCOFE
0190-020-043 | 16311 | 0190-MLK-FNP-L08-PCHWGH09 | PM03 | 307 | 4W ISHIDA PCW Inspect/FunctionalityCheck | ISHIDA Pouch Checkweigher Line 8A | A | 0190E008 | 2018-04-02 | 2015-03-14 | PHOROSCOFE
0190-020-043 | 16311 | 0190-MLK-FNP-L08-PCHWGH10 | PM03 | 307 | 4W ISHIDA PCW Inspect/FunctionalityCheck | ISHIDA Pouch Checkweigher Line 8B | A | 0190E008 | 2018-04-02 | 2015-03-14 | PHOROSCOFE
0190-020-043 | 16311 | 0190-MLK-FNP-L09-PCHWGH05 | PM03 | 307 | 4W ISHIDA PCW Inspect/FunctionalityCheck | ISHIDA PouchCheckweigher Line 9 Rovema A | A | 0190E008 | 2018-04-02 | 2008-07-28 | PHOROSCOFE
0190-020-043 | 16311 | 0190-MLK-FNP-L09-PCHWGH06 | PM03 | 307 | 4W ISHIDA PCW Inspect/FunctionalityChec | ISHIDA PouchCheckweigher Line 9 Rovema B | A | 0190E008 | 2018-04-02 | 2008-07-28 | PHOROSCOFE
0190-020-043 | 16311 | 0190-MLK-FNP-L10-PCHWGH01 | PM03 | 307 | 4W ISHIDA PCW Inspect/FunctionalityCheck | ISHIDA Pouch Checkweigher Line 10 Wolf A | A | 0190E008 | 2018-04-02 | 2008-07-28 | PHOROSCOFE
0190-020-043 | 16311 | 0190-MLK-FNP-L10-PCHWGH02 | PM03 | 307 | 4W ISHIDA PCW Inspect/FunctionalityCheck | ISHIDA Pouch Checkweigher Line 10 Wolf B | A | 0190E008 | 2018-04-02 | 2008-07-28 | PHOROSCOFE
0190-020-042 | 16318 | 0190-MLK-FNP-L01-CASWGH02 | PM03 | 307 | 4W Anritzu Case Inspection/Servicing | ANRITSU Case Checkweigher Line 1 | A | 0190E008 | 2020-12-14 | 2006-02-20 | PHONGGE
0190-020-042 | 16318 | 0190-MLK-FNP-L02-CASWGH02 | PM03 | 307 | 4W Anritzu Case CW Inspection/Servicing | ANRITSU Case Checkweigher Line 2 | A | 0190E008 | 2020-12-14 | 2008-07-28 | PHONGGE
0190-020-042 | 16318 | 0190-MLK-FNP-L03-CASWGH02 | PM03 | 307 | 4W Anritzu Case CW Inspection/Servicing | ANRITSU Case Checkweigher Line 3 | A | 0190E008 | 2020-12-14 | 2008-07-28 | PHONGGE
0190-020-042 | 16318 | 0190-MLK-FNP-L04-CASWGH02 | PM03 | 307 | 4W Case CW Inspection/Servicing | ISHIDA DACS Case Checkweigher Line 4 | A | 0190E008 | 2020-12-14 | 2011-05-06 | PHONGGE
0190-020-042 | 16318 | 0190-MLK-FNP-L05-CASWGH02 | PM03 | 307 | 4W Anritzu Case CW Inspection/Servicing | ANRITSU Case Checkweigher Line 5 | A | 0190E008 | 2020-12-14 | 2008-07-28 | PHONGGE
0190-020-042 | 16318 | 0190-MLK-FNP-L06-CASWGH01 | PM03 | 307 | 4W Anritzu Case CW Inspection/Servicing | Case Checkweigher Line 6 | A | 0190E008 | 2020-12-14 | 2008-07-28 | PHONGGE
0190-020-042 | 16318 | 0190-MLK-FNP-L07-CASWGH02 | PM03 | 307 | 4W Anritzu Case CW Inspection/Servicing | Case Checkweigher Line 7 | A | 0190E008 | 2020-12-14 | 2008-07-28 | PHONGGE
0190-020-042 | 16318 | 0190-MLK-FNP-L08-CASWGH02 | PM03 | 307 | 4W Anritzu Case CW Inspection/Servicing | Case Checkweigher Line 8 | A | 0190E008 | 2020-12-14 | 2008-07-28 | PHONGGE
0190-020-042 | 16318 | 0190-MLK-FNP-L09-CASWGH02 | PM03 | 307 | 4W Anritzu Case CW Inspection/Servicing | Case Checkweigher Line 9 | A | 0190E008 | 2020-12-14 | 2008-07-28 | PHONGGE
0190-020-042 | 16318 | 0190-MLK-FNP-L10-CASWGH02 | PM03 | 307 | 4W Anritzu Case CW Inspection/Servicing | Case Checkweigher Line 10 | A | 0190E008 | 2020-12-14 | 2008-07-28 | PHONGGE
0190-020-042 | 16318 | 0190-MLK-FNP-L14-CASWGH02 | PM03 | 307 | 4W Case CW Inspection/Servicing | ISHIDA Case Checkweigher Line 14 | A | 0190E008 | 2020-12-14 | 2012-04-07 | PHONGGE
0190-020-042 | 16318 | 0190-MLK-FNP-L15-CASWGH01 | PM03 | 307 | 4W Case CW Inspection/Servicing | ISHIDA Case Checkweigher Line 15 | A | 0190E008 | 2020-12-14 | 2012-04-07 | PHONGGE
0190-020-042 | 16318 | 0190-MLK-FNP-L16-CASWGH03 | PM03 | 307 | 4W CaseCW Inspection/Functionality Check | ISHIDA Case Checkweigher Line 16AB | A | 0190E008 | 2020-12-14 | 2020-12-14 | PHONGGE
0190-020-042 | 16318 | 0190-MLK-FNP-L17-CASWGH02 | PM03 | 307 | 1M Case CW Inspection/Servicing | ISHIDA Case Checkweigher Line 17AB | A | 0190E008 | 2020-12-14 | 2014-05-19 | PHONGGE
0190-020-041 | 15710 | 0190-MLK-FNP-L04-STAPER01 | PM03 | 307 | 1W Tape Sealer L-4 Inspection/Servi | Siat Tape Sealer Line 4 | C | 0190E007 | 2011-05-06 | 2006-02-20 | PHOROSCOFE
0190-020-040 | 15710 | 0190-MLK-FNP-L03-STAPER01 | PM03 | 307 | 1W Tape Sealer L-3 Inspection/Servi | Siat Tape Sealer Line 3 | C | 0190E007 | 2011-05-06 | 2006-02-20 | PHOROSCOFE
0190-020-039 | 34418 | 0190-MLK-FNP-L02-CASWGH02 | PM03 | 301 | 78WKS Case CW Cal 2F2-CHW-02.16 | ANRITSU Case Checkweigher Line 2 | A | 0190E008 | 2019-01-24 | 2006-02-20 | PHOROSCOFE
0190-020-039 | 34418 | 0190-MLK-FNP-L03-CASWGH02 | PM03 | 301 | 78WKS Case CW Cal 2F3-CHW-03.14 | ANRITSU Case Checkweigher Line 3 | A | 0190E008 | 2019-01-24 | 2014-07-15 | PHOROSCOFE
0190-020-038 | 15710 | 0190-MLK-FNP-L01-STAPER01 | PM03 | 307 | 2W SIAT TS Inspection/Retighten&Lubn L1 | Siat Tape Sealer Line 1 | C | 0190E007 | 2019-02-12 | 2006-02-20 | PHONGGE
0190-020-038 | 15710 | 0190-MLK-FNP-L02-STAPER02 | PM03 | 307 | 2W SIAT TS Inspection/Retighten&Lubn L2B | SIAT Tape Sealer Line 2B | B | 0190E007 | 2019-02-12 | 2013-08-08 | PHONGGE
0190-020-038 | 15710 | 0190-MLK-FNP-L03-STAPER01 | PM03 | 307 | 2W SIAT TS Inspection/Retighten&Lubn L3 | Siat Tape Sealer Line 3 | C | 0190E007 | 2019-02-12 | 2013-08-08 | PHONGGE
0190-020-038 | 15710 | 0190-MLK-FNP-L04-STAPER01 | PM03 | 307 | 2W SIAT TS Inspection/Retighten&Lubn L4 | Siat Tape Sealer Line 4 | C | 0190E007 | 2019-02-12 | 2013-08-08 | PHONGGE
0190-020-038 | 15710 | 0190-MLK-FNP-L05-STAPER02 | PM03 | 307 | 2W SIAT TS Inspection/Retighten&Lubn L5 | SIAT Tape Sealer Line 5 | B | 0190E007 | 2019-02-12 | 2013-08-08 | PHONGGE
0190-020-038 | 15710 | 0190-MLK-FNP-L06-STAPER02 | PM03 | 307 | 2W SIAT TS Inspection/Retighten&Lubn L6 | Siat Tape Sealer Line 6 | C | 0190E007 | 2019-02-12 | 2013-08-08 | PHONGGE
0190-020-038 | 15710 | 0190-MLK-FNP-L07-STAPER03 | PM03 | 307 | 2W SIAT TS Inspection/Retighten&Lubn L7 | SIAT Tape Sealer Line 7 | B | 0190E007 | 2019-02-12 | 2013-08-08 | PHONGGE
0190-020-038 | 15710 | 0190-MLK-FNP-L08-STAPER01 | PM03 | 307 | 2W SIAT TS Inspection/Retighten&Lubn L8 | SIAT Tape Sealer Line 8 | B | 0190E007 | 2019-02-12 | 2013-08-08 | PHONGGE
0190-020-038 | 15710 | 0190-MLK-FNP-L09-STAPER01 | PM03 | 307 | 2W SIAT TS Inspection/Retighten&Lubn L9 | SIAT Tape Sealer Line 9 | B | 0190E007 | 2019-02-12 | 2013-08-08 | PHONGGE
0190-020-038 | 15710 | 0190-MLK-FNP-L10-STAPER03 | PM03 | 307 | 2W SIAT TS Inspection/Retighten&Lubn L10 | SIAT Tape Sealer Line 10 | B | 0190E007 | 2019-02-12 | 2015-03-13 | PHONGGE
0190-020-038 | 15710 | 0190-MLK-FNP-L14-STAPER01 | PM03 | 307 | 2W SIAT TS Inspection/Retighten&Lubn L14 | SIAT Tape Sealer Line 14 | B | 0190E007 | 2019-02-12 | 2013-08-08 | PHONGGE
0190-020-038 | 15710 | 0190-MLK-FNP-L15-STAPER01 | PM03 | 307 | 2W SIAT TS Inspection/Retighten&Lubn L15 | SIAT Tape Sealer Line 15 | B | 0190E007 | 2019-02-12 | 2013-08-08 | PHONGGE
0190-020-038 | 15710 | 0190-MLK-FNP-L16-STAPER03 | PM03 | 307 | 2W SIAT TS Inspection/Retighten&LubnL16B | SIAT Tape Sealer Line 16AB | B | 0190E007 | 2019-02-12 | 2014-10-11 | PHONGGE
0190-020-038 | 15710 | 0190-MLK-FNP-L17-STAPER01 | PM03 | 307 | 2W SIAT TS Inspection/Retighten&LubnL16A | SIAT Tape Sealer Line 17 AB | B | 0190E007 | 2019-02-12 | 2014-04-21 | PHONGGE
0190-020-037 | 4441 | 0190-MLK-FNP-L01-FILLER01-FILM DR ASSY A | PM03 | 301 | 78WKS Temp Cont Cal 2F1-TIC-01.26/01 | Film Drive Assembly 1A | A | 0190E008 | 2019-01-24 | 2015-10-06 | PHOROSCOFE
0190-020-037 | 4441 | 0190-MLK-FNP-L01-FILLER01-HORSEAL ASSY A | PM03 | 301 | 78WKS Temp Cont Cal 2F1-TIC 01.05/02 | Horizontal Sealing Assembly 1A | A | 0190E008 | 2019-01-24 | 2015-10-06 | PHOROSCOFE
0190-020-037 | 4441 | 0190-MLK-FNP-L01-FILLER01-HORSEAL ASSY A | PM03 | 301 | 78WKS Temp Cont Cal 2F1-TIC-01.06/01 | Horizontal Sealing Assembly 1A | A | 0190E008 | 2019-01-24 | 2015-10-06 | PHOROSCOFE
0190-020-037 | 4441 | 0190-MLK-FNP-L01-FILLER02-FILM DR ASSY B | PM03 | 301 | 78WKS Temp Cont Cal 2F1-TIC-01.26/02 | Film Drive Assembly 1B | A | 0190E008 | 2019-01-24 | 2015-10-06 | PHOROSCOFE
0190-020-037 | 4441 | 0190-MLK-FNP-L01-FILLER02-HORSEAL ASSY B | PM03 | 301 | 78WKS Temp Cont Cal 2F1-TIC 01.05/01 | Horizontal Sealing Assembly 1B | A | 0190E008 | 2019-01-24 | 2015-10-06 | PHOROSCOFE
0190-020-037 | 4441 | 0190-MLK-FNP-L01-FILLER02-HORSEAL ASSY B | PM03 | 301 | 78WKS Temp Cont Cal 2F1-TIC-01.06/02 | Horizontal Sealing Assembly 1B | A | 0190E008 | 2019-01-24 | 2015-10-06 | PHOROSCOFE
0190-020-037 | 4441 | 0190-MLK-FNP-L02-FILLER01-FILM DR ASSY A | PM03 | 301 | 78WKS Temp Cont Cal 2F2-TIC-02.21/01 | Film Drive Assembly 2A | A | 0190E008 | 2019-01-24 | 2015-10-06 | PHOROSCOFE
0190-020-037 | 4441 | 0190-MLK-FNP-L02-FILLER01-HORSEAL ASSY A | PM03 | 301 | 78WKS Temp Cont Cal 2F2-TIC-02.05/01 | Horizontal Sealing Assembly 2A | A | 0190E008 | 2019-01-24 | 2015-10-06 | PHOROSCOFE
0190-020-037 | 4441 | 0190-MLK-FNP-L02-FILLER01-HORSEAL ASSY A | PM03 | 301 | 78WKS Temp Cont Cal 2F2-TIC-02.06/01 | Horizontal Sealing Assembly 2A | A | 0190E008 | 2019-01-24 | 2015-10-06 | PHOROSCOFE
0190-020-037 | 4441 | 0190-MLK-FNP-L02-FILLER02-FILM DR ASSY B | PM03 | 301 | 78WKS Temp Cont Cal 2F2-TIC-02.21/02 | Film Drive Assembly 2B | A | 0190E008 | 2019-01-24 | 2015-10-06 | PHOROSCOFE
0190-020-037 | 4441 | 0190-MLK-FNP-L02-FILLER02-HORSEAL ASSY B | PM03 | 301 | 78WKS Temp Cont Cal 2F2-TIC-02.05/02 | Horizontal Sealing Assembly 2B | A | 0190E008 | 2019-01-24 | 2015-10-06 | PHOROSCOFE
0190-020-037 | 4441 | 0190-MLK-FNP-L02-FILLER02-HORSEAL ASSY B | PM03 | 301 | 78WKS Temp Cont Cal 2F2-TIC-02.06/02 | Horizontal Sealing Assembly 2B | A | 0190E008 | 2019-01-24 | 2015-10-06 | PHOROSCOFE
0190-020-037 | 4441 | 0190-MLK-FNP-L02-FILLER03-FILM DR ASSY C | PM03 | 301 | 78WKS Temp Cont Cal 2F2-TIC-02.21/03 | Film Drive Assembly 2C | A | 0190E008 | 2019-01-24 | 2015-10-06 | PHOROSCOFE
0190-020-037 | 4441 | 0190-MLK-FNP-L02-FILLER03-HORSEAL ASSY C | PM03 | 301 | 78WKS Temp Cont Cal 2F2-TIC-02.05/03 | Horizontal Sealing Assembly 2C | A | 0190E008 | 2019-01-24 | 2015-10-06 | PHOROSCOFE
0190-020-037 | 4441 | 0190-MLK-FNP-L02-FILLER03-HORSEAL ASSY C | PM03 | 301 | 78WKS Temp Cont Cal 2F2-TIC-02.06/03 | Horizontal Sealing Assembly 2C | A | 0190E008 | 2019-01-24 | 2015-10-06 | PHOROSCOFE
0190-020-037 | 4441 | 0190-MLK-FNP-L02-FILLER04-FILM DR ASSY D | PM03 | 301 | 78WKS Temp Cont Cal 2F2-TIC-02.21/04 | Film Drive Assembly 2D | A | 0190E008 | 2019-01-24 | 2015-10-06 | PHOROSCOFE
0190-020-037 | 4441 | 0190-MLK-FNP-L02-FILLER04-HORSEAL ASSY D | PM03 | 301 | 78WKS Temp Cont Cal 2F2-TIC-02.05/04 | Horizontal Sealing Assembly 2D | A | 0190E008 | 2019-01-24 | 2015-10-06 | PHOROSCOFE
0190-020-037 | 4441 | 0190-MLK-FNP-L02-FILLER04-HORSEAL ASSY D | PM03 | 301 | 78WKS Temp Cont Cal 2F2-TIC-02.06/04 | Horizontal Sealing Assembly 2D | A | 0190E008 | 2019-01-24 | 2015-10-06 | PHOROSCOFE
0190-020-036 | 45827 | 0190-MLK-PRO-DFS-DFSILO02A | PM03 | 301 | 52WKS Weight Trans Cal 2F2-WIT-08.24 | Direct Filling Silo Line 2A | C | 0190E008 | 2017-04-05 | 2006-02-20 | PHOROSCOFE
0190-020-036 | 45827 | 0190-MLK-PRO-DFS-DFSILO02B | PM03 | 301 | 52WKS Weight Trans Cal 2F2-WIT-09.24 | Direct Filling Silo Line 2B | C | 0190E008 | 2017-04-05 | 2013-10-09 | PHOROSCOFE
0190-020-035 | 17101 | 0190-MLK-FNP-L10-FILLER06 | PM03 | 307 | Monthly Wolf 9B Inspection/Servicing | Filling Machine Wolf 10b Line 10 | A | 0190E007 | 2011-06-20 | 2006-02-18 | PHOROSCOFE
0190-020-034 | 17101 | 0190-MLK-FNP-L10-FILLER05 | PM03 | 307 | Monthly Wolf 9A Inspection/Servicing | Filling Machine Wolf 10a Line 10 | A | 0190E007 | 2011-06-20 | 2006-02-18 | PHOROSCOFE
0190-020-033 | 17101 | 0190-MLK-FNP-L08-FILLER04 | PM03 | 307 | Monthly Rovema 7B Inspection/Servicing | Filling Machine Rovema 8b Line 8 | A | 0190E007 | 2011-06-20 | 2006-02-18 | PHOROSCOFE
0190-020-032 | 17101 | 0190-MLK-FNP-L08-FILLER03 | PM03 | 307 | Monthly Rovema 7A Inspection/Servicing | Filling Machine Rovema 8a Line 8 | A | 0190E007 | 2011-06-20 | 2006-02-18 | PHOROSCOFE
0190-020-031 | 4441 | 0190-MLK-FNP-L03-FILLER01-FILM DR ASSY A | PM03 | 301 | 78WKS Temp Cont Cal 2F3-TIC-03.19/01 | Film Drive Assembly 3A | A | 0190E008 | 2019-01-24 | 2015-10-06 | PHOROSCOFE
0190-020-031 | 4441 | 0190-MLK-FNP-L03-FILLER01-HORSEAL ASSY A | PM03 | 301 | 78WKS Temp Cont Cal 2F3-TIC-03.05/01 | Horizontal Sealing Assembly 3A | A | 0190E008 | 2019-01-24 | 2015-10-06 | PHOROSCOFE
0190-020-031 | 4441 | 0190-MLK-FNP-L03-FILLER01-HORSEAL ASSY A | PM03 | 301 | 78WKS Temp Cont Cal 2F3-TIC-03.06/01 | Horizontal Sealing Assembly 3A | A | 0190E008 | 2019-01-24 | 2015-10-06 | PHOROSCOFE
0190-020-031 | 4441 | 0190-MLK-FNP-L03-FILLER02-FILM DR ASSY B | PM03 | 301 | 78WKS Temp Cont Cal 2F3-TIC-03.19/02 | Film Drive Assembly 3B | A | 0190E008 | 2019-01-24 | 2015-10-06 | PHOROSCOFE
0190-020-031 | 4441 | 0190-MLK-FNP-L03-FILLER02-HORSEAL ASSY B | PM03 | 301 | 78WKS Temp Cont Cal 2F3-TIC-03.05/02 | Horizontal Sealing Assembly 3B | A | 0190E008 | 2019-01-24 | 2015-10-06 | PHOROSCOFE
0190-020-031 | 4441 | 0190-MLK-FNP-L03-FILLER02-HORSEAL ASSY B | PM03 | 301 | 78WKS Temp Cont Cal 2F3-TIC-03.06/02 | Horizontal Sealing Assembly 3B | A | 0190E008 | 2019-01-24 | 2015-10-06 | PHOROSCOFE
0190-020-031 | 4441 | 0190-MLK-FNP-L05-FILLER01-FILM DR ASSY A | PM03 | 301 | 78WKS Temp Cont Cal 2F5-TIC-05.23/01 | Film Drive Assembly 5A | A | 0190E008 | 2019-01-24 | 2015-10-06 | PHOROSCOFE
0190-020-031 | 4441 | 0190-MLK-FNP-L05-FILLER01-HORSEAL ASSY A | PM03 | 301 | 78WKS Temp Cont Cal 2F5-TIC-05.05/01 | Horizontal Sealing Assembly 5A | A | 0190E008 | 2019-01-24 | 2015-10-06 | PHOROSCOFE
0190-020-031 | 4441 | 0190-MLK-FNP-L05-FILLER01-HORSEAL ASSY A | PM03 | 301 | 78WKS Temp Cont Cal 2F5-TIC-05.06/01 | Horizontal Sealing Assembly 5A | A | 0190E008 | 2019-01-24 | 2015-10-06 | PHOROSCOFE
0190-020-031 | 4441 | 0190-MLK-FNP-L05-FILLER02-FILM DR ASSY B | PM03 | 301 | 78WKS Temp Cont Cal 2F5-TIC-05.23/02 | Film Drive Assembly 5B | A | 0190E008 | 2019-01-24 | 2015-10-06 | PHOROSCOFE
0190-020-031 | 4441 | 0190-MLK-FNP-L05-FILLER02-HORSEAL ASSY B | PM03 | 301 | 78WKS Temp Cont Cal 2F5-TIC-05.05/02 | Horizontal Sealing Assembly 5B | A | 0190E008 | 2019-01-24 | 2015-10-06 | PHOROSCOFE
0190-020-031 | 4441 | 0190-MLK-FNP-L05-FILLER02-HORSEAL ASSY B | PM03 | 301 | 78WKS Temp Cont Cal 2F5-TIC-05.06/02 | Horizontal Sealing Assembly 5B | A | 0190E008 | 2019-01-24 | 2015-10-06 | PHOROSCOFE
0190-020-031 | 4441 | 0190-MLK-FNP-L08-FILLER03-FILM DR ASSY A | PM03 | 301 | 78WKS Temp Cont Cal 2F8-TIC-08.19/01 | Film Drive Assembly 8A | A | 0190E008 | 2019-01-24 | 2015-10-06 | PHOROSCOFE
0190-020-031 | 4441 | 0190-MLK-FNP-L08-FILLER03-HORSEAL ASSY A | PM03 | 301 | 78WKS Temp Cont Cal 2F8-TIC-08.05/01 | Horizontal Sealing Assembly 8A | A | 0190E008 | 2019-01-24 | 2015-10-06 | PHOROSCOFE
0190-020-031 | 4441 | 0190-MLK-FNP-L08-FILLER03-HORSEAL ASSY A | PM03 | 301 | 78WKS Temp Cont Cal 2F8-TIC-08.06/01 | Horizontal Sealing Assembly 8A | A | 0190E008 | 2019-01-24 | 2015-10-06 | PHOROSCOFE
0190-020-031 | 4441 | 0190-MLK-FNP-L08-FILLER04-FILM DR ASSY B | PM03 | 301 | 78WKS Temp Cont Cal 2F8-TIC-08.19/02 | Film Drive Assembly 8B | A | 0190E008 | 2019-01-24 | 2015-10-06 | PHOROSCOFE
0190-020-031 | 4441 | 0190-MLK-FNP-L08-FILLER04-HORSEAL ASSY B | PM03 | 301 | 78WKS Temp Cont Cal 2F8-TIC-08.05/02 | Horizontal Sealing Assembly 8B | A | 0190E008 | 2019-01-24 | 2015-10-06 | PHOROSCOFE
0190-020-031 | 4441 | 0190-MLK-FNP-L08-FILLER04-HORSEAL ASSY B | PM03 | 301 | 78WKS Temp Cont Cal 2F8-TIC-08.06/02 | Horizontal Sealing Assembly 8B | A | 0190E008 | 2019-01-24 | 2015-10-06 | PHOROSCOFE
0190-020-030 | 17101 | 0190-WST-FNP-L13-FILLER01 | PM03 | 307 | Monthly Wolf 4A Inspection/Servicing | WOLF Filling Machine Line 13 | A | 0190E007 | 2011-06-20 | 2006-02-18 | PHOROSCOFE
0190-020-029 | 17101 | 0190-WST-FNP-L03-FILLER02 | PM03 | 307 | Monthly Rovema 3B Inspection/Servicing | Filling Machine Rovema 3b Line 3 | A | 0190E007 | 2011-06-20 | 2006-02-18 | PHOROSCOFE
0190-020-028 | 17101 | 0190-WST-FNP-L03-FILLER01 | PM03 | 307 | Monthly Rovema 3A Inspection/Servicing | Filling Machine Rovema 3a Line 3 | A | 0190E007 | 2011-06-20 | 2006-02-18 | PHOROSCOFE
0190-020-027 | 17101 | 0190-MLK-FNP-L02-FILLER04 | PM03 | 307 | Monthly Filler Machine Servicing Wolf 2D | Filling Machine Wolf 2d Line 2 | A | 0190E007 | 2011-06-20 | 2006-02-18 | PHOROSCOFE
0190-020-026 | 17101 | 0190-MLK-FNP-L02-FILLER03 | PM03 | 307 | Monthly Filler Machine Servicing Wolf 2C | Filling Machine Wolf 2c Line 2 | A | 0190E007 | 2011-06-20 | 2006-02-18 | PHOROSCOFE
0190-020-025 | 17101 | 0190-MLK-FNP-L02-FILLER02 | PM03 | 307 | Monthly Filler Machine Servicing Wolf 2B | Filling Machine Wolf 2b Line 2 | A | 0190E007 | 2011-06-20 | 2006-02-18 | PHOROSCOFE
0190-020-024 | 17101 | 0190-MLK-FNP-L02-FILLER01 | PM03 | 307 | Monthly Filler Machine Servicing Wolf 2A | Filling Machine Wolf 2a Line 2 | A | 0190E007 | 2011-06-20 | 2006-02-18 | PHOROSCOFE
0190-020-023 | 17105 | 0190-WST-FNP-L07-WRACSR01 | PM03 | 302 | Monthly Casepacker Inspection/Servicing | Wrap Around Caser Line 7 | B | 0190E007 | 2011-06-20 | 2006-02-12 | PHOROSCOFE
0190-020-022 | 16313 | 0190-MLK-FNP-L07-CASCVY02 | PM03 | 307 | 13W L7 Case Con Inspect/Retight/Lubn | Case Conveyor Line 7 | C | 0190E007 | 2021-03-19 | 2009-10-19 | PHILAGANAN
0190-020-022 | 16313 | 0190-MLK-FNP-L07-CSPRTR03 | PM03 | 307 | 13W L7 Printer Con Inspect/Retight/Lubn | MARKEM-IMAJE Case Printer Line 7 | B | 0190E007 | 2021-03-19 | 2006-02-12 | PHILAGANAN
0190-020-022 | 16313 | 0190-MLK-FNP-L07-DISCVY01 | PM03 | 307 | 13W L7 DischargeCon Inspect/Retight/Lubn | Discharge Belt Conveyor Line 7 | C | 0190E007 | 2021-03-19 | 2009-10-19 | PHILAGANAN
0190-020-022 | 16313 | 0190-MLK-FNP-L07-OUTCVY02 | PM03 | 307 | 13W L7 Outfeed Con Inspect/Retight/Lubn | Outfeed Product Conveyor Line 7 | C | 0190E007 | 2021-03-19 | 2014-10-11 | PHILAGANAN
0190-020-022 | 16313 | 0190-MLK-FNP-L07-PACCVY02 | PM03 | 307 | 13W L7 Packing Con Inspect/Retight/Lubn | Packing Conveyor Line 7 | C | 0190E007 | 2021-03-19 | 2009-10-19 | PHILAGANAN
0190-020-021 | 16313 | 0190-MLK-FNP-L09-CASCVY01 | PM03 | 307 | 13W L9 Case Con Inspect/Retight/Lubn | Case Conveyor Line 9 | B | 0190E007 | 2021-03-19 | 2013-07-05 | PHILAGANAN
0190-020-021 | 16313 | 0190-MLK-FNP-L09-CSPRTR03 | PM03 | 307 | 13W L9 Printer Con Inspect/Retight/Lubn | MARKEM-IMAJE Case Printer Line 9 | B | 0190E007 | 2021-03-19 | 2006-02-12 | PHILAGANAN
0190-020-021 | 16313 | 0190-MLK-FNP-L09-INFCVY02 | PM03 | 307 | 13W L9 Infeed Conv Inspect/Retight/Lubn | Infeed Pouch Conveyor Line 9 | C | 0190E007 | 2021-03-19 | 2010-04-10 | PHILAGANAN
0190-020-021 | 16313 | 0190-MLK-FNP-L09-OUTCVY02 | PM03 | 307 | 13W L9 Outfeed Con Inspect/Retight/Lubn | Outfeed Product Conveyor Line 9 | C | 0190E007 | 2021-03-19 | 2010-04-10 | PHILAGANAN
0190-020-021 | 16313 | 0190-MLK-FNP-L09-PACCVY01 | PM03 | 307 | 13W L9 Packing Con Inspect/Retight/Lubn | Packing Conveyor Line 9 | B | 0190E007 | 2021-03-19 | 2013-07-05 | PHILAGANAN
0190-020-020 | 17101 | 0190-MLK-FNP-L03-FILLER04 | PM03 | 307 | Monthly Filler Machine Servicing | Filling Machine Rovema 3B Line 3 | A | 0190E007 | 2011-06-20 | 2006-02-12 | PHOROSCOFE
0190-020-019 | 4441 | 0190-MLK-FNP-L10-FILLER05-FILM DR ASSY A | PM03 | 301 | 78WKS Temp Cont Cal 2F10-TIC-10.23/01 | Film Drive Assembly 10A | A | 0190E008 | 2019-01-24 | 2015-10-06 | PHOROSCOFE
0190-020-019 | 4441 | 0190-MLK-FNP-L10-FILLER05-HORSEAL ASSY A | PM03 | 301 | 78WKS Temp Cont Cal 2F10-TIC-10.05/01 | Horizontal Sealing Assembly 10A | A | 0190E008 | 2019-01-24 | 2015-10-06 | PHOROSCOFE
0190-020-019 | 4441 | 0190-MLK-FNP-L10-FILLER05-HORSEAL ASSY A | PM03 | 301 | 78WKS Temp Cont Cal 2F10-TIC-10.06/01 | Horizontal Sealing Assembly 10A | A | 0190E008 | 2019-01-24 | 2015-10-06 | PHOROSCOFE
0190-020-019 | 4441 | 0190-MLK-FNP-L10-FILLER06-FILM DR ASSY B | PM03 | 301 | 78WKS Temp Cont Cal 2F10-TIC-10.23/02 | Film Drive Assembly 10B | A | 0190E008 | 2019-01-24 | 2015-10-06 | PHOROSCOFE
0190-020-019 | 4441 | 0190-MLK-FNP-L10-FILLER06-HORSEAL ASSY B | PM03 | 301 | 78WKS Temp Cont Cal 2F10-TIC-10.05/02 | Horizontal Sealing Assembly 10B | A | 0190E008 | 2019-01-24 | 2015-10-06 | PHOROSCOFE
0190-020-019 | 4441 | 0190-MLK-FNP-L10-FILLER06-HORSEAL ASSY B | PM03 | 301 | 78WKS Temp Cont Cal 2F10-TIC-10.06/02 | Horizontal Sealing Assembly 10B | A | 0190E008 | 2019-01-24 | 2015-10-06 | PHOROSCOFE
0190-020-018 | 45827 | 0190-MLK-PRO-DFS-DFSILO01A | PM03 | 301 | 52WKS Weight Trans Cal 2F1-WIT-06.24 | Direct Filling Silo Line 1A | C | 0190E008 | 2017-04-05 | 2006-02-12 | PHOROSCOFE
0190-020-018 | 45827 | 0190-MLK-PRO-DFS-DFSILO01B | PM03 | 301 | 52WKS Weight Trans Cal 2F1-WIT-07.24 | Direct Filling Silo Line 1B | C | 0190E008 | 2017-04-05 | 2014-07-16 | PHOROSCOFE
0190-020-018 | 45827 | 0190-MLK-PRO-DFS-DFSILO04 | PM03 | 301 | 52WKS Weight Trans Cal 2F4-WIT-11.30 | Direct Filling Silo Line 4 | C | 0190E007 | 2017-04-05 | 2013-10-09 | PHOROSCOFE
0190-020-018 | 45827 | 0190-MLK-PRO-DFS-DFSILO09 | PM03 | 301 | 52WKS Weight Trans Cal 2F9-WIT-09.24 | Direct Filling Silo Line 9 | C | 0190E007 | 2017-04-05 | 2013-10-09 | PHOROSCOFE
0190-020-017 | 580153 | 0190-MLK-FNP-L11-GASHPR01 | PM03 | 305 | 104W Bulk Inflater Solenoid Valv Replace | BF Gassing Hopper Line 11 | A | 0190E007 | 2021-10-11 | 2006-02-12 | PHOROSCOFE
0190-020-017 | 580153 | 0190-MLK-FNP-L11-GASHPR01 | PM03 | 305 | 104W Bulk Inflater Solenoid Valv Replace | BF Gassing Hopper Line 11 | A | 0190E007 | 2021-10-11 | 2013-10-09 | PHOROSCOFE
0190-020-016 | 16313 | 0190-MLK-FNP-L10-CSPRTR03 | PM03 | 307 | 13W L10 Printer Con Inspect/Retight/Lubn | MARKEM-IMAJE Case Printer Line 10 | B | 0190E008 | 2021-03-19 | 2010-04-10 | PHILAGANAN
0190-020-016 | 16313 | 0190-MLK-FNP-L10-INFCVY01 | PM03 | 307 | 13W L10 Infeed Conv Inspect/Retight/Lubn | Infeed Pouch Conveyor Line 10 | C | 0190E007 | 2021-03-19 | 2006-02-12 | PHILAGANAN
0190-020-016 | 16313 | 0190-MLK-FNP-L10-OUTCVY02 | PM03 | 307 | 13W L10 Outfeed Con Inspect/Retight/Lubn | Outfeed Product Conveyor Line 10 | C | 0190E007 | 2021-03-19 | 2010-04-10 | PHILAGANAN
0190-020-015 | 16313 | 0190-MLK-FNP-L11-BIDCVY01 | PM03 | 307 | 13W L11 Bi-Dir Conv Inspect/Retight/Lubn | Bulk Filling Bi-Directional Conveyor | C | 0190E007 | 2021-03-19 | 2006-02-12 | PHILAGANAN
0190-020-015 | 16313 | 0190-MLK-FNP-L11-BLTCVY01 | PM03 | 307 | 13W L11 BF Conv #3 Inspect/Retight/Lubn | BF Belt Conveyor No 3 Line 11 | C | 0190E007 | 2021-03-19 | 2010-04-10 | PHILAGANAN
0190-020-015 | 16313 | 0190-MLK-FNP-L11-BLTCVY02 | PM03 | 307 | 13W L11 BF Conv #4 Inspect/Retight/Lubn | BF Belt Conveyor no 4 Line 11 | C | 0190E007 | 2021-03-19 | 2010-04-10 | PHILAGANAN
0190-020-015 | 16313 | 0190-MLK-FNP-L11-BLTCVY03 | PM03 | 307 | 13W L11 BF Conv #5 Inspect/Retight/Lubn | BF Belt Conveyor No 5 Line 11 | C | 0190E007 | 2021-03-19 | 2010-04-10 | PHILAGANAN
0190-020-015 | 16313 | 0190-MLK-FNP-L11-CHACVY01 | PM03 | 307 | 13W L11 BF Conv #1 Inspect/Retight/Lubn | BF Chain Conveyor No 1 Line 11 | C | 0190E007 | 2021-03-19 | 2010-04-10 | PHILAGANAN
0190-020-015 | 16313 | 0190-MLK-FNP-L11-STACVY01 | PM03 | 307 | 13W L11 BF Conv #2 Inspect/Retight/Lubn | BF Staging Conveyor No 2 Line 11 | C | 0190E007 | 2021-03-19 | 2010-04-10 | PHILAGANAN
0190-020-015 | 16313 | 0190-MLK-FNP-L11-WGHPLA01 | PM03 | 307 | 13W L11 BF Weigh Inspect/Retight/Lubn | BF Weighing Platform Line 11 | A | 0190E007 | 2021-03-19 | 2010-04-10 | PHILAGANAN
0190-020-015 | 16313 | 0190-MLK-FNP-L12-BLTCVY01 | PM03 | 307 | 4W Inspection/Retighen/Lubn Cnvyr L11/12 | BF Belt Conveyor No 7 Line 12 | C | 0190E007 | 2021-03-19 | 2010-04-10 | PHILAGANAN
0190-020-015 | 16313 | 0190-MLK-FNP-L12-BLTCVY02 | PM03 | 307 | 4W Inspection/Retighen/Lubn Cnvyr L11/12 | BF Belt Conveyor No 6 Line 12 | C | 0190E007 | 2021-03-19 | 2010-04-10 | PHILAGANAN
0190-020-015 | 16313 | 0190-MLK-FNP-L12-CHACVY01 | PM03 | 307 | 4W Inspection/Retighen/Lubn Cnvyr L11/12 | BF Chain Conveyor No 9 Line 12 | C | 0190E007 | 2021-03-19 | 2010-04-10 | PHILAGANAN
0190-020-015 | 16313 | 0190-MLK-FNP-L12-STACVY01 | PM03 | 307 | 4W Inspection/Retighen/Lubn Cnvyr L11/12 | BF Staging Conveyor No 1 Line 12 | C | 0190E007 | 2021-03-19 | 2010-04-10 | PHILAGANAN
0190-020-015 | 16313 | 0190-MLK-FNP-L12-WGHPLA01 | PM03 | 307 | 4W Inspection/Retighen/Lubn Cnvyr L11/12 | BF Weighing Platform Line12 | A | 0190E007 | 2021-03-19 | 2010-04-10 | PHILAGANAN
0190-020-014 | 16313 | 0190-MLK-FNP-L03-CASCVY01 | PM03 | 307 | 13W L3 Case Conv Inspect/Retight/Lubn | Case Conveyor Line 3 | C | 0190E007 | 2021-03-19 | 2006-02-12 | PHILAGANAN
0190-020-014 | 16313 | 0190-MLK-FNP-L03-CSPRTR02 | PM03 | 307 | 13W L3 Printer Conv Inspect/Retight/Lubn | MARKEM-IMAJE Case Printer Line 3 | B | 0190E008 | 2021-03-19 | 2009-10-19 | PHILAGANAN
0190-020-014 | 16313 | 0190-MLK-FNP-L03-OUTCVY01 | PM03 | 307 | 13W L3 Outfeed Conv Inspect/Retight/Lubn | Outfeed Product Conveyor Line 3 | C | 0190E007 | 2021-03-19 | 2009-10-19 | PHILAGANAN
0190-020-014 | 16313 | 0190-MLK-FNP-L03-PACCVY01 | PM03 | 307 | 13W L3 Packing Conv Inspect/Retight/Lubn | Packing Conveyors Line 3 | C | 0190E007 | 2021-03-19 | 2009-10-19 | PHILAGANAN
0190-020-013 | 16313 | 0190-MLK-FNP-L08-CASCVY01 | PM03 | 307 | 13W L8 Case Conv Inspect/Retight/Lubn | Case Conveyor Line 8 | B | 0190E007 | 2021-03-19 | 2006-02-12 | PHILAGANAN
0190-020-013 | 16313 | 0190-MLK-FNP-L08-CSPRTR03 | PM03 | 307 | 13W L8 Printer Conv Inspect/Retight/Lubn | MARKEM-IMAJE Case Printer Line 8 | B | 0190E008 | 2021-03-19 | 2010-04-10 | PHILAGANAN
0190-020-013 | 16313 | 0190-MLK-FNP-L08-INFCVY03 | PM03 | 307 | 13W L8 Xray Infeed Inspect/Retight/Lubn | Rexroth Infeed Conveyor To X-Ray Line 8 | B | 0190E007 | 2021-03-19 | 2010-04-10 | PHILAGANAN
0190-020-013 | 16313 | 0190-MLK-FNP-L08-OUTCVY02 | PM03 | 307 | 13W L8 Outfeed Conv Inspect/Retight/Lubn | Outfeed Product Conveyor Line 8 | C | 0190E007 | 2021-03-19 | 2010-04-10 | PHILAGANAN
0190-020-013 | 16313 | 0190-MLK-FNP-L08-PACCVY01 | PM03 | 307 | 13W L8 Packing Conv Inspect/Retight/Lubn | Packing Conveyors Line 8 | B | 0190E007 | 2021-03-19 | 2010-04-10 | PHILAGANAN
0190-020-012 | 17101 | 0190-MLK-FNP-L05-FILLER02 | PM03 | 307 | Monthly Filler Machine Servicing | Filling Machine Rovema 5b Line 5 | A | 0190E007 | 2011-06-20 | 2006-02-12 | PHOROSCOFE
0190-020-011 | 17101 | 0190-MLK-FNP-L05-FILLER01 | PM03 | 307 | Monthly Filler Machine Servicing | Filling Machine Rovema 5a Line 5 | A | 0190E007 | 2011-06-20 | 2006-02-12 | PHOROSCOFE
0190-020-010 | 17101 | 0190-MLK-FNP-L09-FILLER04 | PM03 | 307 | Monthly Filler Machine Servicing | Filling Machine Rovema 9b Line 9 | A | 0190E007 | 2011-06-20 | 2006-02-04 | PHOROSCOFE
0190-020-009 | 17101 | 0190-MLK-FNP-L09-FILLER03 | PM03 | 307 | Monthly Filler Machine Servicing | Filling Machine Rovema 9a Line 9 | A | 0190E007 | 2011-06-20 | 2006-02-04 | PHOROSCOFE
0190-020-008 | 4441 | 0190-MLK-FNP-L01-FILLER04 | PM03 | 301 | 12M Wolf 1DTemp Controller Calibration | Filling Machine Wolf 1d Line 1 | A | 0190E007 | 2015-10-06 | 2006-02-04 | PHJACOLPA
0190-020-007 | 4441 | 0190-MLK-FNP-L01-FILLER03 | PM03 | 301 | 12M Wolf 1C Temp Controller Calibration | Filling Machine Wolf 1c Line 1 | A | 0190E007 | 2015-10-06 | 2006-02-04 | PHJACOLPA
0190-020-006 | 17101 | 0190-MLK-FNP-L01-FILLER02 | PM03 | 307 | Monthly Filler Machine Servicing | Filling Machine Wolf 1b Line 1 | A | 0190E007 | 2011-06-20 | 2006-02-04 | PHOROSCOFE
0190-020-005 | 17101 | 0190-MLK-FNP-L01-FILLER01 | PM03 | 307 | Monthly Filler Machine Servicing | Filling Machine Wolf 1a Line 1 | A | 0190E007 | 2011-06-20 | 2006-02-04 | PHOROSCOFE
0190-020-003 | 581472 | 0190-MLK-PRO-TBA-COMMON | PM03 | 305 | 52W Totebin Door Catch Lock Replacement | Milks Totebin Area Common | C | 0190E007 | 2021-12-06 | 2012-01-16 | PHOROSCOFE
0190-020-002 | 4433 | 0190-MLK-FNP-COM-MLKFPAL01 | PM03 | 301 | 3M Quarterly Calibration Oxygen Analyzer | Milks Filling & Packing Common All Lines | C | 0190E007 | 2016-08-12 | 2005-09-19 | PHCABIOPE
0190-020-001 | 4433 | 0190-MLK-FNP-L01-OXYANA01 | PM03 | 301 | 3M Quarterly Calibration Oxygen Analyzer | Oxygen Analyzer Filling Line 1 | C | 0190E008 | 2016-08-12 | 2005-09-19 | PHCABIOPE
0190-020-001 | 4433 | 0190-MLK-FNP-L10-OXYANA01 | PM03 | 301 | 3M Monthly Calibration Oxygen Analyzer | Oxygen Analyzer Filling Line 10 | C | 0190E008 | 2016-08-12 | 2008-07-24 | PHCABIOPE
0190-020-001 | 4433 | 0190-MLK-FNP-L11-OXYANA01 | PM03 | 301 | 3M Monthly Calibration Oxygen Analyzer | BF Oxygen Analyzer Line 11 & 12 | C | 0190E008 | 2016-08-12 | 2008-07-24 | PHCABIOPE
0190-020-001 | 4433 | 0190-WST-FNP-L05-OXYANA01 | PM03 | 301 | 3M Monthly Calibration Oxygen Analyzer | Oxygen Analyzer Filling Line 5 | C | 0190E008 | 2016-08-12 | 2008-07-24 | PHCABIOPE
0190-011-792 | 51984 | 0190-MLK-PRO-WPC-PHEXGR04 | PM03 | 301 | 13W Cal of 1C2-TT-04.56/02 | 3L Plate Heat Exhanger C2 | A | 0190E017 | 2021-10-29 | 2021-10-29 | PHILAGANAN
0190-011-791 | 51984 | 0190-MLK-PRO-WPC-PHEXGR03 | PM03 | 301 | 13W Cal of 1C2-TT-04.56/01 | 3L Plate Heat Exhanger C1 | A | 0190E017 | 2021-10-29 | 2021-10-29 | PHILAGANAN
0190-011-790 | 51984 | 0190-MLK-PRO-WPB-PHEXGR04 | PM03 | 301 | 13W Cal of 1B2-TT-04.63/02 | 3L Plate Heat Exhanger B2 | A | 0190E017 | 2021-10-29 | 2021-10-29 | PHILAGANAN
0190-011-789 | 51984 | 0190-MLK-PRO-WPB-PHEXGR03 | PM03 | 301 | 13W Cal of 1B2-TT-04.63/01 | 3L Plate Heat Exhanger B1 | A | 0190E017 | 2021-10-29 | 2021-10-29 | PHILAGANAN
0190-011-788 | 571052 | 0190-MLK-PRO-TPB-3LSNVS01-VIBROVFD01 | PM03 | 307 | 26W VFD Cooling Fan Inspection | 3L/SNF Tipping Vibra Sifter B VFD | A | 0190E006 |  | 2021-03-15
0190-011-788 | 571052 | 0190-MLK-PRO-TPC-3LSNVS01-VIBROVFD01 | PM03 | 307 | 26W VFD Cooling Fan Inspection | 3L/SNF Tipping Vibra Sifter C VFD | A | 0190E006 |  | 2021-03-15
0190-011-787 | 571052 | 0190-MLK-PRO-WPC-3LHPMP02-VFD01 | PM03 | 307 | 26W VFD Cooling Fan Inspection | 3L High Pressure Pump VFD | A | 0190E006 |  | 2021-03-15
0190-011-787 | 571052 | 0190-MLK-PRO-WPC-3LHPMP03-VFD01 | PM03 | 307 | 26W VFD Cooling Fan Inspection | 3rd Line C Homogeniser (Rannie) VFD | A | 0190E006 |  | 2021-03-15
0190-011-786 | 571052 | 0190-MLK-PRO-WPC-3LOPMP04-VFD01 | PM03 | 307 | 26W VFD Cooling Fan Inspection | 3rd Line C Balance Vat Outlet Pump VFD | A | 0190E006 | 2021-03-15 | 2021-03-15 | PHBASALEN
0190-011-786 | 571052 | 0190-MLK-PRO-WPC-3RLTNK01-VFD01 | PM03 | 307 | 26W VFD Cooling Fan Inspection | 3rd Line C Tank No 1 VFD | B | 0190E006 | 2021-03-15 | 2021-03-15 | PHBASALEN
0190-011-786 | 571052 | 0190-MLK-PRO-WPC-3RLTNK02-VFD02 | PM03 | 307 | 26W VFD Cooling Fan Inspection | 3rd Line C Tank No 2 VFD | B | 0190E006 | 2021-03-15 | 2021-03-15 | PHBASALEN
0190-011-785 | 571052 | 0190-MLK-PRO-DSC-SCAMR01-VFD01 | PM03 | 307 | 26W VFD Cooling Fan Inspection | Scanima Mixer Tank Assembly C VFD | C | 0190E006 |  | 2021-03-15
0190-011-784 | 571052 | 0190-MLK-PRO-WPC-SHPPMP01-VFD01 | PM03 | 307 | 26W VFD Cooling Fan Inspection | SNF C High Pressure Pump VFD | A | 0190E006 | 2021-03-15 | 2021-03-15 | PHBASALEN
0190-011-784 | 571052 | 0190-MLK-PRO-WPC-SNFHOM01-VFD014 | PM03 | 307 | 26W VFD Cooling Fan Inspection | SNF C Homogenizer VFD | B | 0190E006 | 2021-03-15 | 2021-03-15 | PHBASALEN
0190-011-783 | 571052 | 0190-MLK-PRO-WPC-3LOPMP04-VFD04 | PM03 | 307 | 26W VFD Cooling Fan Inspection | 3rd Line C Balance Vat Outlet Pump VFD | A | 0190E006 |  | 2021-03-15
0190-011-783 | 571052 | 0190-MLK-PRO-WPC-SCAMXR01-VFD01 | PM03 | 307 | 26W VFD Cooling Fan Inspection | SNF C Scanima Mixer VFD | B | 0190E006 |  | 2021-03-15
0190-011-783 | 571052 | 0190-MLK-PRO-WPC-SCWCVY01-VFD01 | PM03 | 307 | 26W VFD Cooling Fan Inspection | SNF SIlo C Homo/Screwfeeder VFD | C | 0190E006 |  | 2021-03-15
0190-011-782 | 571052 | 0190-MLK-PRO-WPB-SHPPMP01-VFD01 | PM03 | 307 | 26W VFD Cooling Fan Inspection | SNF B High Pressure Pump VFD | A | 0190E006 |  | 2021-03-15
0190-011-782 | 571052 | 0190-MLK-PRO-WPB-SNFHOM01-VFD01 | PM03 | 307 | 26W VFD Cooling Fan Inspection | SNF B Homogenizer VFD | B | 0190E006 |  | 2021-03-15
0190-011-781 | 571052 | 0190-MLK-PRO-WPB-PHEPMP01-VFD01 | PM03 | 307 | 26W VFD Cooling Fan Inspection | PHE 1B Hot Water Recirculation Pump VFD | B | 0190E006 | 2021-03-15 | 2021-03-15 | PHBASALEN
0190-011-781 | 571052 | 0190-MLK-PRO-WPB-PHEPMP02-VFD02 | PM03 | 307 | 26W VFD Cooling Fan Inspection | PHE 2B Hot Water Recirculation Pump VFD | B | 0190E006 | 2021-03-15 | 2021-03-15 | PHBASALEN
0190-011-781 | 571052 | 0190-MLK-PRO-WPB-PHEPMP03-VFD03 | PM03 | 307 | 26W VFD Cooling Fan Inspection | Milk PHE B Recirculation Pump M49 VFD | B | 0190E006 | 2021-03-15 | 2021-03-15 | PHBASALEN
0190-011-780 | 571052 | 0190-MLK-PRO-WPB-3LOPMP02-VFD01 | PM03 | 307 | 26W VFD Cooling Fan Inspection | 3rd Line B Balance Vat Outlet Pump VFD | A | 0190E006 |  | 2021-03-15
0190-011-780 | 571052 | 0190-MLK-PRO-WPB-SCAMXR01-VFD01 | PM03 | 307 | 26W VFD Cooling Fan Inspection | SNF B Scanima Mixer Tank VFD | A | 0190E006 |  | 2021-03-15
0190-011-780 | 571052 | 0190-MLK-PRO-WPB-SCWCVY01-VFD01 | PM03 | 307 | 26W VFD Cooling Fan Inspection | SNF Silo B Homo/Screwfeeder VFD | C | 0190E006 |  | 2021-03-15
0190-011-779 | 571052 | 0190-MLK-PRO-NDC-GLUPMP01-VFD01 | PM03 | 307 | 26W VFD Cooling Fan Inspection | Glucose Storage Tank Transfer Pump C VFD | A | 0190E006 |  | 2021-03-15
0190-011-779 | 571052 | 0190-MLK-PRO-NDC-GLUPMP02-VFD02 | PM03 | 307 | 26W VFD Cooling Fan Inspection | Glucose Storage Tank Transfer Pump B VFD | A | 0190E006 |  | 2021-03-15
0190-011-779 | 571052 | 0190-MLK-PRO-NDC-RCVPMP01-VFD01 | PM03 | 307 | 26W VFD Cooling Fan Inspection | NDC Glucose Receiving Pump B VFD | A | 0190E006 |  | 2021-03-15
0190-011-779 | 571052 | 0190-MLK-PRO-NDC-RCVPMP02-VFD02 | PM03 | 307 | 26W VFD Cooling Fan Inspection | Glucose Receiving Pump C VFD | A | 0190E006 |  | 2021-03-15
0190-011-779 | 571052 | 0190-MLK-PRO-NDC-TNKAGI01-VFD01 | PM03 | 307 | 26W VFD Cooling Fan Inspection | Glucose Storage Tank Agitator B VFD | B | 0190E006 |  | 2021-03-15
0190-011-779 | 571052 | 0190-MLK-PRO-NDC-TNKAGI02-VFD02 | PM03 | 307 | 26W VFD Cooling Fan Inspection | Glucose Storage Tank Agitator C VFD | B | 0190E006 |  | 2021-03-15
0190-011-778 | 571052 | 0190-MLK-PRO-OHF-BATPMP01-VFD01 | PM03 | 307 | 26W VFD Cooling Fan Inspection | OH SNF Oil Dosing Pump Line B VFD | B | 0190E006 |  | 2021-03-15
0190-011-778 | 571052 | 0190-MLK-PRO-OHF-BATPMP02-VFD02 | PM03 | 307 | 26W VFD Cooling Fan Inspection | OH SNF Oil Dosing Pump Line C VFD | B | 0190E006 |  | 2021-03-15
0190-011-778 | 571052 | 0190-MLK-PRO-OHF-ILDPMP01-VFD01 | PM03 | 307 | 26W VFD Cooling Fan Inspection | OH 3L Oil Dosing Pump Line B VFD | B | 0190E006 |  | 2021-03-15
0190-011-778 | 571052 | 0190-MLK-PRO-OHF-ILDPMP02-VFD02 | PM03 | 307 | 26W VFD Cooling Fan Inspection | OH 3L Oil Dosing Pump Line C VFD | B | 0190E006 |  | 2021-03-15
0190-011-778 | 571052 | 0190-MLK-PRO-OHF-LECPMP02-VFD01 | PM03 | 307 | 26W VFD Cooling Fan Inspection | OH Lecithin Pump 2 To Tank Egron VFD | B | 0190E006 |  | 2021-03-15
0190-011-777 | 571052 | 0190-MLK-PRO-DSB-SCAMXER-VFD01 | PM03 | 307 | 26W VFD Cooling Fan Inspection | Scanima Mixer B VFD | C | 0190E006 | 2021-03-15 | 2021-03-04 | PHBASALEN
0190-011-777 | 571052 | 0190-MLK-PRO-WPB-3L2HOM01-VFD01 | PM03 | 307 | 26W VFD Cooling Fan Inspection | 3rd Line B FC outlet pump to Homo VFD | B | 0190E006 | 2021-03-15 | 2021-03-04 | PHBASALEN
0190-011-777 | 571052 | 0190-MLK-PRO-WPB-3LHPMP01-VFD01 | PM03 | 307 | 26W VFD Cooling Fan Inspection | 3rd Line B Homogenizer VFD | A | 0190E006 | 2021-03-15 | 2021-03-04 | PHBASALEN
0190-011-777 | 571052 | 0190-MLK-PRO-WPB-3LHPMP02-VFD01 | PM03 | 307 | 26W VFD Cooling Fan Inspection | 3rd Line B High Pressure Pump VFD | A | 0190E006 | 2021-03-15 | 2021-03-04 | PHBASALEN
0190-011-777 | 571052 | 0190-MLK-PRO-WPB-3LOPMP02-VFD02 | PM03 | 307 | 26W VFD Cooling Fan Inspection | 3rd Line B Balance Vat Outlet Pump VFD | A | 0190E006 | 2021-03-15 | 2021-03-04 | PHBASALEN
0190-011-776 | 571052 | 0190-MLK-PRO-SMB-SCWFDR01-VFD01 | PM03 | 307 | 26W VFD Cooling Fan Inspection | Egron Malto Dosing B Homo/Scrwfeeder VFD | A | 0190E006 | 2021-03-11 | 2021-03-04 | PHILAGANAN
0190-011-776 | 571052 | 0190-MLK-PRO-SMC-SCWFDR01-VFD01 | PM03 | 307 | 26W VFD Cooling Fan Inspection | Egron Malto Dosing C Homo/Scrwfeeder VFD | A | 0190E006 | 2021-03-11 | 2021-03-04 | PHILAGANAN
0190-011-775 | 571052 | 0190-MLK-PRO-CMC-AIRBLW01-VFD01 | PM03 | 307 | 26W VFD Cooling Fan Inspection | CTS MSK Tipping C Air Blower VFD | B | 0190E006 | 2021-03-11 | 2021-03-04 | PHILAGANAN
0190-011-775 | 571052 | 0190-MLK-PRO-CMC-STRVLV01-VFD01 | PM03 | 307 | 26W VFD Cooling Fan Inspection | CTS MSK Tipping C Star Valve VFD | B | 0190E006 | 2021-03-11 | 2021-03-04 | PHILAGANAN
0190-011-775 | 571052 | 0190-MLK-PRO-CMC-VROSVE01-VFD01 | PM03 | 307 | 26W VFD Cooling Fan Inspection | CTS MSK Tipping C Vibra Sifter VFD | B | 0190E006 | 2021-03-11 | 2021-03-04 | PHILAGANAN
0190-011-775 | 571052 | 0190-MLK-PRO-TMB-ACOFAN01-VFD01 | PM03 | 307 | 26W VFD Cooling Fan Inspection | CTS Secondary Air Fan VFD | B | 0190E006 | 2021-03-11 | 2021-03-04 | PHILAGANAN
0190-011-775 | 571052 | 0190-MLK-PRO-TMC-STRVLV01-VFD01 | PM03 | 307 | 26W VFD Cooling Fan Inspection | CTS Malto Tipping C Star Valve VFD | B | 0190E006 | 2021-03-11 | 2021-03-04 | PHILAGANAN
0190-011-775 | 571052 | 0190-MLK-PRO-TMC-VROSVE01-VFD01 | PM03 | 307 | 26W VFD Cooling Fan Inspection | CTS Malto Tipping C Vibra Sifter VFD | B | 0190E006 | 2021-03-11 | 2021-03-04 | PHILAGANAN
0190-011-774 | 571052 | 0190-MLK-PRO-CMB-AIRBLW01-VFD01 | PM03 | 307 | 26W VFD Cooling Fan Inspection | CTS MSK Tipping B Air Blower VFD | B | 0190E006 | 2021-03-11 | 2021-03-04 | PHILAGANAN
0190-011-774 | 571052 | 0190-MLK-PRO-CMB-STRVLV01-VFD01 | PM03 | 307 | 26W VFD Cooling Fan Inspection | CTS MSK Tipping B Star Valve VFD | B | 0190E006 | 2021-03-11 | 2021-03-04 | PHILAGANAN
0190-011-774 | 571052 | 0190-MLK-PRO-CMB-VROSVE01-VFD01 | PM03 | 307 | 26W VFD Cooling Fan Inspection | CTS MSK Tipping B Vibra Sifter VFD | B | 0190E006 | 2021-03-11 | 2021-03-04 | PHILAGANAN
0190-011-774 | 571052 | 0190-MLK-PRO-TMB-STRVLV01-VFD01 | PM03 | 307 | 26W VFD Cooling Fan Inspection | CTS Malto Tipping B Star Valve VFD | B | 0190E006 | 2021-03-11 | 2021-03-04 | PHILAGANAN
0190-011-774 | 571052 | 0190-MLK-PRO-TMB-VROSVE01-VFD01 | PM03 | 307 | 26W VFD Cooling Fan Inspection | CTS Malto Tipping B Vibra Sifter VFD | B | 0190E006 | 2021-03-11 | 2021-03-04 | PHILAGANAN
0190-011-773 | 571052 | 0190-MLK-PRO-EGC-ACOBED01-MOTORVFD01 | PM03 | 307 | 26W VFD Cooling Fan Inspection | Egron C After Cooler Bed VFD | A | 0190E006 | 2021-03-11 | 2021-03-04 | PHILAGANAN
0190-011-773 | 571052 | 0190-MLK-PRO-EGC-ADRBED01-MOTORVFD01 | PM03 | 307 | 26W VFD Cooling Fan Inspection | Egron C After Dryer Bed VFD | B | 0190E006 | 2021-03-11 | 2021-03-04 | PHILAGANAN
0190-011-773 | 571052 | 0190-MLK-PRO-EGC-EXHFAN01-MOTORVFD01 | PM03 | 307 | 26W VFD Cooling Fan Inspection | Egron C Exhaust Fan No 1 VFD | A | 0190E006 | 2021-03-11 | 2021-03-04 | PHILAGANAN
0190-011-773 | 571052 | 0190-MLK-PRO-EGC-EXHFAN02-MOTORVFD02 | PM03 | 307 | 26W VFD Cooling Fan Inspection | Egron C Exhaust Fan No 2 VFD | A | 0190E006 | 2021-03-11 | 2021-03-04 | PHILAGANAN
0190-011-773 | 571052 | 0190-MLK-PRO-EGC-EXHFAN03-MOTORVFD03 | PM03 | 307 | 26W VFD Cooling Fan Inspection | Egron C Ad Ac Exhaust Fan VFD | A | 0190E006 | 2021-03-11 | 2021-03-04 | PHILAGANAN
0190-011-773 | 571052 | 0190-MLK-PRO-EGC-IRODOS02-VFD02 | PM03 | 307 | 26W VFD Cooling Fan Inspection | Iron Dosing LIW Homo/Screwfeeder C VFD | A | 0190E006 | 2021-03-11 | 2021-03-04 | PHILAGANAN
0190-011-773 | 571052 | 0190-MLK-PRO-EGC-IROHOP01-VFD01 | PM03 | 307 | 26W VFD Cooling Fan Inspection | Iron Dosing Main Hopper C VFD | B | 0190E006 | 2021-03-11 | 2021-03-04 | PHILAGANAN
0190-011-773 | 571052 | 0190-MLK-PRO-EGC-LECPMP01-MOTORVFD01 | PM03 | 307 | 26W VFD Cooling Fan Inspection | Egron C Lecithin Pump 1 VFD | A | 0190E006 | 2021-03-11 | 2021-03-04 | PHILAGANAN
0190-011-773 | 571052 | 0190-MLK-PRO-EGC-SCWCVY01-SCRWVDF01 | PM03 | 307 | 26W VFD Cooling Fan Inspection | Egron C MSK Dosing 1 Homo/Scrwfeeder VFD | A | 0190E006 | 2021-03-11 | 2021-03-04 | PHILAGANAN
0190-011-773 | 571052 | 0190-MLK-PRO-EGC-SCWCVY02-SCREWVFD02 | PM03 | 307 | 26W VFD Cooling Fan Inspection | Egron C MSK Dosing 2 Homo/Scrwfeeder VFD | A | 0190E006 | 2021-03-11 | 2021-03-04 | PHILAGANAN
0190-011-772 | 571052 | 0190-MLK-PRO-EGC-ACOFAN01-MOTORVFD01 | PM03 | 307 | 26W VFD Cooling Fan Inspection | Aftercooler Forced Fan 1C VFD | A | 0190E006 | 2021-03-11 | 2021-03-04 | PHILAGANAN
0190-011-772 | 571052 | 0190-MLK-PRO-EGC-ACOFAN02-MOTORVFD02 | PM03 | 307 | 26W VFD Cooling Fan Inspection | Aftercooler Forced Fan 2C VFD | A | 0190E006 | 2021-03-11 | 2021-03-04 | PHILAGANAN
0190-011-772 | 571052 | 0190-MLK-PRO-EGC-ADRFAN01-MOTORVFD01 | PM03 | 307 | 26W VFD Cooling Fan Inspection | Afterdrier Forced Fan 1C VFD | A | 0190E006 | 2021-03-11 | 2021-03-04 | PHILAGANAN
0190-011-772 | 571052 | 0190-MLK-PRO-EGC-SEAFAN01-MOTORVFD01 | PM03 | 307 | 26W VFD Cooling Fan Inspection | Secondary Air Fan 1C VFD | B | 0190E006 | 2021-03-11 | 2021-03-04 | PHILAGANAN
0190-011-771 | 571052 | 0190-MLK-PRO-EGB-ACOBED01-MOTORVFD01 | PM03 | 307 | 26W VFD Cooling Fan Inspection | Egron B After Cooler Bed VFD | A | 0190E006 | 2021-03-11 | 2021-03-04 | PHILAGANAN
0190-011-771 | 571052 | 0190-MLK-PRO-EGB-ACOBED01-MOTORVFD01 | PM03 | 307 | 26W VFD Cooling Fan Inspection | Egron B After Cooler Bed VFD | A | 0190E006 | 2021-03-11 | 2021-03-04 | PHILAGANAN
0190-011-771 | 571052 | 0190-MLK-PRO-EGB-EXHFAN01-MOTORVFD01 | PM03 | 307 | 26W VFD Cooling Fan Inspection | Egron B Exhaust Fan No 1 VFD | A | 0190E006 | 2021-03-11 | 2021-03-04 | PHILAGANAN
0190-011-771 | 571052 | 0190-MLK-PRO-EGB-EXHFAN02-MOTORVFD02 | PM03 | 307 | 26W VFD Cooling Fan Inspection | Egron B Exhaust Fan No 2 VFD | B | 0190E006 | 2021-03-11 | 2021-03-04 | PHILAGANAN
0190-011-771 | 571052 | 0190-MLK-PRO-EGB-EXHFAN03-MOTORVFD03 | PM03 | 307 | 26W VFD Cooling Fan Inspection | Egron B AD/AC Fines Exh Fan VFD | A | 0190E006 | 2021-03-11 | 2021-03-04 | PHILAGANAN
0190-011-771 | 571052 | 0190-MLK-PRO-EGB-IRODOS02-VFD02 | PM03 | 307 | 26W VFD Cooling Fan Inspection | Iron Dosing LIW Homo/Screwfeeder B VFD | A | 0190E006 | 2021-03-11 | 2021-03-04 | PHILAGANAN
0190-011-771 | 571052 | 0190-MLK-PRO-EGB-IROHOP01-VFD01 | PM03 | 307 | 26W VFD Cooling Fan Inspection | Iron Dosing Main Hopper B VFD | B | 0190E006 | 2021-03-11 | 2021-03-04 | PHILAGANAN
0190-011-771 | 571052 | 0190-MLK-PRO-EGB-LECPMP01-MOTORVFD01 | PM03 | 307 | 26W VFD Cooling Fan Inspection | Egron B Lecithin Pump No. 1 VFD | A | 0190E006 | 2021-03-11 | 2021-03-04 | PHILAGANAN
0190-011-771 | 571052 | 0190-MLK-PRO-EGB-SCWCVY01-SCRWVFD01 | PM03 |  | 26W VFD Cooling Fan Inspection | Egron B MSK Dosing 1 Homo/Scrwfeeder VFD | A | 0190E006 | 2021-03-11 | 2021-03-04 | PHILAGANAN
0190-011-771 | 571052 | 0190-MLK-PRO-EGB-SCWCVY02-SCRWVFD02 | PM03 | 307 | 26W VFD Cooling Fan Inspection | Egron B MSK Dosing 2 Homo/Scrwfeeder VFD | A | 0190E006 | 2021-03-11 | 2021-03-04 | PHILAGANAN
0190-011-770 | 571052 | 0190-MLK-PRO-EGB-ACOFAN01-MOTORVFD01 | PM03 | 307 | 26W VFD Cooling Fan Inspection | Aftercooler Forced Fan 1B VFD | A | 0190E006 | 2021-03-11 | 2021-03-04 | PHILAGANAN
0190-011-770 | 571052 | 0190-MLK-PRO-EGB-ACOFAN02-MOTORVFD02 | PM03 | 307 | 26W VFD Cooling Fan Inspection | Aftercooler Forced Fan 2B VFD | A | 0190E006 | 2021-03-11 | 2021-03-04 | PHILAGANAN
0190-011-770 | 571052 | 0190-MLK-PRO-EGB-ADRFAN01-MOTORVFD01 | PM03 | 307 | 26W VFD Cooling Fan Inspection | Afterdrier Forced Fan 1B VFD | A | 0190E006 | 2021-03-11 | 2021-03-04 | PHILAGANAN
0190-011-770 | 571052 | 0190-MLK-PRO-EGB-BLWBCK02-MOTORVFD02 | PM03 | 307 | 26W VFD Cooling Fan Inspection | Egron B Blowback Blower No 2 VFD | A | 0190E006 | 2021-03-11 | 2021-03-04 | PHILAGANAN
0190-011-770 | 571052 | 0190-MLK-PRO-EGB-SEAFAN01-MOTORVFD01 | PM03 | 307 | 26W VFD Cooling Fan Inspection | Secondary Air Fan 1B VFD | A | 0190E006 | 2021-03-11 | 2021-03-04 | PHILAGANAN
0190-011-769 | 573489 | 0190-MLK-PRO-WPC-3LHPMP02 | PM03 | 305 | 104WKS HOMO/HPP OVERHAULING | 3L High Pressure Pump | A | 0190E005 | 2021-02-18 | 2021-02-18 | PHBASALEN
0190-011-769 | 573489 | 0190-MLK-PRO-WPC-SHPPMP01 | PM03 | 305 | 104WKS HOMO/HPP OVERHAULING | SNF C High Pressure Pump | A | 0190E005 | 2021-02-18 | 2021-02-18 | PHBASALEN
0190-011-769 | 573489 | 0190-MLK-PRO-WPC-SNFHOM01 | PM03 | 305 | 104WKS HOMO/HPP OVERHAULING | SNF C Homogenizer | B | 0190E005 | 2021-02-18 | 2021-02-18 | PHBASALEN
0190-011-768 | 573489 | 0190-MLK-PRO-WPB-3LHPMP01 | PM03 | 305 | 104WKS HOMO/HPP OVERHAULING | 3rd Line B Homogenizer | A | 0190E005 | 2021-02-23 | 2021-02-18 | PHBASALEN
0190-011-768 | 573489 | 0190-MLK-PRO-WPB-3LHPMP02 | PM03 | 305 | 104WKS HOMO/HPP OVERHAULING | 3rd Line B High Pressure Pump | A | 0190E005 | 2021-02-23 | 2021-02-18 | PHBASALEN
0190-011-768 | 573489 | 0190-MLK-PRO-WPB-SHPPMP01 | PM03 | 305 | 104WKS HOMO/HPP OVERHAULING | SNF B High Pressure Pump | A | 0190E005 | 2021-02-23 | 2021-02-18 | PHBASALEN
0190-011-768 | 573489 | 0190-MLK-PRO-WPB-SNFHOM01 | PM03 | 305 | 104WKS HOMO/HPP OVERHAULING | SNF B Homogenizer | B | 0190E005 | 2021-02-23 | 2021-02-18 | PHBASALEN
0190-011-767 | 51985 | 0190-MLK-PRO-CMN | PM03 | 301 | 52W Cal of 1D6-TCV-07.38 | Milks Process Facilities | B | 0190E017 | 2021-06-03 | 2020-10-30 | PHILAGANAN
0190-011-766 | 51985 | 0190-MLK-PRO-CMN | PM03 | 301 | 52W Cal of 1D6-TCV-07.20C | Milks Process Facilities | B | 0190E017 | 2021-06-03 | 2020-10-30 | PHILAGANAN
0190-011-765 | 51985 | 0190-MLK-PRO-CMN | PM03 | 301 | 52W Cal of 1D6-TCV-07.20B | Milks Process Facilities | B | 0190E017 | 2021-06-03 | 2020-10-30 | PHILAGANAN
0190-011-764 | 51985 | 0190-MLK-PRO-CMN | PM03 | 301 | 52W Cal of 1D6-TCV-07.18C | Milks Process Facilities | B | 0190E017 | 2021-06-03 | 2020-10-30 | PHILAGANAN
0190-011-763 | 51985 | 0190-MLK-PRO-CMN | PM03 | 301 | 52W Cal of 1D6-TCV-07.18B | Milks Process Facilities | B | 0190E017 | 2021-06-03 | 2020-10-30 | PHILAGANAN
0190-011-762 | 51985 | 0190-MLK-PRO-CMN | PM03 | 301 | 52W Cal of 1D6-TCV-07.15B | Milks Process Facilities | B | 0190E017 | 2021-06-03 | 2020-10-30 | PHILAGANAN
0190-011-761 | 51985 | 0190-MLK-PRO-CMN | PM03 | 301 | 52W Cal of 1D6-TCV-06.39 | Milks Process Facilities | B | 0190E017 | 2021-06-03 | 2020-10-30 | PHILAGANAN
0190-011-760 | 51985 | 0190-MLK-PRO-CMN | PM03 | 301 | 52W Cal of 1D6-TCV-06.37 | Milks Process Facilities | B | 0190E017 | 2021-06-03 | 2020-10-30 | PHILAGANAN
0190-011-759 | 51985 | 0190-MLK-PRO-CMN | PM03 | 301 | 52W Cal of 1D6-TCV-06.19 | Milks Process Facilities | B | 0190E017 | 2021-06-03 | 2020-10-30 | PHILAGANAN
0190-011-758 | 52264 | 0190-MLK-PRO-CMN | PM03 | 301 | 52W Cal of 1D6-PRV-30.30 | Milks Process Facilities | B | 0190E017 | 2021-06-03 | 2020-10-30 | PHILAGANAN
0190-011-757 | 52264 | 0190-MLK-PRO-CMN | PM03 | 301 | 52W Cal of 1D6-PRV-07.23 | Milks Process Facilities | B | 0190E017 | 2021-06-03 | 2020-10-30 | PHILAGANAN
0190-011-756 | 52264 | 0190-MLK-PRO-CMN | PM03 | 301 | 52W Cal of 1D6-PRV-06.12 | Milks Process Facilities | B | 0190E017 | 2021-06-03 | 2020-10-30 | PHILAGANAN
0190-011-755 | 51985 | 0190-MLK-PRO-CMN | PM03 | 301 | 52W Cal of 1D6-PCV-06.67 | Milks Process Facilities | B | 0190E017 | 2021-06-03 | 2020-10-30 | PHILAGANAN
0190-011-754 | 51985 | 0190-MLK-PRO-CMN | PM03 | 301 | 52W Cal of 1D6-PCV-06.39 | Milks Process Facilities | B | 0190E017 | 2021-06-03 | 2020-10-30 | PHILAGANAN
0190-011-753 | 51985 | 0190-MLK-PRO-CMN | PM03 | 301 | 52W Cal of 1D6-PCV-06.19 | Milks Process Facilities | B | 0190E017 | 2021-06-03 | 2020-10-30 | PHILAGANAN
0190-011-752 | 51986 | 0190-MLK-PRO-CMN | PM03 | 301 | 52W Cal of 1D6-FIT-13.20 | Milks Process Facilities | B | 0190E017 | 2021-06-03 | 2020-10-30 | PHILAGANAN
0190-011-751 | 51985 | 0190-MLK-PRO-CMN | PM03 | 301 | 52W Cal of 1D6-CV-06.37B | Milks Process Facilities | B | 0190E017 | 2021-06-03 | 2020-10-30 | PHILAGANAN
0190-011-750 | 51985 | 0190-MLK-PRO-CMN | PM03 | 301 | 52W Cal of 1D6-CV-06.17 | Milks Process Facilities | B | 0190E017 | 2021-06-03 | 2020-10-30 | PHILAGANAN
0190-011-749 | 51985 | 0190-MLK-PRO-CMN | PM03 | 301 | 52W Cal of 1D6-CV-06.15 | Milks Process Facilities | B | 0190E017 | 2021-06-03 | 2020-10-30 | PHILAGANAN
0190-011-748 | 51984 | 0190-MLK-PRO-CIP-COMMON | PM03 | 301 | 52W Cal of 1D3-TT-002 | CIP Area Common | B | 0190E017 | 2021-06-03 | 2020-10-30 | PHILAGANAN
0190-011-747 | 51984 | 0190-MLK-PRO-CIP-COMMON | PM03 | 301 | 52W Cal of 1D3-TT-001 | CIP Area Common | B | 0190E017 | 2021-06-03 | 2020-10-30 | PHILAGANAN
0190-011-746 | 51984 | 0190-MLK-PRO-CIP-COMMON | PM03 | 301 | 52W Cal of 1D3-TT 58.16 | CIP Area Common | B | 0190E017 | 2021-06-03 | 2020-10-30 | PHILAGANAN
0190-011-745 | 51984 | 0190-MLK-PRO-CIP-COMMON | PM03 | 301 | 52W Cal of 1D3-TT 57.16 | CIP Area Common | B | 0190E017 | 2021-06-03 | 2020-10-30 | PHILAGANAN
0190-011-744 | 51984 | 0190-MLK-PRO-CIP-COMMON | PM03 | 301 | 52W Cal of 1D3-TT 56.16 | CIP Area Common | B | 0190E017 | 2021-06-03 | 2020-10-30 | PHILAGANAN
0190-011-743 | 51984 | 0190-MLK-PRO-CIP-COMMON | PM03 | 301 | 52W Cal of 1D3-TT 55.16 | CIP Area Common | B | 0190E017 | 2021-06-03 | 2020-10-30 | PHILAGANAN
0190-011-742 | 51984 | 0190-MLK-PRO-CIP-COMMON | PM03 | 301 | 52W Cal of 1D3-TT 54.16 | CIP Area Common | B | 0190E017 | 2021-06-03 | 2020-10-30 | PHILAGANAN
0190-011-741 | 51984 | 0190-MLK-PRO-CIP-COMMON | PM03 | 301 | 52W Cal of 1D3-TT 53.16 | CIP Area Common | B | 0190E017 | 2021-06-03 | 2020-10-30 | PHILAGANAN
0190-011-740 | 51984 | 0190-MLK-PRO-CIP-COMMON | PM03 | 301 | 52W Cal of 1D3-TT 52.16 | CIP Area Common | B | 0190E017 | 2021-06-03 | 2020-10-30 | PHILAGANAN
0190-011-739 | 51984 | 0190-MLK-PRO-CIP-COMMON | PM03 | 301 | 52W Cal of 1D3-TT 51.16 | CIP Area Common | B | 0190E017 | 2021-06-03 | 2020-10-30 | PHILAGANAN
0190-011-738 | 565519 | 0190-MLK-PRO-CIP-COMMON | PM03 | 301 | 52W Cal of 1D3-LIT-21.33 | CIP Area Common | B | 0190E017 | 2021-06-03 | 2020-10-30 | PHILAGANAN
0190-011-737 | 51986 | 0190-MLK-PRO-CIP-COMMON | PM03 | 301 | 52W Cal of 1D3-FIT-58.10 | CIP Area Common | B | 0190E017 | 2021-06-03 | 2020-10-30 | PHILAGANAN
0190-011-736 | 51986 | 0190-MLK-PRO-CIP-COMMON | PM03 | 301 | 52W Cal of 1D3-FIT-57.10 | CIP Area Common | B | 0190E017 | 2021-06-03 | 2020-10-30 | PHILAGANAN
0190-011-735 | 51986 | 0190-MLK-PRO-CIP-COMMON | PM03 | 301 | 52W Cal of 1D3-FIT-56.10 | CIP Area Common | B | 0190E017 | 2021-06-03 | 2020-10-30 | PHILAGANAN
0190-011-734 | 51986 | 0190-MLK-PRO-CIP-COMMON | PM03 | 301 | 52W Cal of 1D3-FIT-55.10 | CIP Area Common | B | 0190E017 | 2021-06-03 | 2020-10-30 | PHILAGANAN
0190-011-733 | 51986 | 0190-MLK-PRO-CIP-COMMON | PM03 | 301 | 52W Cal of 1D3-FIT-54.10 | CIP Area Common | B | 0190E017 | 2021-06-03 | 2020-10-30 | PHILAGANAN
0190-011-732 | 51986 | 0190-MLK-PRO-CIP-COMMON | PM03 | 301 | 52W Cal of 1D3-FIT-53.10 | CIP Area Common | B | 0190E017 | 2021-06-03 | 2020-10-30 | PHILAGANAN
0190-011-731 | 51986 | 0190-MLK-PRO-CIP-COMMON | PM03 | 301 | 52W Cal of 1D3-FIT-52.10 | CIP Area Common | B | 0190E017 | 2021-06-03 | 2020-10-30 | PHILAGANAN
0190-011-730 | 51986 | 0190-MLK-PRO-CIP-COMMON | PM03 | 301 | 52W Cal of 1D3-FIT-51.10 | CIP Area Common | B | 0190E017 | 2021-06-03 | 2020-10-30 | PHILAGANAN
0190-011-729 | 51986 | 0190-MLK-PRO-CIP-COMMON | PM03 | 301 | 52W Cal of 1D3-FIT-03.05 | CIP Area Common | B | 0190E017 | 2021-06-03 | 2020-10-30 | PHILAGANAN
0190-011-728 | 51986 | 0190-MLK-PRO-CIP-COMMON | PM03 | 301 | 52W Cal of 1D3-FIT-03.04 | CIP Area Common | B | 0190E017 | 2021-06-03 | 2020-10-30 | PHILAGANAN
0190-011-727 | 51986 | 0190-MLK-PRO-CIP-COMMON | PM03 | 301 | 52W Cal of 1D3-FIT-03.03 | CIP Area Common | B | 0190E017 | 2021-06-03 | 2020-10-30 | PHILAGANAN
0190-011-726 | 570301 | 0190-MLK-PRO-CIP-COMMON | PM03 | 301 | 52W Cal of 1D3-CIT-58.52 | CIP Area Common | B | 0190E017 | 2021-06-03 | 2020-10-30 | PHILAGANAN
0190-011-725 | 570301 | 0190-MLK-PRO-CIP-COMMON | PM03 | 301 | 52W Cal of 1D3-CIT-57.52 | CIP Area Common | B | 0190E017 | 2021-06-03 | 2020-10-30 | PHILAGANAN
0190-011-724 | 570301 | 0190-MLK-PRO-CIP-COMMON | PM03 | 301 | 52W Cal of 1D3-CIT-56.52 | CIP Area Common | B | 0190E017 | 2021-06-03 | 2020-10-30 | PHILAGANAN
0190-011-723 | 570301 | 0190-MLK-PRO-CIP-COMMON | PM03 | 301 | 52W Cal of 1D3-CIT-55.52 | CIP Area Common | B | 0190E017 | 2021-06-03 | 2020-10-30 | PHILAGANAN
0190-011-722 | 570301 | 0190-MLK-PRO-CIP-COMMON | PM03 | 301 | 52W Cal of 1D3-CIT-54.52 | CIP Area Common | B | 0190E017 | 2021-06-03 | 2020-10-30 | PHILAGANAN
0190-011-721 | 570301 | 0190-MLK-PRO-CIP-COMMON | PM03 | 301 | 52W Cal of 1D3-CIT-53.52 | CIP Area Common | B | 0190E017 | 2021-06-03 | 2020-10-30 | PHILAGANAN
0190-011-720 | 570301 | 0190-MLK-PRO-CIP-COMMON | PM03 | 301 | 52W Cal of 1D3-CIT-52.52 | CIP Area Common | B | 0190E017 | 2021-06-03 | 2020-10-30 | PHILAGANAN
0190-011-719 | 570301 | 0190-MLK-PRO-CIP-COMMON | PM03 | 301 | 52W Cal of 1D3-CIT-51.52 | CIP Area Common | B | 0190E017 | 2021-06-03 | 2020-10-30 | PHILAGANAN
0190-011-718 | 51843 | 0190-MLK-PRO-TPC | PM03 | 301 | 52W Cal of 1C5-WIT-05.03 | 3L/SNF Tipping C (Wet) | B | 0190E017 | 2021-06-03 | 2020-10-30 | PHILAGANAN
0190-011-717 | 51820 | 0190-MLK-PRO-TPC | PM03 | 301 | 52W Cal of 1C5-TS-003 | 3L/SNF Tipping C (Wet) | B | 0190E017 | 2021-06-03 | 2020-10-30 | PHILAGANAN
0190-011-716 | 51820 | 0190-MLK-PRO-TPC | PM03 | 301 | 52W Cal of 1C5-TS-002 | 3L/SNF Tipping C (Wet) | B | 0190E017 | 2021-06-03 | 2020-10-30 | PHILAGANAN
0190-011-715 | 51820 | 0190-MLK-PRO-TPC | PM03 | 301 | 52W Cal of 1C5-TS-001 | 3L/SNF Tipping C (Wet) | B | 0190E017 | 2021-06-03 | 2020-10-30 | PHILAGANAN
0190-011-714 | 51986 | 0190-MLK-PRO-DSC | PM03 | 301 | 52W Cal of 1C5-FIT-08.38 | 3L Dissolving C | B | 0190E017 | 2021-06-03 | 2020-10-30 | PHILAGANAN
0190-011-713 | 570303 | 0190-MLK-PRO-EGC-VACPMP01 | PM03 | 301 | 52W Cal of 1C3-TSH-001 | Nucon Vacuum Pump C1 | B | 0190E017 | 2021-06-03 | 2020-10-30 | PHILAGANAN
0190-011-712 | 51982 | 0190-MLK-PRO-CMN-AHU01 | PM03 | 301 | 52W Cal of 1C3-PIT-01.44/01 | AHU Normal Milk Control Room | B | 0190E017 | 2021-06-03 | 2020-10-30 | PHILAGANAN
0190-011-711 | 51982 | 0190-MLK-PRO-WPC-SNFHOM01 | PM03 | 301 | 52W Cal of 1C2-PT-28.12 | SNF C Homogenizer | B | 0190E017 | 2021-06-03 | 2020-10-30 | PHILAGANAN
0190-011-710 | 51982 | 0190-MLK-PRO-WPC-3LHPMP03 | PM03 | 301 | 52W Cal of 1C2-PT-20.12 | 3rd Line C Homogeniser (Rannie) | B | 0190E017 | 2021-06-03 | 2020-10-30 | PHILAGANAN
0190-011-709 | 565519 | 0190-MLK-PRO-DSC | PM03 | 301 | 52W Cal of 1B5-LT-03.12 | 3L Dissolving C | B | 0190E017 | 2021-06-03 | 2020-10-30 | PHILAGANAN
0190-011-708 | 565519 | 0190-MLK-PRO-DSC | PM03 | 301 | 52W Cal of 1B5-LT-03.11 | 3L Dissolving C | B | 0190E017 | 2021-06-03 | 2020-10-30 | PHILAGANAN
0190-011-707 | 565519 | 0190-MLK-PRO-DSB-SLTTNK01 | PM03 | 301 | 52W Cal of 1B5-LT-02.04 | Salt & Malto Dissolver Tank B | B | 0190E017 | 2021-06-03 | 2020-10-30 | PHILAGANAN
0190-011-706 | 51986 | 0190-MLK-PRO-DSC-SCAMR01 | PM03 | 301 | 52W Cal of 1B5-FIT-04.54 | Dissolving Scanima Mixer Tank Assembly C | B | 0190E017 | 2021-06-03 | 2020-10-30 | PHILAGANAN
0190-011-705 | 51986 | 0190-MLK-PRO-DSB-SLTTNK01 | PM03 | 301 | 52W Cal of 1B5-FIT-02.36 | Salt & Malto Dissolver Tank B | B | 0190E017 | 2021-06-03 | 2020-10-30 | PHILAGANAN
0190-011-704 | 51985 | 0190-MLK-PRO-DSC-SCAMR01 | PM03 | 301 | 52W Cal of 1B5-CV-04.41 | Dissolving Scanima Mixer Tank Assembly C | B | 0190E017 | 2021-06-03 | 2020-10-30 | PHILAGANAN
0190-011-703 | 51985 | 0190-MLK-PRO-DSC-SCAMR01 | PM03 | 301 | 52W Cal of 1B5-CV-04.40 | Dissolving Scanima Mixer Tank Assembly C | B | 0190E017 | 2021-06-03 | 2020-10-30 | PHILAGANAN
0190-011-702 | 51982 | 0190-MLK-PRO-WPB-SNFHBT01 | PM03 | 301 | 52W Cal of 1B2-PT-07.33 | SNF Homo-HPP Balance Tank B | B | 0190E017 | 2021-06-03 | 2020-10-30 | PHILAGANAN
0190-011-701 | 51982 | 0190-MLK-PRO-WPB-SNFHBT01 | PM03 | 301 | 52W Cal of 1B2-PIT-15.37 | SNF Homo-HPP Balance Tank B | B | 0190E017 | 2021-06-03 | 2020-10-30 | PHILAGANAN
0190-011-700 | 51986 | 0190-MLK-PRO-WPB-N2SYSNF | PM03 | 301 | 52W Cal of 1B2-FT-15.36 | Nitrogen Injection System SNF-B | B | 0190E017 | 2021-06-03 | 2020-10-28 | PHILAGANAN
0190-011-699 | 51986 | 0190-MLK-PRO-WPB-N2SYS3L | PM03 | 301 | 52W Cal of 1B2-FIT-07.32 | Nitrogen Injection System 3L-B | B | 0190E017 | 2021-06-03 | 2020-10-28 | PHILAGANAN
0190-011-698 | 51985 | 0190-MLK-PRO-WPB-N2SYSNF | PM03 | 301 | 52W Cal of 1B2-CV-07.31/02 | Nitrogen Injection System SNF-B | B | 0190E017 | 2021-06-03 | 2020-10-28 | PHILAGANAN
0190-011-697 | 51985 | 0190-MLK-PRO-WPB-N2SYS3L | PM03 | 301 | 52W Cal of 1B2-CV-07.31/01 | Nitrogen Injection System 3L-B | B | 0190E017 | 2021-06-03 | 2020-10-28 | PHILAGANAN
0190-011-696 | 404359 | 0190-MLK-PRO-CMN-AHU11 | PM03 | 301 | 52W Cal of 1B2-AIT-95.01 | AHU 3-Star MALTO/MSK B&C Silo Room | B | 0190E017 | 2021-06-03 | 2020-10-28 | PHILAGANAN
0190-011-695 | 570301 | 0190-MLK-PRO-CIP-ACITNK01 | PM03 | 301 | 52W Cal of 1D3-CIT-12.30 | CIP Acid Tank | B | 0190E017 | 2021-06-03 | 2020-10-28 | PHILAGANAN
0190-011-694 | 570301 | 0190-MLK-PRO-CIP-LYETNK01 | PM03 | 301 | 52W Cal of 1D3-CIT-22.30 | CIP Lye Tank | B | 0190E017 | 2021-06-03 | 2020-10-28 | PHILAGANAN
0190-011-693 | 404359 | 0190-MLK-PRO-EGC-EXHFAN01 | PM03 | 301 | 52W Cal of 1C3-MIT-10.33 | Egron C Exhaust Fan No 1 | B | 0190E017 | 2021-06-03 | 2020-10-28 | PHILAGANAN
0190-011-692 | 404359 | 0190-MLK-PRO-EGC-ACOBED01 | PM03 | 301 | 52W Cal of 1C3-AIT-08.58 | Egron C After Cooler Bed | B | 0190E017 | 2021-06-03 | 2020-10-28 | PHILAGANAN
0190-011-691 | 404359 | 0190-MLK-PRO-EGC-ACOBED01 | PM03 | 301 | 52W Cal of 1C3-AIT-07.51 | Egron C After Cooler Bed | B | 0190E017 | 2021-06-03 | 2020-10-28 | PHILAGANAN
0190-011-690 | 404359 | 0190-MLK-PRO-EGC-SECFAN01 | PM03 | 301 | 52W Cal of 1C3-AIT-05.04 | Egron C Secondary Air Fan No 1 | B | 0190E017 | 2021-06-03 | 2020-10-28 | PHILAGANAN
0190-011-689 | 404359 | 0190-MLK-PRO-TMC-RNGBLW01 | PM03 | 301 | 52W Cal of 1C3-AIT-04.26 | CTS Malto Tipping C Ring Blower | B | 0190E017 | 2021-06-03 | 2020-10-28 | PHILAGANAN
0190-011-688 | 404359 | 0190-MLK-PRO-EGC-COMMON | PM03 | 301 | 52W Cal of 1C3-AIT-01.42/05 | Milks Egron C Facilities | B | 0190E017 | 2021-06-03 | 2020-10-28 | PHILAGANAN
0190-011-687 | 404359 | 0190-MLK-PRO-EGC-COMMON | PM03 | 301 | 52W Cal of 1C3-AIT-01.42/04 | Milks Egron C Facilities | B | 0190E017 | 2021-06-03 | 2020-10-28 | PHILAGANAN
0190-011-686 | 404359 | 0190-MLK-PRO-EGC-COMMON | PM03 | 301 | 52W Cal of 1C3-AIT-01.42/02 | Milks Egron C Facilities | B | 0190E017 | 2021-06-03 | 2020-10-28 | PHILAGANAN
0190-011-685 | 404359 | 0190-MLK-PRO-EGC-COMMON | PM03 | 301 | 52W Cal of 1C3-AIT-01.42/01 | Milks Egron C Facilities | B | 0190E017 | 2021-06-03 | 2020-10-28 | PHILAGANAN
0190-011-684 | 404359 | 0190-MLK-PRO-SMB | PM03 | 301 | 52W Cal of 1B3-RH-04.26 | Egron Malto Dosing B | B | 0190E017 | 2021-06-03 | 2020-10-28 | PHILAGANAN
0190-011-683 | 404359 | 0190-MLK-PRO-EGB-COMMON | PM03 | 301 | 52W Cal of 1B3-MIT-13.02B | Milks Egron B Facilities | B | 0190E017 | 2021-06-03 | 2020-10-28 | PHILAGANAN
0190-011-682 | 404359 | 0190-MLK-PRO-EGB-DHUMID03 | PM03 | 301 | 52W Cal of 1B3-MIT-06.58 | Egron B Dehumidifier No 3 | B | 0190E017 | 2021-06-03 | 2020-10-28 | PHILAGANAN
0190-011-681 | 404359 | 0190-MLK-PRO-EGB-EXHFAN01 | PM03 | 301 | 52W Cal of 1B3-MIT-01.29 | Egron B Exhaust Fan No 1 | B | 0190E017 | 2021-06-03 | 2020-10-28 | PHILAGANAN
0190-011-680 | 404359 | 0190-MLK-PRO-EGB-COMMON | PM03 | 301 | 52W Cal of 1B3-AIT-13.03 | Milks Egron B Facilities | B | 0190E017 | 2021-06-03 | 2020-10-28 | PHILAGANAN
0190-011-679 | 404359 | 0190-MLK-PRO-EGB-COMMON | PM03 | 301 | 52W Cal of 1B3-AIT-13.01/03 RH | Milks Egron B Facilities | B | 0190E017 | 2021-06-03 | 2020-10-28 | PHILAGANAN
0190-011-678 | 404359 | 0190-MLK-PRO-EGB-COMMON | PM03 | 301 | 52W Cal of 1B3-AIT-13.01/02 | Milks Egron B Facilities | B | 0190E017 | 2021-06-03 | 2020-10-28 | PHILAGANAN
0190-011-677 | 404359 | 0190-MLK-PRO-EGB-ACOBED01 | PM03 | 301 | 52W Cal of 1B3-AIT-06.08 RH | Egron B After Cooler Bed | B | 0190E017 | 2021-06-03 | 2020-10-28 | PHILAGANAN
0190-011-676 | 51986 | 0190-MLK-PRO-DSB-SCAMXER | PM03 | 301 | 52W Cal of 1B5-FIT-04.38 | Dissolving Scanima Mixer Tank Assembly B | B | 0190E017 | 2021-06-03 | 2020-10-27 | PHILAGANAN
0190-011-675 | 51843 | 0190-MLK-PRO-CMN-PRBTCHWGHNGSCALE01 | PM03 | 301 | 13W Cal of 1D7-WI-002 | Pre-Batch Wieghing Scale 01 | B | 0190E017 | 2021-06-03 | 2020-10-19 | PHILAGANAN
0190-011-674 | 51984 | 0190-MLK-PRO-CMN-AHU07 | PM03 | 301 | 52W Cal of 1D7-TT-082 | AHU 4-Star CTS Malto Tipping Tech Room | B | 0190E017 | 2021-06-03 | 2020-10-19 | PHILAGANAN
0190-011-673 | 51984 | 0190-MLK-PRO-CMN-AHU10 | PM03 | 301 | 52W Cal of 1D7-TT-04/1890 | AHU 3-Star CTS MSK B&C Wet Tech Room | B | 0190E017 | 2021-06-03 | 2020-10-19 | PHILAGANAN
0190-011-672 | 51984 | 0190-MLK-PRO-CMN-AHU09 | PM03 | 301 | 52W Cal of 1D7-TT-03/1828 | AHU 3-Star CTS MSK B&C Dry Tech Room | B | 0190E017 | 2021-06-03 | 2020-10-19 | PHILAGANAN
0190-011-671 | 51984 | 0190-MLK-PRO-CMN-AHU07 | PM03 | 301 | 52W Cal of 1D7-TT-03.03 | AHU 4-Star CTS Malto Tipping Tech Room | B | 0190E017 | 2021-06-03 | 2020-10-19 | PHILAGANAN
0190-011-670 | 51984 | 0190-MLK-PRO-CMN-AHU07 | PM03 | 301 | 52W Cal of 1D7-TT-03.02 | AHU 4-Star CTS Malto Tipping Tech Room | B | 0190E017 | 2021-06-03 | 2020-10-19 | PHILAGANAN
0190-011-669 | 51984 | 0190-MLK-PRO-CMN-AHU10 | PM03 | 301 | 52W Cal of 1D7-TT-02/1890 | AHU 3-Star CTS MSK B&C Wet Tech Room | B | 0190E017 | 2021-06-03 | 2020-10-19 | PHILAGANAN
0190-011-668 | 51985 | 0190-MLK-PRO-CMN-AHU07 | PM03 | 301 | 52W Cal of 1D7-TCV-03.22 | AHU 4-Star CTS Malto Tipping Tech Room | B | 0190E017 | 2021-06-03 | 2020-10-19 | PHILAGANAN
0190-011-667 | 51985 | 0190-MLK-PRO-CMN-AHU07 | PM03 | 301 | 52W Cal of 1D7-TCV-03.04 | AHU 4-Star CTS Malto Tipping Tech Room | B | 0190E017 | 2021-06-03 | 2020-10-19 | PHILAGANAN
0190-011-666 | 51985 | 0190-MLK-PRO-CMN-AHU10 | PM03 | 301 | 52W Cal of 1D7-TCV02.18 | AHU 3-Star CTS MSK B&C Wet Tech Room | B | 0190E017 | 2021-06-03 | 2020-10-19 | PHILAGANAN
0190-011-665 | 51982 | 0190-MLK-PRO-CMC-AIRBLW01 | PM03 | 301 | 52W Cal of 1D7-PT-068 | CTS MSK Tipping C Air Blower | B | 0190E017 | 2021-06-03 | 2020-10-19 | PHILAGANAN
0190-011-664 | 51982 | 0190-MLK-PRO-CMB-AIRBLW01 | PM03 | 301 | 52W Cal of 1D7-PT-067 | CTS MSK Tipping B Air Blower | B | 0190E017 | 2021-06-03 | 2020-10-19 | PHILAGANAN
0190-011-663 | 51982 | 0190-MLK-PRO-CMN-AHU07 | PM03 | 301 | 52W Cal of 1D7-PT-066 | AHU 4-Star CTS Malto Tipping Tech Room | B | 0190E017 | 2021-06-03 | 2020-10-19 | PHILAGANAN
0190-011-662 | 51982 | 0190-MLK-PRO-CMN-TIPCMN04 | PM03 | 301 | 52W Cal of 1D7-PT-065 | Milks Malto/MSK Central Tipping Facility | B | 0190E017 | 2021-06-03 | 2020-10-19 | PHILAGANAN
0190-011-661 | 61179 | 0190-MLK-PRO-CMN-AHU09 | PM03 | 301 | 52W Cal of 1D7-PS-105 | AHU 3-Star CTS MSK B&C Dry Tech Room | B | 0190E017 | 2021-06-03 | 2020-10-19 | PHILAGANAN
0190-011-660 | 61179 | 0190-MLK-PRO-CMN-AHU10 | PM03 | 301 | 52W Cal of 1D7-PS-02-1890 | AHU 3-Star CTS MSK B&C Wet Tech Room | B | 0190E017 | 2021-06-03 | 2020-10-19 | PHILAGANAN
0190-011-659 | 61179 | 0190-MLK-PRO-CMN-AHU10 | PM03 | 301 | 52W Cal of 1D7-PS-01/1890 | AHU 3-Star CTS MSK B&C Wet Tech Room | B | 0190E017 | 2021-06-03 | 2020-10-19 | PHILAGANAN
0190-011-658 | 52264 | 0190-MLK-PRO-CMB-RNGBLW01 | PM03 | 301 | 52W Cal of 1D7-PRV-072 | CTS MSK Tipping B Ring Blower | B | 0190E017 | 2021-06-03 | 2020-10-19 | PHILAGANAN
0190-011-657 | 52264 | 0190-MLK-PRO-CMC-RNGBLW01 | PM03 | 301 | 52W Cal of 1D7-PRV-071 | CTS MSK Tipping C Ring Blower | B | 0190E017 | 2021-06-03 | 2020-10-19 | PHILAGANAN
0190-011-656 | 52264 | 0190-MLK-PRO-CMB-RNGBLW01 | PM03 | 301 | 52W Cal of 1D7-PRV-070 | CTS MSK Tipping B Ring Blower | B | 0190E017 | 2021-06-03 | 2020-10-19 | PHILAGANAN
0190-011-655 | 52264 | 0190-MLK-PRO-CMC-RNGBLW01 | PM03 | 301 | 52W Cal of 1D7-PRV-069 | CTS MSK Tipping C Ring Blower | B | 0190E017 | 2021-06-03 | 2020-10-19 | PHILAGANAN
0190-011-654 | 52264 | 0190-MLK-PRO-CMN-TIPCMN03 | PM03 | 301 | 52W Cal of 1D7-PRV-010 | Milks 3L/SNF Tipping Facilities | B | 0190E017 | 2021-06-03 | 2020-10-19 | PHILAGANAN
0190-011-653 | 61179 | 0190-MLK-PRO-CMC-AIRBLW01 | PM03 | 301 | 52W Cal of 1D7-PIT-98021 | CTS MSK Tipping C Air Blower | B | 0190E017 | 2021-06-03 | 2020-10-19 | PHILAGANAN
0190-011-652 | 61179 | 0190-MLK-PRO-TMB-AIRBLW01 | PM03 | 301 | 52W Cal of 1D7-PIT-98018 | CTS Malto Tipping B Air Blower | B | 0190E017 | 2021-06-03 | 2020-10-19 | PHILAGANAN
0190-011-651 | 61179 | 0190-MLK-PRO-CMN-AHU09 | PM03 | 301 | 52W Cal of 1D7-DPS-100 | AHU 3-Star CTS MSK B&C Dry Tech Room | B | 0190E017 | 2021-06-03 | 2020-10-19 | PHILAGANAN
0190-011-650 | 61179 | 0190-MLK-PRO-CMB-AIRBLW01 | PM03 | 301 | 52W Cal of 1D7_PIT-98020 | CTS MSK Tipping B Air Blower | B | 0190E017 | 2021-06-03 | 2020-10-19 | PHILAGANAN
0190-011-649 | 61179 | 0190-MLK-PRO-TMC-AIRBLW01 | PM03 | 301 | 52W Cal of 1D7_PIT-98019 | CTS Malto Tipping C Air Blower | B | 0190E017 | 2021-06-03 | 2020-10-19 | PHILAGANAN
0190-011-648 | 51984 | 0190-MLK-PRO-CMN-EGRCMN01 | PM03 | 301 | 52W Cal of 1D6-RH-002 | Milks Egron Facilities | B | 0190E017 | 2021-06-03 | 2020-10-19 | PHILAGANAN
0190-011-647 | 51982 | 0190-MLK-PRO-CMN-TIPCMN03 | PM03 | 301 | 52W Cal of 1D5-PIT-05.02 | Milks 3L/SNF Tipping Facilities | B | 0190E017 | 2021-06-03 | 2020-10-19 | PHILAGANAN
0190-011-646 | 51984 | 0190-MLK-PRO-CMN-AHU10 | PM03 | 301 | 52W Cal of 1D4-COM1_TT-03/1890 | AHU 3-Star CTS MSK B&C Wet Tech Room | B | 0190E017 | 2021-06-03 | 2020-10-19 | PHILAGANAN
0190-011-645 | 51984 | 0190-MLK-PRO-CMN-AHU09 | PM03 | 301 | 52W Cal of 1D4-1COM1-TT-04/1828 | AHU 3-Star CTS MSK B&C Dry Tech Room | B | 0190E017 | 2021-06-03 | 2020-10-19 | PHILAGANAN
0190-011-644 | 51985 | 0190-MLK-PRO-CMN-AHU09 | PM03 | 301 | 52W Cal of 1D4-1COM1-TCV-05 | AHU 3-Star CTS MSK B&C Dry Tech Room | B | 0190E017 | 2021-06-03 | 2020-10-19 | PHILAGANAN
0190-011-643 | 51985 | 0190-MLK-PRO-CMN-AHU10 | PM03 | 301 | 52W Cal of 1D4-1COM1-TCV-02.05 | AHU 3-Star CTS MSK B&C Wet Tech Room | B | 0190E017 | 2021-06-03 | 2020-10-19 | PHILAGANAN
0190-011-642 | 51985 | 0190-MLK-PRO-CMN-AHU09 | PM03 | 301 | 52W Cal of 1D4-1COM1-TCV03 | AHU 3-Star CTS MSK B&C Dry Tech Room | B | 0190E017 | 2021-06-03 | 2020-10-19 | PHILAGANAN
0190-011-641 | 51984 | 0190-MLK-PRO-CMN-AHU11 | PM03 | 301 | 52W Cal of 1D4-TT-04/1829 | AHU 3-Star MALTO/MSK B&C Silo Room | B | 0190E017 | 2021-06-03 | 2020-10-15 | PHILAGANAN
0190-011-640 | 51984 | 0190-MLK-PRO-CMN-AHU11 | PM03 | 301 | 52W Cal of 1D4-TT-03/1829 | AHU 3-Star MALTO/MSK B&C Silo Room | B | 0190E017 | 2021-06-03 | 2020-10-15 | PHILAGANAN
0190-011-639 | 61179 | 0190-MLK-PRO-CMN-AHU11 | PM03 | 301 | 52W Cal of 1D4-PS-02/1829 | AHU 3-Star MALTO/MSK B&C Silo Room | B | 0190E017 | 2021-06-03 | 2020-10-15 | PHILAGANAN
0190-011-638 | 61179 | 0190-MLK-PRO-CMN-AHU11 | PM03 | 301 | 52W Cal of 1D4-DPSH-01/1829 | AHU 3-Star MALTO/MSK B&C Silo Room | B | 0190E017 | 2021-06-03 | 2020-10-15 | PHILAGANAN
0190-011-637 | 51984 | 0190-MLK-PRO-CIP-LYETNK01 | PM03 | 301 | 52W Cal of 1D3-TT-22.03 | CIP Lye Tank | B | 0190E017 | 2021-06-03 | 2020-10-15 | PHILAGANAN
0190-011-636 | 565519 | 0190-MLK-PRO-CIP-USETNK01 | PM03 | 301 | 52W Cal of 1D3-LIT-32.02 | CIP Reused Water Tank | B | 0190E017 | 2021-06-03 | 2020-10-15 | PHILAGANAN
0190-011-635 | 565519 | 0190-MLK-PRO-CIP-FWATNK01 | PM03 | 301 | 52W Cal of 1D3-LIT-31.02 | CIP Fresh Water Tank | B | 0190E017 | 2021-06-03 | 2020-10-15 | PHILAGANAN
0190-011-634 | 565519 | 0190-MLK-PRO-CIP-LYETNK01 | PM03 | 301 | 52W Cal of 1D3-LIT-22.02 | CIP Lye Tank | B | 0190E017 | 2021-06-03 | 2020-10-15 | PHILAGANAN
0190-011-633 | 565519 | 0190-MLK-PRO-CIP-ACITNK01 | PM03 | 301 | 52W Cal of 1D3-LIT-12.02 | CIP Acid Tank | B | 0190E017 | 2021-06-03 | 2020-10-15 | PHILAGANAN
0190-011-632 | 565519 | 0190-MLK-PRO-CIP-NITTNK01-NITRIC TANK | PM03 | 301 | 52W Cal of 1D3-LIT-11.33 | Nitric Acid Tank | B | 0190E017 | 2021-06-03 | 2020-10-15 | PHILAGANAN
0190-011-631 | 565519 | 0190-MLK-PRO-CIP-RESTNK01-RESIDUAL TANK | PM03 | 301 | 52W Cal of 1D3-LIT-01.06 | Residual Recovery Tank | B | 0190E017 | 2021-06-03 | 2020-10-15 | PHILAGANAN
0190-011-630 | 51984 | 0190-MLK-PRO-EGC-ACOBED01 | PM03 | 301 | 52W Cal of 1C3-TT-02.20 | Egron C After Cooler Bed | B | 0190E017 | 2021-06-03 | 2020-10-13 | PHILAGANAN
0190-011-629 | 51984 | 0190-MLK-PRO-EGC-ADRBED01 | PM03 | 301 | 52W Cal of 1C3-TT-02.19 | Egron C After Dryer Bed | B | 0190E017 | 2021-06-03 | 2020-10-13 | PHILAGANAN
0190-011-628 | 51843 | 0190-MLK-PRO-SMC-SCWFDR01 | PM03 | 301 | 24W Cal of 1C3-WIT-04.22 | Egron Malto Dosing C Homo/Screwfeeder | B | 0190E017 | 2021-06-03 | 2020-10-13 | PHILAGANAN
0190-011-627 | 51843 | 0190-MLK-PRO-SMC-RCVSLO01 | PM03 | 301 | 52W Cal of 1C3-WIT-04.07 | Egron Malto Dosing C Receiving Silo | B | 0190E017 | 2021-06-03 | 2020-10-13 | PHILAGANAN
0190-011-626 | 51843 | 0190-MLK-PRO-EGC-SURHPR01 | PM03 | 301 | 52W Cal of 1C3-WIT-03.15C | Nucon Surge Hopper Egron C | B | 0190E017 | 2021-06-03 | 2020-10-13 | PHILAGANAN
0190-011-625 | 51843 | 0190-MLK-PRO-EGC-IRODOS02 | PM03 | 301 | 13W Cal of 1C3-WIT-03.08 | Iron Dosing LIW Homo/Screwfeeder C | B | 0190E017 | 2021-06-03 | 2020-10-13 | PHILAGANAN
0190-011-624 | 51843 | 0190-MLK-PRO-EGC-IROHOP01 | PM03 | 301 | 52W Cal of 1C3-WIT-03.05 | Iron Dosing Main Hopper C | B | 0190E017 | 2021-06-03 | 2020-10-13 | PHILAGANAN
0190-011-623 | 51843 | 0190-MLK-PRO-EGC-LIWHPR02 | PM03 | 301 | 24W Cal of 1C3-WIT-02.08 | Egron C MSK Dosing Liw Hopper 2 | B | 0190E017 | 2021-06-03 | 2020-10-13 | PHILAGANAN
0190-011-622 | 51843 | 0190-MLK-PRO-EGC-TTBWGH02 | PM03 | 301 | 13W Cal of 1C3-WIT-02.07 | Egron C Totebin Weighing scale2 | B | 0190E017 | 2021-06-03 | 2020-10-13 | PHILAGANAN
0190-011-621 | 51843 | 0190-MLK-PRO-EGC-TTBWGH01 | PM03 | 301 | 13W Cal of 1C3-WIT-02.06 | Egron C Totebin Weighing scale1 | B | 0190E017 | 2021-06-03 | 2020-10-13 | PHILAGANAN
0190-011-620 | 51843 | 0190-MLK-PRO-EGC-MSKSLO02 | PM03 | 301 | 24W Cal of 1C3-WIT-02.05 | Egron C MSK Silo No 2 | B | 0190E017 | 2021-06-03 | 2020-10-13 | PHILAGANAN
0190-011-619 | 51843 | 0190-MLK-PRO-EGC-LIWHPR01 | PM03 | 301 | 24W Cal of 1C3-WIT-01.08 | Egron C MSK Dosing Liw Hopper 1 | B | 0190E017 | 2021-06-03 | 2020-10-13 | PHILAGANAN
0190-011-618 | 51843 | 0190-MLK-PRO-EGC-MSKSLO01 | PM03 | 301 | 24W Cal of 1C3-WIT-01.05 | Egron C MSK Silo No 1 | B | 0190E017 | 2021-06-03 | 2020-10-13 | PHILAGANAN
0190-011-617 | 51984 | 0190-MLK-PRO-EGC-EXHFAN01 | PM03 | 301 | 52W Cal of 1C3-TT-10.32 | Egron C Exhaust Fan No 1 | B | 0190E017 | 2021-06-03 | 2020-10-13 | PHILAGANAN
0190-011-616 | 51984 | 0190-MLK-PRO-EGC-MULSEP01 | PM03 | 301 | 52W Cal of 1C3-TT-10.28 | Egron C Powder Separator 1 Multiclone 1 | B | 0190E017 | 2021-06-03 | 2020-10-13 | PHILAGANAN
0190-011-615 | 51984 | 0190-MLK-PRO-EGC-EXHFAN02 | PM03 | 301 | 52W Cal of 1C3-TT-10.24 | Egron C Exhaust Fan No 2 | B | 0190E017 | 2021-06-03 | 2020-10-13 | PHILAGANAN
0190-011-614 | 51984 | 0190-MLK-PRO-EGC-EXHFAN01 | PM03 | 301 | 52W Cal of 1C3-TT-10.23 | Egron C Exhaust Fan No 1 | B | 0190E017 | 2021-06-03 | 2020-10-13 | PHILAGANAN
0190-011-613 | 51984 | 0190-MLK-PRO-EGC-BLWBCK01 | PM03 | 301 | 52W Cal of 1C3-TT-10.22 | Egron C Blowback Blower No 1 | B | 0190E017 | 2021-06-03 | 2020-10-13 | PHILAGANAN
0190-011-612 | 51984 | 0190-MLK-PRO-EGC-MULSEP02 | PM03 | 301 | 52W Cal of 1C3-TT-10.16 | Egron C Powder Separator 2 Multiclone 2 | B | 0190E017 | 2021-06-03 | 2020-10-13 | PHILAGANAN
0190-011-611 | 51984 | 0190-MLK-PRO-EGC-MULSEP01 | PM03 | 301 | 52W Cal of 1C3-TT-10.15 | Egron C Powder Separator 1 Multiclone 1 | B | 0190E017 | 2021-06-03 | 2020-10-13 | PHILAGANAN
0190-011-610 | 51984 | 0190-MLK-PRO-EGC-ACOBED01 | PM03 | 301 | 52W Cal of 1C3-TT-08.21 | Egron C After Cooler Bed | B | 0190E017 | 2021-06-03 | 2020-10-13 | PHILAGANAN
0190-011-609 | 51984 | 0190-MLK-PRO-EGC-ADRBED01 | PM03 | 301 | 52W Cal of 1C3-TT-08.20 | Egron C After Dryer Bed | B | 0190E017 | 2021-06-03 | 2020-10-13 | PHILAGANAN
0190-011-608 | 51984 | 0190-MLK-PRO-EGC-EXHFAN03 | PM03 | 301 | 52W Cal of 1C3-TT-08.17 | Egron C Ad Ac Exhaust Fan | B | 0190E017 | 2021-06-03 | 2020-10-13 | PHILAGANAN
0190-011-607 | 51984 | 0190-MLK-PRO-EGC-ADRBED01 | PM03 | 301 | 52W Cal of 1C3-TT-08.14/02 | Egron C After Dryer Bed | B | 0190E017 | 2021-06-03 | 2020-10-13 | PHILAGANAN
0190-011-606 | 51984 | 0190-MLK-PRO-EGC-ADRBED01 | PM03 | 301 | 52W Cal of 1C3-TT-08.14/01 | Egron C After Dryer Bed | B | 0190E017 | 2021-06-03 | 2020-10-13 | PHILAGANAN
0190-011-605 | 51984 | 0190-MLK-PRO-EGC-DHUMID04 | PM03 | 301 | 52W Cal of 1C3-TT-07.50 | Egron C Dehumidifier No 4 | B | 0190E017 | 2021-06-03 | 2020-10-13 | PHILAGANAN
0190-011-604 | 51984 | 0190-MLK-PRO-EGC-DHUMID03 | PM03 | 301 | 52W Cal of 1C3-TT-07.04 | Egron C Dehumidifier No 3 | B | 0190E017 | 2021-06-03 | 2020-10-13 | PHILAGANAN
0190-011-603 | 51984 | 0190-MLK-PRO-EGC-ACOBED01 | PM03 | 301 | 52W Cal of 1C3-TT-06.06 | Egron C After Cooler Bed | B | 0190E017 | 2021-06-03 | 2020-10-13 | PHILAGANAN
0190-011-602 | 51984 | 0190-MLK-PRO-EGC-DHUMID03 | PM03 | 301 | 52W Cal of 1C3-TT-06.05 | Egron C Dehumidifier No 3 | B | 0190E017 | 2021-06-03 | 2020-10-13 | PHILAGANAN
0190-011-601 | 51984 | 0190-MLK-PRO-EGC-MSKBLW04 | PM03 | 301 | 52W Cal of 1C3-TT-04.21 | Egron C MSK Dosing Blower No. 2 | B | 0190E017 | 2021-06-03 | 2020-10-13 | PHILAGANAN
0190-011-600 | 51984 | 0190-MLK-PRO-EGC-ACOBED01 | PM03 | 301 | 52W Cal of 1C3-TT-03.15 | Egron C After Cooler Bed | B | 0190E017 | 2021-06-03 | 2020-10-13 | PHILAGANAN
0190-011-599 | 51984 | 0190-MLK-PRO-EGC-ACOBED01 | PM03 | 301 | 52W Cal of 1C3-TT-03.13 | Egron C After Cooler Bed | B | 0190E017 | 2021-06-03 | 2020-10-13 | PHILAGANAN
0190-011-598 | 51984 | 0190-MLK-PRO-EGC-ACOBED01 | PM03 | 301 | 52W Cal of 1C3-TT-02.26 | Egron C After Cooler Bed | B | 0190E017 | 2021-06-03 | 2020-10-13 | PHILAGANAN
0190-011-597 | 51984 | 0190-MLK-PRO-EGC-ADRBED01 | PM03 | 301 | 52W Cal of 1C3-TT-02.18 | Egron C After Dryer Bed | B | 0190E017 | 2021-06-03 | 2020-10-13 | PHILAGANAN
0190-011-596 | 51984 | 0190-MLK-PRO-EGC-MSKBLW03 | PM03 | 301 | 52W Cal of 1C3-TT-02.15 | Egron C MSK Dosing Blower No. 1 | B | 0190E017 | 2021-06-03 | 2020-10-13 | PHILAGANAN
0190-011-595 | 51984 | 0190-MLK-PRO-EGC-EGRTWR01 | PM03 | 301 | 52W Cal of 1C3-TT-01.32 | Egron C Tower | B | 0190E017 | 2021-06-03 | 2020-10-13 | PHILAGANAN
0190-011-594 | 51984 | 0190-MLK-PRO-EGC-EGRTWR01 | PM03 | 301 | 52W Cal of 1C3-TT-01.27 | Egron C Tower | B | 0190E017 | 2021-06-03 | 2020-10-13 | PHILAGANAN
0190-011-593 | 51984 | 0190-MLK-PRO-EGC-EGRTWR01 | PM03 | 301 | 52W Cal of 1C3-TT-01.26 | Egron C Tower | B | 0190E017 | 2021-06-03 | 2020-10-13 | PHILAGANAN
0190-011-592 | 51984 | 0190-MLK-PRO-EGC-BLWBCK02 | PM03 | 301 | 52W Cal of 1C3-TT-01.14 | Egron C Blowback Blower No 2 | B | 0190E017 | 2021-06-03 | 2020-10-13 | PHILAGANAN
0190-011-591 | 51984 | 0190-MLK-PRO-EGC-HETCAB01 | PM03 | 301 | 52W Cal of 1C3-TT-001 | Egron C Ad Heating Cabinet No. 1 | B | 0190E017 | 2021-06-03 | 2020-10-13 | PHILAGANAN
0190-011-590 | 51820 | 0190-MLK-PRO-EGC-MSKSLO02 | PM03 | 301 | 52W Cal of 1C3-TS-01.05/4 | Egron C MSK Silo No 2 | B | 0190E017 | 2021-06-03 | 2020-10-12 | PHILAGANAN
0190-011-589 | 51820 | 0190-MLK-PRO-EGC-MSKSLO02 | PM03 | 301 | 52W Cal of 1C3-TS-01.05/3 | Egron C MSK Silo No 2 | B | 0190E017 | 2021-06-03 | 2020-10-12 | PHILAGANAN
0190-011-588 | 51820 | 0190-MLK-PRO-EGC-MSKSLO02 | PM03 | 301 | 52W Cal of 1C3-TS-01.05/2 | Egron C MSK Silo No 2 | B | 0190E017 | 2021-06-03 | 2020-10-12 | PHILAGANAN
0190-011-587 | 51820 | 0190-MLK-PRO-EGC-MSKSLO02 | PM03 | 301 | 52W Cal of 1C3-TS-01.05/1 | Egron C MSK Silo No 2 | B | 0190E017 | 2021-06-03 | 2020-10-12 | PHILAGANAN
0190-011-586 | 51820 | 0190-MLK-PRO-EGC-MSKSLO01 | PM03 | 301 | 52W Cal of 1C3-TS02.05/4 | Egron C MSK Silo No 1 | B | 0190E017 | 2021-06-03 | 2020-10-12 | PHILAGANAN
0190-011-585 | 51820 | 0190-MLK-PRO-EGC-MSKSLO01 | PM03 | 301 | 52W Cal of 1C3-TS02.05/3 | Egron C MSK Silo No 1 | B | 0190E017 | 2021-06-03 | 2020-10-12 | PHILAGANAN
0190-011-584 | 51820 | 0190-MLK-PRO-EGC-MSKSLO01 | PM03 | 301 | 52W Cal of 1C3-TS02.05/2 | Egron C MSK Silo No 1 | B | 0190E017 | 2021-06-03 | 2020-10-12 | PHILAGANAN
0190-011-583 | 51820 | 0190-MLK-PRO-EGC-MSKSLO01 | PM03 | 301 | 52W Cal of 1C3-TS02.05/1 | Egron C MSK Silo No 1 | B | 0190E017 | 2021-06-03 | 2020-10-12 | PHILAGANAN
0190-011-582 | 51982 | 0190-MLK-PRO-EGC-ACOFAN01 | PM03 | 301 | 52W Cal of 1C3-PT-06.59 | Aftercooler Forced Fan 1C | B | 0190E017 | 2021-06-03 | 2020-10-13 | PHILAGANAN
0190-011-581 | 51982 | 0190-MLK-PRO-EGC-SECFAN01 | PM03 | 301 | 52W Cal of 1C3-PT-05.04 | Egron C Secondary Air Fan No 1 | B | 0190E017 | 2021-06-03 | 2020-10-13 | PHILAGANAN
0190-011-580 | 51982 | 0190-MLK-PRO-EGC-SECFAN01 | PM03 | 301 | 52W Cal of 1C3-PT-05.03 | Egron C Secondary Air Fan No 1 | B | 0190E017 | 2021-06-03 | 2020-10-13 | PHILAGANAN
0190-011-579 | 51982 | 0190-MLK-PRO-SMC-RNGBLW01 | PM03 | 301 | 52W Cal of 1C3-PT-04.42 | Egron Malto Dosing C Ring Blower | B | 0190E017 | 2021-06-03 | 2020-10-13 | PHILAGANAN
0190-011-578 | 51982 | 0190-MLK-PRO-EGC-MSKBLW04 | PM03 | 301 | 52W Cal of 1C3-PT-04.25 | Egron C MSK Dosing Blower No. 2 | B | 0190E017 | 2021-06-03 | 2020-10-13 | PHILAGANAN
0190-011-577 | 51982 | 0190-MLK-PRO-EGC-ADRFAN01 | PM03 | 301 | 52W Cal of 1C3-PT-02.17 | Afterdrier Forced Fan 1C | B | 0190E017 | 2021-06-03 | 2020-10-13 | PHILAGANAN
0190-011-576 | 51982 | 0190-MLK-PRO-EGC-MSKBLW03 | PM03 | 301 | 52W Cal of 1C3-PT-02.16 | Egron C MSK Dosing Blower No. 1 | B | 0190E017 | 2021-06-03 | 2020-10-13 | PHILAGANAN
0190-011-575 | 51982 | 0190-MLK-PRO-EGC-LHPSYS01 | PM03 | 301 | 52W Cal of 1C3-PT-01.46 | LHPN System | B | 0190E017 | 2021-06-03 | 2020-10-13 | PHILAGANAN
0190-011-574 | 51982 | 0190-MLK-PRO-EGC-VANVLV02 | PM03 | 301 | 52W Cal of 1C3-PT-01.43 | Egron C Vanessa Valve to Tower | B | 0190E017 | 2021-06-03 | 2020-10-13 | PHILAGANAN
0190-011-573 | 51982 | 0190-MLK-PRO-EGC-SFTYSYSTM | PM03 | 301 | 52W Cal of 1C3-PT-01.33 | Egron Safety System | B | 0190E017 | 2021-06-03 | 2020-10-13 | PHILAGANAN
0190-011-572 | 51982 | 0190-MLK-PRO-EGC-BLWBCK02 | PM03 | 301 | 52W Cal of 1C3-PT-01.16 | Egron C Blowback Blower No 2 | B | 0190E017 | 2021-06-03 | 2020-10-13 | PHILAGANAN
0190-011-571 | 52264 | 0190-MLK-PRO-EGC-SFTYSYSTM | PM03 | 301 | 52W Cal of 1C3-PRV-13.02 | Egron Safety System | B | 0190E017 | 2021-06-03 | 2020-10-13 | PHILAGANAN
0190-011-570 | 51982 | 0190-MLK-PRO-EGC-SFTYSYSTM | PM03 | 301 | 52W Cal of 1C3-PIT-13.03 | Egron Safety System | B | 0190E017 | 2021-06-03 | 2020-10-13 | PHILAGANAN
0190-011-569 | 51982 | 0190-MLK-PRO-EGC-MULSEP02 | PM03 | 301 | 52W Cal of 1C3-PIT-10.29/02 | Egron C Powder Separator 2 Multiclone 2 | B | 0190E017 | 2021-06-03 | 2020-10-13 | PHILAGANAN
0190-011-568 | 51982 | 0190-MLK-PRO-EGC-MULSEP01 | PM03 | 301 | 52W Cal of 1C3-PIT-10.29/01 | Egron C Powder Separator 1 Multiclone 1 | B | 0190E017 | 2021-06-03 | 2020-10-13 | PHILAGANAN
0190-011-567 | 51982 | 0190-MLK-PRO-EGC-BLWBCK01 | PM03 | 301 | 52W Cal of 1C3-PIT-10.27 | Egron C Blowback Blower No 1 | B | 0190E017 | 2021-06-03 | 2020-10-13 | PHILAGANAN
0190-011-566 | 51982 | 0190-MLK-PRO-EGC-ACOFAN02 | PM03 | 301 | 52W Cal of 1C3-PIT-07.52 | Aftercooler Forced Fan 2C | B | 0190E017 | 2021-06-03 | 2020-10-13 | PHILAGANAN
0190-011-565 | 51982 | 0190-MLK-PRO-EGC-ACOBED01 | PM03 | 301 | 52W Cal of 1C3-PIT-03.07 | Egron C After Cooler Bed | B | 0190E017 | 2021-06-03 | 2020-10-13 | PHILAGANAN
0190-011-564 | 51982 | 0190-MLK-PRO-EGC-ACOBED01 | PM03 | 301 | 52W Cal of 1C3-PIT-03.06 | Egron C After Cooler Bed | B | 0190E017 | 2021-06-03 | 2020-10-13 | PHILAGANAN
0190-011-563 | 51982 | 0190-MLK-PRO-EGC-ACOBED01 | PM03 | 301 | 52W Cal of 1C3-PIT-03.05 | Egron C After Cooler Bed | B | 0190E017 | 2021-06-03 | 2020-10-13 | PHILAGANAN
0190-011-562 | 51982 | 0190-MLK-PRO-EGC-ACOBED01 | PM03 | 301 | 52W Cal of 1C3-PIT-03.04 | Egron C After Cooler Bed | B | 0190E017 | 2021-06-03 | 2020-10-13 | PHILAGANAN
0190-011-561 | 51982 | 0190-MLK-PRO-EGC-ADRBED01 | PM03 | 301 | 52W Cal of 1C3-PIT-02.07 | Egron C After Dryer Bed | B | 0190E017 | 2021-06-03 | 2020-10-13 | PHILAGANAN
0190-011-560 | 51982 | 0190-MLK-PRO-EGC-ADRBED01 | PM03 | 301 | 52W Cal of 1C3-PIT-02.06 | Egron C After Dryer Bed | B | 0190E017 | 2021-06-03 | 2020-10-13 | PHILAGANAN
0190-011-559 | 51982 | 0190-MLK-PRO-EGC-ADRBED01 | PM03 | 301 | 52W Cal of 1C3-PIT-02.05 | Egron C After Dryer Bed | B | 0190E017 | 2021-06-03 | 2020-10-13 | PHILAGANAN
0190-011-558 | 51982 | 0190-MLK-PRO-EGC-ADRBED01 | PM03 | 301 | 52W Cal of 1C3-PIT-02.04 | Egron C After Dryer Bed | B | 0190E017 | 2021-06-03 | 2020-10-13 | PHILAGANAN
0190-011-557 | 51982 | 0190-MLK-PRO-EGC-LHPSYS01 | PM03 | 301 | 52W Cal of 1C3-PIT-01.45 | LHPN System | B | 0190E017 | 2021-06-03 | 2020-10-13 | PHILAGANAN
0190-011-556 | 51982 | 0190-MLK-PRO-EGC-SECFAN02 | PM03 | 301 | 52W Cal of 1C3-PIT-01.37 | Egron C Secondary Air Fan No 2 | B | 0190E017 | 2021-06-03 | 2020-10-13 | PHILAGANAN
0190-011-555 | 51982 | 0190-MLK-PRO-EGC-EGRTWR01 | PM03 | 301 | 52W Cal of 1C3-PIT-01.36 | Egron C Tower | B | 0190E017 | 2021-06-03 | 2020-10-13 | PHILAGANAN
0190-011-554 | 51982 | 0190-MLK-PRO-EGC-COLFAN01 | PM03 | 301 | 52W Cal of 1C3-PIT-01.29 | Egron C Nozzle Cooling Fan | B | 0190E017 | 2021-06-03 | 2020-10-13 | PHILAGANAN
0190-011-553 | 51982 | 0190-MLK-PRO-EGC-EGRTWR01 | PM03 | 301 | 52W Cal of 1C3-PIT-01.28 | Egron C Tower | B | 0190E017 | 2021-06-03 | 2020-10-13 | PHILAGANAN
0190-011-552 | 51982 | 0190-MLK-PRO-EGC-EGRTWR01 | PM03 | 301 | 52W Cal of 1C3-PIT-01.13 | Egron C Tower | B | 0190E017 | 2021-06-03 | 2020-10-13 | PHILAGANAN
0190-011-551 | 51985 | 0190-MLK-PRO-EGC-VANVLV01 | PM03 | 301 | 52W Cal of 1C3-PCV-01.09 | Egron C Vanessa Valve to Stack | B | 0190E017 | 2021-06-03 | 2020-10-13 | PHILAGANAN
0190-011-550 | 51985 | 0190-MLK-PRO-EGC-VANVLV02 | PM03 | 301 | 52W Cal of 1C3-PCV-01.08 | Egron C Vanessa Valve to Tower | B | 0190E017 | 2021-06-03 | 2020-10-13 | PHILAGANAN
0190-011-549 | 51986 | 0190-MLK-PRO-EGC-EXHFAN01 | PM03 | 301 | 52W Cal of 1C3-FIT-10.18 | Egron C Exhaust Fan No 1 | B | 0190E017 | 2021-06-03 | 2020-10-13 | PHILAGANAN
0190-011-548 | 51986 | 0190-MLK-PRO-EGC-EXHFAN02 | PM03 | 301 | 52W Cal of 1C3-FIT-10.17 | Egron C Exhaust Fan No 2 | B | 0190E017 | 2021-06-03 | 2020-10-13 | PHILAGANAN
0190-011-547 | 51986 | 0190-MLK-PRO-EGC-EXHFAN03 | PM03 | 301 | 52W Cal of 1C3-FIT-08.11 | Egron C Ad Ac Exhaust Fan | B | 0190E017 | 2021-06-03 | 2020-10-13 | PHILAGANAN
0190-011-546 | 51986 | 0190-MLK-PRO-EGC-ADRBED01 | PM03 | 301 | 52W Cal of 1C3-FIT-03.21 | Egron C After Dryer Bed | B | 0190E017 | 2021-06-03 | 2020-10-13 | PHILAGANAN
0190-011-545 | 51986 | 0190-MLK-PRO-EGC-ACOBED01 | PM03 | 301 | 52W Cal of 1C3-FIT-03.16 | Egron C After Cooler Bed | B | 0190E017 | 2021-06-03 | 2020-10-13 | PHILAGANAN
0190-011-544 | 51986 | 0190-MLK-PRO-EGC-ACOBED01 | PM03 | 301 | 52W Cal of 1C3-FIT-03.14 | Egron C After Cooler Bed | B | 0190E017 | 2021-06-03 | 2020-10-13 | PHILAGANAN
0190-011-543 | 51986 | 0190-MLK-PRO-EGC-LECGUN01 | PM03 | 301 | 52W Cal of 1C3-FIT-01.41 | Egron C Lecithin Gun | B | 0190E017 | 2021-06-03 | 2020-10-13 | PHILAGANAN
0190-011-542 | 51985 | 0190-MLK-PRO-EGC-PWINCH01 | PM03 | 301 | 52W Cal of 1C3-CV-01.44 | Egron C Platform Winch | B | 0190E017 | 2021-06-03 | 2020-10-13 | PHILAGANAN
0190-011-541 | 51820 | 0190-MLK-PRO-EGC-TTBWGH01 | PM03 | 301 | 52W Cal of 1C3_TW-134C | Egron C Totebin Weighing scale1 | B | 0190E017 | 2021-06-03 | 2020-10-12 | PHILAGANAN
0190-011-540 | 51843 | 0190-MLK-PRO-SMB-SCWFDR01 | PM03 | 301 | 24W Cal of 1B3-WIT-04.22 | Egron Malto Dosing B Homo/Screwfeeder | B | 0190E017 | 2021-06-03 | 2020-10-08 | PHILAGANAN
0190-011-539 | 51843 | 0190-MLK-PRO-SMB-RCVSLO01 | PM03 | 301 | 52W Cal of 1B3-WIT-04.07 | Egron Malto Dosing B Receiving Silo | B | 0190E017 | 2021-06-03 | 2020-10-08 | PHILAGANAN
0190-011-538 | 51843 | 0190-MLK-PRO-EGB-SURHPR01 | PM03 | 301 | 24W Cal of 1B3-WIT-03.15B | Nucon Surge Hopper Egron B | B | 0190E017 | 2021-06-03 | 2020-10-08 | PHILAGANAN
0190-011-537 | 51843 | 0190-MLK-PRO-EGB-IRODOS02 | PM03 | 301 | 13W Cal of 1B3-WIT-03.08 | Iron Dosing LIW Homo/Screwfeeder B | B | 0190E017 | 2021-06-03 | 2020-10-08 | PHILAGANAN
0190-011-536 | 51843 | 0190-MLK-PRO-EGB-IROHOP01 | PM03 | 301 | 52W Cal of 1B3-WIT-03.05 | Iron Dosing Main Hopper B | B | 0190E017 | 2021-06-03 | 2020-10-08 | PHILAGANAN
0190-011-535 | 51843 | 0190-MLK-PRO-EGB-LIWHPR02 | PM03 | 301 | 24W Cal of 1B3-WIT-02.08 | Egron B MSK Dosing Liw Hopper 2 | B | 0190E017 | 2021-06-03 | 2020-10-08 | PHILAGANAN
0190-011-534 | 51843 | 0190-MLK-PRO-EGB-TTBWGH02 | PM03 | 301 | 13W Cal of 1B3-WIT-02.06/02 | Egron B Totebin Weighing scale2 | B | 0190E017 | 2021-06-03 | 2020-10-08 | PHILAGANAN
0190-011-533 | 51843 | 0190-MLK-PRO-EGB-TTBWGH01 | PM03 | 301 | 13W Cal of 1B3-WIT-02.06/01 | Egron B Totebin Weighing scale1 | B | 0190E017 | 2021-06-03 | 2020-10-08 | PHILAGANAN
0190-011-532 | 51843 | 0190-MLK-PRO-EGB-MSKSLO02 | PM03 | 301 | 24W Cal of 1B3-WIT-02.05 | Egron B MSK Silo No 2 | B | 0190E017 | 2021-06-03 | 2020-10-08 | PHILAGANAN
0190-011-531 | 51843 | 0190-MLK-PRO-EGB-LIWHPR01 | PM03 | 301 | 24W Cal of 1B3-WIT-01.08 | Egron B MSK Dosing Liw Hopper 1 | B | 0190E017 | 2021-06-03 | 2020-10-08 | PHILAGANAN
0190-011-530 | 51843 | 0190-MLK-PRO-EGB-MSKSLO01 | PM03 | 301 | 24W Cal of 1B3-WIT-01.05 | Egron B MSK Silo No 1 | B | 0190E017 | 2021-06-03 | 2020-10-08 | PHILAGANAN
0190-011-529 | 51820 | 0190-MLK-PRO-EGB-MSKSLO02 | PM03 | 301 | 52W Cal of 1B3-TW-02.05/4 | Egron B MSK Silo No 2 | B | 0190E017 | 2021-06-03 | 2020-10-08 | PHILAGANAN
0190-011-528 | 51820 | 0190-MLK-PRO-EGB-MSKSLO02 | PM03 | 301 | 52W Cal of 1B3-TW-02.05/3 | Egron B MSK Silo No 2 | B | 0190E017 | 2021-06-03 | 2020-10-08 | PHILAGANAN
0190-011-527 | 51820 | 0190-MLK-PRO-EGB-MSKSLO02 | PM03 | 301 | 52W Cal of 1B3-TW-02.05/2 | Egron B MSK Silo No 2 | B | 0190E017 | 2021-06-03 | 2020-10-08 | PHILAGANAN
0190-011-526 | 51820 | 0190-MLK-PRO-EGB-MSKSLO02 | PM03 | 301 | 52W Cal of 1B3-TW-02.05/1 | Egron B MSK Silo No 2 | B | 0190E017 | 2021-06-03 | 2020-10-08 | PHILAGANAN
0190-011-525 | 51820 | 0190-MLK-PRO-EGB-MSKSLO01 | PM03 | 301 | 52W Cal of 1B3-TW-01.05 TW4 | Egron B MSK Silo No 1 | B | 0190E017 | 2021-06-03 | 2020-10-08 | PHILAGANAN
0190-011-524 | 51820 | 0190-MLK-PRO-EGB-MSKSLO01 | PM03 | 301 | 52W Cal of 1B3-TW-01.05 TW3 | Egron B MSK Silo No 1 | B | 0190E017 | 2021-06-03 | 2020-10-08 | PHILAGANAN
0190-011-523 | 51820 | 0190-MLK-PRO-EGB-MSKSLO01 | PM03 | 301 | 52W Cal of 1B3-TW-01.05 TW2 | Egron B MSK Silo No 1 | B | 0190E017 | 2021-06-03 | 2020-10-08 | PHILAGANAN
0190-011-522 | 51820 | 0190-MLK-PRO-EGB-MSKSLO01 | PM03 | 301 | 52W Cal of 1B3-TW-01.05 TW1 | Egron B MSK Silo No 1 | B | 0190E017 | 2021-06-03 | 2020-10-08 | PHILAGANAN
0190-011-521 | 51984 | 0190-MLK-PRO-EGB-EXHFAN02 | PM03 | 301 | 52W Cal of 1B3-TT-10.25 | Egron B Exhaust Fan No 2 | B | 0190E017 | 2021-06-03 | 2020-10-08 | PHILAGANAN
0190-011-520 | 51984 | 0190-MLK-PRO-EGB-MULSEP02 | PM03 | 301 | 52W Cal of 1B3-TT-10.21/02 | Egron B Powder Separator 2 Multiclone | B | 0190E017 | 2021-06-03 | 2020-10-08 | PHILAGANAN
0190-011-519 | 51984 | 0190-MLK-PRO-EGB-MULSEP01 | PM03 | 301 | 52W Cal of 1B3-TT-10.21/01 | Egron B Powder Separator 1 Multiclone | B | 0190E017 | 2021-06-03 | 2020-10-08 | PHILAGANAN
0190-011-518 | 51984 | 0190-MLK-PRO-EGB-BLWBCK02 | PM03 | 301 | 52W Cal of 1B3-TT-10.21 | Egron B Blowback Blower No 2 | B | 0190E017 | 2021-06-03 | 2020-10-08 | PHILAGANAN
0190-011-517 | 51984 | 0190-MLK-PRO-EGB-MULSEP01 | PM03 | 301 | 52W Cal of 1B3-TT-10.19 | Egron B Powder Separator 1 Multiclone | B | 0190E017 | 2021-06-03 | 2020-10-08 | PHILAGANAN
0190-011-516 | 51984 | 0190-MLK-PRO-EGB-EXHFAN02 | PM03 | 301 | 52W Cal of 1B3-TT-10.16 | Egron B Exhaust Fan No 2 | B | 0190E017 | 2021-06-03 | 2020-10-08 | PHILAGANAN
0190-011-515 | 51984 | 0190-MLK-PRO-EGB-EXHFAN01 | PM03 | 301 | 52W Cal of 1B3-TT-10.15 | Egron B Exhaust Fan No 1 | B | 0190E017 | 2021-06-03 | 2020-10-08 | PHILAGANAN
0190-011-514 | 51984 | 0190-MLK-PRO-EGB-ACOBED01 | PM03 | 301 | 52W Cal of 1B3-TT-08.15/02 | Egron B After Cooler Bed | B | 0190E017 | 2021-06-03 | 2020-10-08 | PHILAGANAN
0190-011-513 | 51984 | 0190-MLK-PRO-EGB-ACOBED01 | PM03 | 301 | 52W Cal of 1B3-TT-08.15/01 | Egron B After Cooler Bed | B | 0190E017 | 2021-06-03 | 2020-10-08 | PHILAGANAN
0190-011-512 | 51984 | 0190-MLK-PRO-EGB-ADRBED01 | PM03 | 301 | 52W Cal of 1B3-TT-08.14/02 | Egron B After Dryer Bed | B | 0190E017 | 2021-06-03 | 2020-10-08 | PHILAGANAN
0190-011-511 | 51984 | 0190-MLK-PRO-EGB-ADRBED01 | PM03 | 301 | 52W Cal of 1B3-TT-08.14/01 | Egron B After Dryer Bed | B | 0190E017 | 2021-06-03 | 2020-10-08 | PHILAGANAN
0190-011-510 | 51984 | 0190-MLK-PRO-EGB-EXHFAN03 | PM03 | 301 | 52W Cal of 1B3-TT-08.10 | Egron B AD/AC Fine Separator Exh Fan | B | 0190E017 | 2021-06-03 | 2020-10-08 | PHILAGANAN
0190-011-509 | 51984 | 0190-MLK-PRO-EGB-DHUMID04 | PM03 | 301 | 52W Cal of 1B3-TT-07.50 | Egron B Dehumidifier No 4 | B | 0190E017 | 2021-06-03 | 2020-10-08 | PHILAGANAN
0190-011-508 | 51984 | 0190-MLK-PRO-EGB-DHUMID04 | PM03 | 301 | 52W Cal of 1B3-TT-07.03 | Egron B Dehumidifier No 4 | B | 0190E017 | 2021-06-03 | 2020-10-08 | PHILAGANAN
0190-011-507 | 51984 | 0190-MLK-PRO-EGB-ACOBED01 | PM03 | 301 | 52W Cal of 1B3-TT-06.08 | Egron B After Cooler Bed | B | 0190E017 | 2021-06-03 | 2020-10-08 | PHILAGANAN
0190-011-506 | 51984 | 0190-MLK-PRO-EGB-DHUMID03 | PM03 | 301 | 52W Cal of 1B3-TT-06.05 | Egron B Dehumidifier No 3 | B | 0190E017 | 2021-06-03 | 2020-10-08 | PHILAGANAN
0190-011-505 | 51984 | 0190-MLK-PRO-EGB-MSKBLW03 | PM03 | 301 | 52W Cal of 1B3-TT-04.25 | Egron B MSK Dosing Blower No. 1 | B | 0190E017 | 2021-06-03 | 2020-10-08 | PHILAGANAN
0190-011-504 | 51984 | 0190-MLK-PRO-EGB-ACOBED01 | PM03 | 301 | 52W Cal of 1B3-TT-03.22/02 | Egron B After Cooler Bed | B | 0190E017 | 2021-06-03 | 2020-10-08 | PHILAGANAN
0190-011-503 | 51984 | 0190-MLK-PRO-EGB-ACOBED01 | PM03 | 301 | 52W Cal of 1B3-TT-03.22/01 | Egron B After Cooler Bed | B | 0190E017 | 2021-06-03 | 2020-10-08 | PHILAGANAN
0190-011-502 | 51984 | 0190-MLK-PRO-EGB-ACOBED01 | PM03 | 301 | 52W Cal of 1B3-TT-03.19/02 | Egron B After Cooler Bed | B | 0190E017 | 2021-06-03 | 2020-10-08 | PHILAGANAN
0190-011-501 | 51984 | 0190-MLK-PRO-EGB-ACOBED01 | PM03 | 301 | 52W Cal of 1B3-TT-03.19/01 | Egron B After Cooler Bed | B | 0190E017 | 2021-06-03 | 2020-10-08 | PHILAGANAN
0190-011-500 | 51984 | 0190-MLK-PRO-EGB-MSKBLW04 | PM03 | 301 | 52W Cal of 1B3-TT-02.21 | Egron B MSK Dosing Blower No. 2 | B | 0190E017 | 2021-06-03 | 2020-10-08 | PHILAGANAN
0190-011-499 | 51984 | 0190-MLK-PRO-EGB-ADRBED01 | PM03 | 301 | 52W Cal of 1B3-TT-02.19/02 | Egron B After Dryer Bed | B | 0190E017 | 2021-06-03 | 2020-10-08 | PHILAGANAN
0190-011-498 | 51984 | 0190-MLK-PRO-EGB-ADRBED01 | PM03 | 301 | 52W Cal of 1B3-TT-02.19/01 | Egron B After Dryer Bed | B | 0190E017 | 2021-06-03 | 2020-10-08 | PHILAGANAN
0190-011-497 | 51984 | 0190-MLK-PRO-EGB-BLWBCK01 | PM03 | 301 | 52W Cal of 1B3-TT-01.34 | Egron B Blowback Blower No 1 | B | 0190E017 | 2021-06-03 | 2020-10-08 | PHILAGANAN
0190-011-496 | 51984 | 0190-MLK-PRO-EGB-MULSEP01 | PM03 | 301 | 52W Cal of 1B3-TT-01.31 | Egron B Powder Separator 1 Multiclone | B | 0190E017 | 2021-06-03 | 2020-10-08 | PHILAGANAN
0190-011-495 | 51984 | 0190-MLK-PRO-EGB-EGRTWR01 | PM03 | 301 | 52W Cal of 1B3-TT-01.28 | Egron B Tower | B | 0190E017 | 2021-06-03 | 2020-10-08 | PHILAGANAN
0190-011-494 | 51984 | 0190-MLK-PRO-EGB-EGRTWR01 | PM03 | 301 | 52W Cal of 1B3-TT-01.27 | Egron B Tower | B | 0190E017 | 2021-06-03 | 2020-10-08 | PHILAGANAN
0190-011-493 | 51984 | 0190-MLK-PRO-EGB-HETCAB01 | PM03 | 301 | 52W Cal of 1B3-TT-001 | Egron B Ad Heating Cabinet No. 1 | B | 0190E017 | 2021-06-03 | 2020-10-08 | PHILAGANAN
0190-011-492 | 51985 | 0190-MLK-PRO-EGB-PWINCH01 | PM03 | 301 | 52W Cal of 1B3-TCV-01.36 | Egron B Platform Winch | B | 0190E017 | 2021-06-03 | 2020-10-08 | PHILAGANAN
0190-011-491 | 51985 | 0190-MLK-PRO-EGB-ACOBED01 | PM03 | 301 | 52W Cal of 1B3-TCV-07.38 | Egron B After Cooler Bed | B | 0190E017 | 2021-06-03 | 2020-10-08 | PHILAGANAN
0190-011-490 | 51982 | 0190-MLK-PRO-CMN-AHU01 | PM03 | 301 | 52W Cal of 1B3-PT-13.04 | AHU Normal Milk Control Room | B | 0190E017 | 2021-06-03 | 2020-10-08 | PHILAGANAN
0190-011-489 | 61179 | 0190-MLK-PRO-SMB | PM03 | 301 | 52W Cal of 1B3-PS-04.24 | Egron Malto Dosing B | B | 0190E017 | 2021-06-03 | 2020-10-08 | PHILAGANAN
0190-011-488 | 52264 | 0190-MLK-PRO-EGB-COMMON | PM03 | 301 | 52W Cal of 1B3-PRV-01.33/01 | Milks Egron B Facilities | B | 0190E017 | 2021-06-03 | 2020-10-08 | PHILAGANAN
0190-011-487 | 51982 | 0190-MLK-PRO-CMN-AHU01 | PM03 | 301 | 52W Cal of 1B3-PIT-13.04/05 | AHU Normal Milk Control Room | B | 0190E017 | 2021-06-03 | 2020-10-08 | PHILAGANAN
0190-011-486 | 51982 | 0190-MLK-PRO-EGB-BLWBCK01 | PM03 | 301 | 52W Cal of 1B3-PIT-10.20 | Egron B Blowback Blower No 1 | B | 0190E017 | 2021-06-03 | 2020-10-08 | PHILAGANAN
0190-011-485 | 51982 | 0190-MLK-PRO-EGB-ACOFAN02 | PM03 | 301 | 52W Cal of 1B3-PIT-07.52 | Aftercooler Forced Fan 2B | B | 0190E017 | 2021-06-03 | 2020-10-08 | PHILAGANAN
0190-011-484 | 51982 | 0190-MLK-PRO-EGB-ACOFAN01 | PM03 | 301 | 52W Cal of 1B3-PIT-06.07 | Aftercooler Forced Fan 1B | B | 0190E017 | 2021-06-03 | 2020-10-08 | PHILAGANAN
0190-011-483 | 51982 | 0190-MLK-PRO-EGB-SEAFAN01 | PM03 | 301 | 52W Cal of 1B3-PIT-05.09/02 | Secondary Air Fan 1B | B | 0190E017 | 2021-06-03 | 2020-10-08 | PHILAGANAN
0190-011-482 | 51982 | 0190-MLK-PRO-EGB-SEAFAN01 | PM03 | 301 | 52W Cal of 1B3-PIT-05.09/01 | Secondary Air Fan 1B | B | 0190E017 | 2021-06-03 | 2020-10-08 | PHILAGANAN
0190-011-481 | 51982 | 0190-MLK-PRO-EGB-BLWBCK02 | PM03 | 301 | 52W Cal of 1B3-PIT-04.25 | Egron B Blowback Blower No 2 | B | 0190E017 | 2021-06-03 | 2020-10-08 | PHILAGANAN
0190-011-480 | 51982 | 0190-MLK-PRO-SMB | PM03 | 301 | 52W Cal of 1B3-PIT-04.24 | Egron Malto Dosing B | B | 0190E017 | 2021-06-03 | 2020-10-08 | PHILAGANAN
0190-011-479 | 51982 | 0190-MLK-PRO-EGB-ACOBED01 | PM03 | 301 | 52W Cal of 1B3-PIT-03.07 | Egron B After Cooler Bed | B | 0190E017 | 2021-06-03 | 2020-10-08 | PHILAGANAN
0190-011-478 | 51982 | 0190-MLK-PRO-EGB-ACOBED01 | PM03 | 301 | 52W Cal of 1B3-PIT-03.06 | Egron B After Cooler Bed | B | 0190E017 | 2021-06-03 | 2020-10-08 | PHILAGANAN
0190-011-477 | 51982 | 0190-MLK-PRO-EGB-ACOBED01 | PM03 | 301 | 52W Cal of 1B3-PIT-03.05 | Egron B After Cooler Bed | B | 0190E017 | 2021-06-03 | 2020-10-08 | PHILAGANAN
0190-011-476 | 51982 | 0190-MLK-PRO-EGB-ACOBED01 | PM03 | 301 | 52W Cal of 1B3-PIT-03.04 | Egron B After Cooler Bed | B | 0190E017 | 2021-06-03 | 2020-10-08 | PHILAGANAN
0190-011-475 | 51982 | 0190-MLK-PRO-EGB-ADRFAN01 | PM03 | 301 | 52W Cal of 1B3-PIT-02.26 | Afterdrier Forced Fan 1B | B | 0190E017 | 2021-06-03 | 2020-10-08 | PHILAGANAN
0190-011-474 | 51982 | 0190-MLK-PRO-EGB-MSKBLW04 | PM03 | 301 | 52W Cal of 1B3-PIT-02.22 | Egron B MSK Dosing Blower No. 2 | B | 0190E017 | 2021-06-03 | 2020-10-08 | PHILAGANAN
0190-011-473 | 51982 | 0190-MLK-PRO-EGB-ADRBED01 | PM03 | 301 | 52W Cal of 1B3-PIT-02.07 | Egron B After Dryer Bed | B | 0190E017 | 2021-06-03 | 2020-10-08 | PHILAGANAN
0190-011-472 | 51982 | 0190-MLK-PRO-EGB-ADRBED01 | PM03 | 301 | 52W Cal of 1B3-PIT-02.06 | Egron B After Dryer Bed | B | 0190E017 | 2021-06-03 | 2020-10-08 | PHILAGANAN
0190-011-471 | 51982 | 0190-MLK-PRO-EGB-ADRBED01 | PM03 | 301 | 52W Cal of 1B3-PIT-02.05 | Egron B After Dryer Bed | B | 0190E017 | 2021-06-03 | 2020-10-08 | PHILAGANAN
0190-011-470 | 51982 | 0190-MLK-PRO-EGB-ADRBED01 | PM03 | 301 | 52W Cal of 1B3-PIT-02.04 | Egron B After Dryer Bed | B | 0190E017 | 2021-06-03 | 2020-10-08 | PHILAGANAN
0190-011-469 | 51982 | 0190-MLK-PRO-EGB-VANVLV02 | PM03 | 301 | 52W Cal of 1B3-PIT-01.40 | Egron B Vanessa Valve to Tower | B | 0190E017 | 2021-06-03 | 2020-10-08 | PHILAGANAN
0190-011-468 | 51982 | 0190-MLK-PRO-EGB-SEAFAN01 | PM03 | 301 | 52W Cal of 1B3-PIT-01.39 | Secondary Air Fan 1B | B | 0190E017 | 2021-06-03 | 2020-10-08 | PHILAGANAN
0190-011-467 | 51982 | 0190-MLK-PRO-WPB-SHPPMP01 | PM03 | 301 | 52W Cal of 1B3-PIT-01.38/02 | SNF B High Pressure Pump | B | 0190E017 | 2021-06-03 | 2020-10-08 | PHILAGANAN
0190-011-466 | 51982 | 0190-MLK-PRO-WPB-3LHPMP02 | PM03 | 301 | 52W Cal of 1B3-PIT-01.38/01 | 3rd Line B High Pressure Pump | B | 0190E017 | 2021-06-03 | 2020-10-08 | PHILAGANAN
0190-011-465 | 51982 | 0190-MLK-PRO-EGB-EGRTWR01 | PM03 | 301 | 52W Cal of 1B3-PIT-01.37 | Egron B Tower | B | 0190E017 | 2021-06-03 | 2020-10-08 | PHILAGANAN
0190-011-464 | 51982 | 0190-MLK-PRO-EGB-SFTYSYSTM | PM03 | 301 | 52W Cal of 1B3-PIT-01.36 | Egron Safety System | B | 0190E017 | 2021-06-03 | 2020-10-08 | PHILAGANAN
0190-011-463 | 51982 | 0190-MLK-PRO-EGB-EGRTWR01 | PM03 | 301 | 52W Cal of 1B3-PIT-01.35 | Egron B Tower | B | 0190E017 | 2021-06-03 | 2020-10-08 | PHILAGANAN
0190-011-462 | 51982 | 0190-MLK-PRO-EGB-SFTYSYSTM | PM03 | 301 | 52W Cal of 1B3-PIT-01.34 | Egron Safety System | B | 0190E017 | 2021-06-03 | 2020-10-08 | PHILAGANAN
0190-011-461 | 51982 | 0190-MLK-PRO-EGB-EGRTWR01 | PM03 | 301 | 52W Cal of 1B3-PIT-01.29 | Egron B Tower | B | 0190E017 | 2021-06-03 | 2020-10-08 | PHILAGANAN
0190-011-460 | 51982 | 0190-MLK-PRO-EGB-BLWBCK02 | PM03 | 301 | 52W Cal of 1B3-PIT-01.22/02 | Egron B Blowback Blower No 2 | B | 0190E017 | 2021-06-03 | 2020-10-08 | PHILAGANAN
0190-011-459 | 51982 | 0190-MLK-PRO-EGB-BLWBCK01 | PM03 | 301 | 52W Cal of 1B3-PIT-01.22/01 | Egron B Blowback Blower No 1 | B | 0190E017 | 2021-06-03 | 2020-10-08 | PHILAGANAN
0190-011-458 | 51982 | 0190-MLK-PRO-EGB-COLFAN01 | PM03 | 301 | 52W Cal of 1B3-PIT-01.10 | Egron B Nozzle Cooling Fan | B | 0190E017 | 2021-06-03 | 2020-10-08 | PHILAGANAN
0190-011-457 | 51982 | 0190-MLK-PRO-EGB-MSKBLW03 | PM03 | 301 | 52W Cal of 1B3-PIT-01.34 | Egron B MSK Dosing Blower No. 1 | B | 0190E017 | 2021-06-03 | 2020-10-08 | PHILAGANAN
0190-011-456 | 51985 | 0190-MLK-PRO-EGB-ADRBED01 | PM03 | 301 | 52W Cal of 1B3-PCV-06.15 | Egron B After Dryer Bed | B | 0190E017 | 2021-06-03 | 2020-10-08 | PHILAGANAN
0190-011-455 | 51985 | 0190-MLK-PRO-EGB-VANVLV02 | PM03 | 301 | 52W Cal of 1B3-PCV-01.09 | Egron B Vanessa Valve to Tower | B | 0190E017 | 2021-06-03 | 2020-10-08 | PHILAGANAN
0190-011-454 | 51985 | 0190-MLK-PRO-EGB-VANVLV01 | PM03 | 301 | 52W Cal of 1B3-PCV-01.08 | Egron B Vanessa Valve to Stack | B | 0190E017 | 2021-06-03 | 2020-10-08 | PHILAGANAN
0190-011-453 | 51986 | 0190-MLK-PRO-EGB-LECGUN01 | PM03 | 301 | 52W Cal of 1B3-FIT-12.09 | Egron B Lecithin Gun | B | 0190E017 | 2021-06-03 | 2020-10-08 | PHILAGANAN
0190-011-452 | 51986 | 0190-MLK-PRO-EGB-EXHFAN01 | PM03 | 301 | 52W Cal of 1B3-FIT-10.14 | Egron B Exhaust Fan No 1 | B | 0190E017 | 2021-06-03 | 2020-10-08 | PHILAGANAN
0190-011-451 | 51986 | 0190-MLK-PRO-EGB-EXHFAN02 | PM03 | 301 | 52W Cal of 1B3-FIT-10.13 | Egron B Exhaust Fan No 2 | B | 0190E017 | 2021-06-03 | 2020-10-08 | PHILAGANAN
0190-011-450 | 51986 | 0190-MLK-PRO-EGB-EXHFAN03 | PM03 | 301 | 52W Cal of 1B3-FIT-08.11 | Egron B AD/AC Fine Separator Exh Fan | B | 0190E017 | 2021-06-03 | 2020-10-08 | PHILAGANAN
0190-011-449 | 51986 | 0190-MLK-PRO-EGB-ADRBED01 | PM03 | 301 | 52W Cal of 1B3-FIT-03.17 | Egron B After Dryer Bed | B | 0190E017 | 2021-06-03 | 2020-10-08 | PHILAGANAN
0190-011-448 | 51986 | 0190-MLK-PRO-EGB-ACOBED01 | PM03 | 301 | 52W Cal of 1B3-FIT-03.15/02 | Egron B After Cooler Bed | B | 0190E017 | 2021-06-03 | 2020-10-08 | PHILAGANAN
0190-011-447 | 51986 | 0190-MLK-PRO-EGB-ACOBED01 | PM03 | 301 | 52W Cal of 1B3-FIT-03.15/01 | Egron B After Cooler Bed | B | 0190E017 | 2021-06-03 | 2020-10-08 | PHILAGANAN
0190-011-446 | 51843 | 0190-MLK-PRO-WPC-DISHPR01 | PM03 | 301 | 52W Cal of 1C2-WIT-10.04 | SNF C Anag Discharging Hopper | B | 0190E017 | 2021-06-03 | 2020-10-05 | PHILAGANAN
0190-011-445 | 51984 | 0190-MLK-PRO-WPC-PHEXGR02 | PM03 | 301 | 52W Cal of 1C2-TT-14.58/02 | SNF Plate Heat Exhanger C2 | B | 0190E017 | 2021-06-03 | 2020-10-05 | PHILAGANAN
0190-011-444 | 51984 | 0190-MLK-PRO-WPC-PHEXGR01 | PM03 | 301 | 52W Cal of 1C2-TT-14.58/01 | SNF Plate Heat Exhanger C1 | B | 0190E017 | 2021-06-03 | 2020-10-05 | PHILAGANAN
0190-011-443 | 51984 | 0190-MLK-PRO-WPC-BALTNK01 | PM03 | 301 | 52W Cal of 1C2-TT-14.54 | SNF C Balance Tank | B | 0190E017 | 2021-06-03 | 2020-10-05 | PHILAGANAN
0190-011-442 | 51984 | 0190-MLK-PRO-WPC-SNFHBT01 | PM03 | 301 | 52W Cal of 1C2-TT-13.17 | SNF Homo-HPP Balance Tanks C | B | 0190E017 | 2021-06-03 | 2020-10-05 | PHILAGANAN
0190-011-441 | 51984 | 0190-MLK-PRO-WPC-SNFTNK01 | PM03 | 301 | 52W Cal of 1C2-TT-12.07 | SNF C Tank No 1 | B | 0190E017 | 2021-06-03 | 2020-10-05 | PHILAGANAN
0190-011-440 | 51984 | 0190-MLK-PRO-WPC-SNFTNK02 | PM03 | 301 | 52W Cal of 1C2-TT-12.06 | SNF C Tank No 2 | B | 0190E017 | 2021-06-03 | 2020-10-05 | PHILAGANAN
0190-011-439 | 51984 | 0190-MLK-PRO-WPC-FLSCLR01 | PM03 | 301 | 52W Cal of 1C2-TT-06.14 | 3rd Line C Flash Cooler | B | 0190E017 | 2021-06-03 | 2020-10-05 | PHILAGANAN
0190-011-438 | 51984 | 0190-MLK-PRO-WPC-3LHBTK01 | PM03 | 301 | 52W Cal of 1C2-TT-05.21 | 3L Homo-HPP Balance Tank C | B | 0190E017 | 2021-06-03 | 2020-10-05 | PHILAGANAN
0190-011-437 | 51984 | 0190-MLK-PRO-WPC-BALVAT01 | PM03 | 301 | 52W Cal of 1C2-TT-04.35 | 3rd Line C Balance Vat | B | 0190E017 | 2021-06-03 | 2020-10-05 | PHILAGANAN
0190-011-436 | 51984 | 0190-MLK-PRO-WPC-3RLTNK02 | PM03 | 301 | 52W Cal of 1C2-TT-03.03/02 | 3rd Line C Tank No 2 | B | 0190E017 | 2021-06-03 | 2020-10-05 | PHILAGANAN
0190-011-435 | 51984 | 0190-MLK-PRO-WPC-3RLTNK01 | PM03 | 301 | 52W Cal of 1C2-TT-03.03/01 | 3rd Line C Tank No 1 | B | 0190E017 | 2021-06-03 | 2020-10-05 | PHILAGANAN
0190-011-434 | 51982 | 0190-MLK-PRO-WPC-SCAMXR01 | PM03 | 301 | 52W Cal of 1C2-PT-11.22 | SNF C Scanima Mixer | B | 0190E017 | 2021-06-03 | 2020-10-05 | PHILAGANAN
0190-011-433 | 51982 | 0190-MLK-PRO-WPC-FLSCLR01 | PM03 | 301 | 52W Cal of 1C2-PT-06.13 | 3rd Line C Flash Cooler | B | 0190E017 | 2021-06-03 | 2020-10-05 | PHILAGANAN
0190-011-432 | 61179 | 0190-MLK-PRO-WPC-SNFHOM01 | PM03 | 301 | 52W Cal of 1C2-PS-002 | SNF C Homogenizer | B | 0190E017 | 2021-06-03 | 2020-10-05 | PHILAGANAN
0190-011-431 | 61179 | 0190-MLK-PRO-WPC-SNFHOM01 | PM03 | 301 | 52W Cal of 1C2-PS-001 | SNF C Homogenizer | B | 0190E017 | 2021-06-03 | 2020-10-05 | PHILAGANAN
0190-011-430 | 52264 | 0190-MLK-PRO-WPC-PHEXGR02 | PM03 | 301 | 52W Cal of 1C2-PRV-14.56/02 | SNF Plate Heat Exhanger C2 | B | 0190E017 | 2021-06-03 | 2020-10-05 | PHILAGANAN
0190-011-429 | 52264 | 0190-MLK-PRO-WPC-PHEXGR01 | PM03 | 301 | 52W Cal of 1C2-PRV-14.56/01 | SNF Plate Heat Exhanger C1 | B | 0190E017 | 2021-06-03 | 2020-10-05 | PHILAGANAN
0190-011-428 | 52264 | 0190-MLK-PRO-WPC-FLSCLR01 | PM03 | 301 | 52W Cal of 1C2-PRV-06.08 | 3rd Line C Flash Cooler | B | 0190E017 | 2021-06-03 | 2020-10-05 | PHILAGANAN
0190-011-427 | 52264 | 0190-MLK-PRO-WPC-STEDIS01 | PM03 | 301 | 52W Cal of 1C2-PRV-001 | Wet Process C Steam Distribution Line | B | 0190E017 | 2021-06-03 | 2020-10-05 | PHILAGANAN
0190-011-426 | 51982 | 0190-MLK-PRO-WPC-SNFHOM01 | PM03 | 301 | 52W Cal of 1C2-PIT-15.20 | SNF C Homogenizer | B | 0190E017 | 2021-06-03 | 2020-10-05 | PHILAGANAN
0190-011-425 | 51982 | 0190-MLK-PRO-WPC-SNFHOM01 | PM03 | 301 | 52W Cal of 1C2-PIT-15.04 | SNF C Homogenizer | B | 0190E017 | 2021-06-03 | 2020-10-05 | PHILAGANAN
0190-011-424 | 51982 | 0190-MLK-PRO-WPC-SNFHOM01 | PM03 | 301 | 52W Cal of 1C2-PIT-15.03 | SNF C Homogenizer | B | 0190E017 | 2021-06-03 | 2020-10-05 | PHILAGANAN
0190-011-423 | 51982 | 0190-MLK-PRO-WPC-PHEXGR02 | PM03 | 301 | 52W Cal of 1C2-PIT-14.57/02 | SNF Plate Heat Exhanger C2 | B | 0190E017 | 2021-06-03 | 2020-10-05 | PHILAGANAN
0190-011-422 | 51982 | 0190-MLK-PRO-WPC-PHEXGR01 | PM03 | 301 | 52W Cal of 1C2-PIT-14.57/01 | SNF Plate Heat Exhanger C1 | B | 0190E017 | 2021-06-03 | 2020-10-05 | PHILAGANAN
0190-011-421 | 51982 | 0190-MLK-PRO-WPC-PHEXGR02 | PM03 | 301 | 52W Cal of 1C2-PIT-14.48/02 | SNF Plate Heat Exhanger C2 | B | 0190E017 | 2021-06-03 | 2020-10-05 | PHILAGANAN
0190-011-420 | 51982 | 0190-MLK-PRO-WPC-PHEXGR01 | PM03 | 301 | 52W Cal of 1C2-PIT-14.48/01 | SNF Plate Heat Exhanger C1 | B | 0190E017 | 2021-06-03 | 2020-10-05 | PHILAGANAN
0190-011-419 | 51982 | 0190-MLK-PRO-WPC-SNFHBT01 | PM03 | 301 | 52W Cal of 1C2-PIT-13.06 | SNF Homo-HPP Balance Tanks C | B | 0190E017 | 2021-06-03 | 2020-10-05 | PHILAGANAN
0190-011-418 | 51982 | 0190-MLK-PRO-WPC-3LHPMP03 | PM03 | 301 | 52W Cal of 1C2-PIT-07.04 | 3rd Line C Homogeniser (Rannie) | B | 0190E017 | 2021-06-03 | 2020-10-05 | PHILAGANAN
0190-011-417 | 51982 | 0190-MLK-PRO-WPC-3LHBTK01 | PM03 | 301 | 52W Cal of 1C2-PIT-05.13 | 3L Homo-HPP Balance Tank C | B | 0190E017 | 2021-06-03 | 2020-10-05 | PHILAGANAN
0190-011-416 | 51985 | 0190-MLK-PRO-WPC-3LHBTK01 | PM03 | 301 | 52W Cal of 1C2-PCV-05.12 | 3L Homo-HPP Balance Tank C | B | 0190E017 | 2021-06-03 | 2020-10-05 | PHILAGANAN
0190-011-415 | 565519 | 0190-MLK-PRO-WPC-BALTNK01 | PM03 | 301 | 52W Cal of 1C2-LIT-14.06 | SNF C Balance Tank | B | 0190E017 | 2021-06-03 | 2020-10-05 | PHILAGANAN
0190-011-414 | 565519 | 0190-MLK-PRO-WPC-SNFHBT01 | PM03 | 301 | 52W Cal of 1C2-LIT-13.18 | SNF Homo-HPP Balance Tanks C | B | 0190E017 | 2021-06-03 | 2020-10-05 | PHILAGANAN
0190-011-413 | 565519 | 0190-MLK-PRO-WPC-SNFTNK01 | PM03 | 301 | 52W Cal of 1C2-LIT-12.09 | SNF C Tank No 1 | B | 0190E017 | 2021-06-03 | 2020-10-05 | PHILAGANAN
0190-011-412 | 565519 | 0190-MLK-PRO-WPC-SNFTNK02 | PM03 | 301 | 52W Cal of 1C2-LIT-12.08 | SNF C Tank No 2 | B | 0190E017 | 2021-06-03 | 2020-10-05 | PHILAGANAN
0190-011-411 | 565519 | 0190-MLK-PRO-WPC-FLSCLR01 | PM03 | 301 | 52W Cal of 1C2-LIT-06.12 | 3rd Line C Flash Cooler | B | 0190E017 | 2021-06-03 | 2020-10-05 | PHILAGANAN
0190-011-410 | 565519 | 0190-MLK-PRO-WPC-3LHBTK01 | PM03 | 301 | 52W Cal of 1C2-LIT-05.18 | 3L Homo-HPP Balance Tank C | B | 0190E017 | 2021-06-03 | 2020-10-05 | PHILAGANAN
0190-011-409 | 565519 | 0190-MLK-PRO-WPC-BALVAT01 | PM03 | 301 | 52W Cal of 1C2-LIT-04.09 | 3rd Line C Balance Vat | B | 0190E017 | 2021-06-03 | 2020-10-05 | PHILAGANAN
0190-011-408 | 565519 | 0190-MLK-PRO-WPC-3RLTNK02 | PM03 | 301 | 52W Cal of 1C2-LIT-03.10/02 | 3rd Line C Tank No 2 | B | 0190E017 | 2021-06-03 | 2020-10-05 | PHILAGANAN
0190-011-407 | 565519 | 0190-MLK-PRO-WPC-3RLTNK01 | PM03 | 301 | 52W Cal of 1C2-LIT-03.10/01 | 3rd Line C Tank No 1 | B | 0190E017 | 2021-06-03 | 2020-10-05 | PHILAGANAN
0190-011-406 | 51986 | 0190-MLK-PRO-WPC-N2SYSNF | PM03 | 301 | 52W Cal of 1C2-FT-28.11 | Nitrogen Injection System SNF-C | B | 0190E017 | 2021-06-03 | 2020-10-05 | PHILAGANAN
0190-011-405 | 51986 | 0190-MLK-PRO-WPC-N2SYS3L | PM03 | 301 | 52W Cal of 1C2-FT-20.11 | Nitrogen Injection System 3L-C | B | 0190E017 | 2021-06-03 | 2020-10-05 | PHILAGANAN
0190-011-404 | 51986 | 0190-MLK-PRO-WPC-SNFHBT01 | PM03 | 301 | 52W Cal of 1C2-FIT-15.21 | SNF Homo-HPP Balance Tanks C | B | 0190E017 | 2021-06-03 | 2020-10-05 | PHILAGANAN
0190-011-403 | 51986 | 0190-MLK-PRO-WPC-SNFHBT01 | PM03 | 301 | 52W Cal of 1C2-FIT-15.10 | SNF Homo-HPP Balance Tanks C | B | 0190E017 | 2021-06-03 | 2020-10-05 | PHILAGANAN
0190-011-402 | 51986 | 0190-MLK-PRO-WPC-SCAMXR01 | PM03 | 301 | 52W Cal of 1C2-FIT-11.27 | SNF C Scanima Mixer | B | 0190E017 | 2021-06-03 | 2020-10-05 | PHILAGANAN
0190-011-401 | 51986 | 0190-MLK-PRO-WPC-SCAMXR01 | PM03 | 301 | 52W Cal of 1C2-FIT-11.05 | SNF C Scanima Mixer | B | 0190E017 | 2021-06-03 | 2020-10-05 | PHILAGANAN
0190-011-400 | 51986 | 0190-MLK-PRO-WPC-3LHBTK01 | PM03 | 301 | 52W Cal of 1C2-FIT-07.07 | 3L Homo-HPP Balance Tank C | B | 0190E017 | 2021-06-03 | 2020-10-05 | PHILAGANAN
0190-011-399 | 51986 | 0190-MLK-PRO-WPC-FLSCLR01 | PM03 | 301 | 52W Cal of 1C2-FIT-06.11 | 3rd Line C Flash Cooler | B | 0190E017 | 2021-06-03 | 2020-10-05 | PHILAGANAN
0190-011-398 | 51986 | 0190-MLK-PRO-WPC-BALVAT01 | PM03 | 301 | 52W Cal of 1C2-FIT-04.36 | 3rd Line C Balance Vat | B | 0190E017 | 2021-06-03 | 2020-10-05 | PHILAGANAN
0190-011-397 | 51985 | 0190-MLK-PRO-WPC-BALTNK01 | PM03 | 301 | 52W Cal of 1C2-CV-14.02 | SNF C Balance Tank | B | 0190E017 | 2021-06-03 | 2020-10-05 | PHILAGANAN
0190-011-396 | 51985 | 0190-MLK-PRO-WPC-3LHBTK01 | PM03 | 301 | 52W Cal of 1C2-CV-13.08 | 3L Homo-HPP Balance Tank C | B | 0190E017 | 2021-06-03 | 2020-10-05 | PHILAGANAN
0190-011-395 | 51985 | 0190-MLK-PRO-WPC-SCAMXR01 | PM03 | 301 | 52W Cal of 1C2-CV-11.14 | SNF C Scanima Mixer | B | 0190E017 | 2021-06-03 | 2020-10-05 | PHILAGANAN
0190-011-394 | 51985 | 0190-MLK-PRO-WPC-FLSCLR01 | PM03 | 301 | 52W Cal of 1C2-CV-06.10 | 3rd Line C Flash Cooler | B | 0190E017 | 2021-06-03 | 2020-10-05 | PHILAGANAN
0190-011-393 | 51985 | 0190-MLK-PRO-WPC-N2SYS3L | PM03 | 301 | 52W Cal of 1C2-FCV-28.10/01 | Nitrogen Injection System 3L-C | B | 0190E017 | 2021-06-03 | 2020-10-05 | PHILAGANAN
0190-011-392 | 51985 | 0190-MLK-PRO-WPC-N2SYS3L | PM03 | 301 | 52W Cal of 1C2-FCV-20.10/01 | Nitrogen Injection System 3L-C | B | 0190E017 | 2021-06-03 | 2020-10-05 | PHILAGANAN
0190-011-391 | 51984 | 0190-MLK-PRO-WPC-PHEXGR02 | PM03 | 301 | 13W Cal of 1C2-TT-14.59/02 | SNF Plate Heat Exhanger C2 | A | 0190E017 | 2021-06-03 | 2020-10-05 | PHILAGANAN
0190-011-390 | 51984 | 0190-MLK-PRO-WPC-PHEXGR02 | PM03 | 301 | 13W Cal of 1C2-TT-14.59/01 | SNF Plate Heat Exhanger C2 | A | 0190E017 | 2021-06-03 | 2020-10-05 | PHILAGANAN
0190-011-389 | 51984 | 0190-MLK-PRO-WPC-PHEXGR01 | PM03 | 301 | 13W Cal of 1C2-TT-14.35/02 | SNF Plate Heat Exhanger C1 | A | 0190E017 | 2021-06-03 | 2020-10-05 | PHILAGANAN
0190-011-388 | 51984 | 0190-MLK-PRO-WPC-PHEXGR01 | PM03 | 301 | 13W Cal of 1C2-TT-14.35/01 | SNF Plate Heat Exhanger C1 | A | 0190E017 | 2021-06-03 | 2020-10-05 | PHILAGANAN
0190-011-387 | 51984 | 0190-MLK-PRO-WPC-FLSCLR01 | PM03 | 301 | 13W Cal of 1C2-TT-04.40 | 3rd Line C Flash Cooler | A | 0190E017 | 2021-06-03 | 2020-10-05 | PHILAGANAN
0190-011-386 | 51984 | 0190-MLK-PRO-WPC-FLSCLR01 | PM03 | 301 | 13W Cal of 1C2-TT-04.37 | 3rd Line C Flash Cooler | A | 0190E017 | 2021-06-03 | 2020-10-05 | PHILAGANAN
0190-011-385 | 51985 | 0190-MLK-PRO-WPC-PHEXGR02 | PM03 | 301 | 13W Cal of 1C2-TCV-14.55/02 | SNF Plate Heat Exhanger C2 | A | 0190E017 | 2021-06-03 | 2020-10-05 | PHILAGANAN
0190-011-384 | 51985 | 0190-MLK-PRO-WPC-PHEXGR01 | PM03 | 301 | 13W Cal of 1C2-TCV-14.55/01 | SNF Plate Heat Exhanger C1 | A | 0190E017 | 2021-06-03 | 2020-10-05 | PHILAGANAN
0190-011-383 | 51985 | 0190-MLK-PRO-WPC-FLSCLR01 | PM03 | 301 | 13W Cal of 1C2-TCV-04.19 | 3rd Line C Flash Cooler | A | 0190E017 | 2021-06-03 | 2020-10-05 | PHILAGANAN
0190-011-382 | 51984 | 0190-MLK-PRO-OHF-HOTTNK03 | PM03 | 301 | 52W Cal of 1D2-TT-31.12/02 | OH Hot Water Tank C SNF Buffer Tank C | B | 0190E017 | 2021-06-03 | 2020-10-05 | PHILAGANAN
0190-011-381 | 51984 | 0190-MLK-PRO-OHF-HOTTNK02 | PM03 | 301 | 52W Cal of 1D2-TT-31.12/01 | OH Hot Water Tank B SNF Buffer Tank B | B | 0190E017 | 2021-06-03 | 2020-10-05 | PHILAGANAN
0190-011-380 | 51984 | 0190-MLK-PRO-OHF-HOTTNK03 | PM03 | 301 | 52W Cal of 1D2-TT-30.03/02 | OH Hot Water Tank C SNF Buffer Tank C | B | 0190E017 | 2021-06-03 | 2020-10-05 | PHILAGANAN
0190-011-379 | 51984 | 0190-MLK-PRO-OHF-HOTTNK02 | PM03 | 301 | 52W Cal of 1D2-TT-30.03/01 | OH Hot Water Tank B SNF Buffer Tank B | B | 0190E017 | 2021-06-03 | 2020-10-05 | PHILAGANAN
0190-011-378 | 51984 | 0190-MLK-PRO-OHF-HOTTNK01 | PM03 | 301 | 52W Cal of 1D2-TT-13.02 | OH Hot Water Tank A Oil Line Heater | B | 0190E017 | 2021-06-03 | 2020-10-05 | PHILAGANAN
0190-011-377 | 51985 | 0190-MLK-PRO-OHF-HOTTNK02 | PM03 | 301 | 52W Cal of 1D2-TCV-13.03 | OH Hot Water Tank B SNF Buffer Tank B | B | 0190E017 | 2021-06-03 | 2020-10-05 | PHILAGANAN
0190-011-376 | 51984 | 0190-MLK-PRO-OHF-HOTTNK03 | PM03 | 301 | 52W Cal of 1D2-PCV-29.13 | OH Hot Water Tank C SNF Buffer Tank C | B | 0190E017 | 2021-06-03 | 2020-10-05 | PHILAGANAN
0190-011-375 | 565519 | 0190-MLK-PRO-OHF-HOTTNK03 | PM03 | 301 | 52W Cal of 1D2-LIT-31.02/02 | OH Hot Water Tank C SNF Buffer Tank C | B | 0190E017 | 2021-06-03 | 2020-10-05 | PHILAGANAN
0190-011-374 | 565519 | 0190-MLK-PRO-OHF-HOTTNK02 | PM03 | 301 | 24W Cal of 1D2-LIT-31.02/01 | OH Hot Water Tank B SNF Buffer Tank B | B | 0190E017 | 2021-06-03 | 2020-10-05 | PHILAGANAN
0190-011-373 | 565519 | 0190-MLK-PRO-OHF-OILTNK10 | PM03 | 301 | 52W Cal of 1D2-LIT-11.07 | OH Tank No 10 Blend A | B | 0190E017 | 2021-06-03 | 2020-10-05 | PHILAGANAN
0190-011-372 | 565519 | 0190-MLK-PRO-OHF-OILTNK09 | PM03 | 301 | 52W Cal of 1D2-LIT-10.25 | OH Tank No 9 Palmolein Oil | B | 0190E017 | 2021-06-03 | 2020-10-05 | PHILAGANAN
0190-011-371 | 565519 | 0190-MLK-PRO-OHF-OILTNK08 | PM03 | 301 | 52W Cal of 1D2-LIT-09.03/02 | OH Tank No 8 Vitamin Mixing Tank | B | 0190E017 | 2021-06-03 | 2020-10-05 | PHILAGANAN
0190-011-370 | 565519 | 0190-MLK-PRO-OHF-OILTNK07 | PM03 | 301 | 52W Cal of 1D2-LIT-08.14 | OH Tank No 7 Vitamin Mixing Tank | B | 0190E017 | 2021-06-03 | 2020-10-05 | PHILAGANAN
0190-011-369 | 565519 | 0190-MLK-PRO-OHF-OILTNK02 | PM03 | 301 | 52W Cal of 1D2-LIT-06.03 | OH Tank No 2 Butter Oil Corn Oil | B | 0190E017 | 2021-06-03 | 2020-10-05 | PHILAGANAN
0190-011-368 | 565519 | 0190-MLK-PRO-OHF-OILTNK02 | PM03 | 301 | 52W Cal of 1D2-LIT-06.02 | OH Tank No 2 Butter Oil Corn Oil | B | 0190E017 | 2021-06-03 | 2020-10-05 | PHILAGANAN
0190-011-367 | 565519 | 0190-MLK-PRO-OHF-OILTNK04 | PM03 | 301 | 52W Cal of 1D2-LIT-04.02 | OH Tank No 4 Blend A | B | 0190E017 | 2021-06-03 | 2020-10-05 | PHILAGANAN
0190-011-366 | 565519 | 0190-MLK-PRO-OHF-OILTNK06 | PM03 | 301 | 52W Cal of 1D2-LIT-02.02 | OH Tank No 6 Coconut Oil | B | 0190E017 | 2021-06-03 | 2020-10-05 | PHILAGANAN
0190-011-365 | 51986 | 0190-MLK-PRO-OHF-LECPMP01 | PM03 | 301 | 52W Cal of 1D2-FIT-15.09 | OH Lecithin Pump No 1 To Tank 7&8 | B | 0190E017 | 2021-06-03 | 2020-10-05 | PHILAGANAN
0190-011-364 | 51986 | 0190-MLK-PRO-OHF-LECPMP02 | PM03 | 301 | 52W Cal of 1D2-FIT-12.17 | OH Lecithin Pump No 2 Lecit Tank Egron | B | 0190E017 | 2021-06-03 | 2020-10-05 | PHILAGANAN
0190-011-363 | 51986 | 0190-MLK-PRO-OHF-LECPMP02 | PM03 | 301 | 52W Cal of 1D2-FIT-12.06 | OH Lecithin Pump No 2 Lecit Tank Egron | B | 0190E017 | 2021-06-03 | 2020-10-05 | PHILAGANAN
0190-011-362 | 51986 | 0190-MLK-PRO-OHF-OILTNK08 | PM03 | 301 | 52W Cal of 1D2-FIT-10.23 | OH Tank No 8 Vitamin Mixing Tank | B | 0190E017 | 2021-06-03 | 2020-10-05 | PHILAGANAN
0190-011-361 | 51986 | 0190-MLK-PRO-OHF-OILTNK07 | PM03 | 301 | 52W Cal of 1D2-FIT-10.19 | OH Tank No 7 Vitamin Mixing Tank | B | 0190E017 | 2021-06-03 | 2020-10-05 | PHILAGANAN
0190-011-360 | 51986 | 0190-MLK-PRO-OHF-OILTNK09 | PM03 | 301 | 52W Cal of 1D2-FIT-01.49 | OH Tank No 9 Palmolein Oil | B | 0190E017 | 2021-06-03 | 2020-10-05 | PHILAGANAN
0190-011-359 | 51986 | 0190-MLK-PRO-OHF-OILTNK10 | PM03 | 301 | 52W Cal of 1D2-FIT-01.35 | OH Tank No 10 Blend A | B | 0190E017 | 2021-06-03 | 2020-10-05 | PHILAGANAN
0190-011-358 | 51984 | 0190-MLK-PRO-WPB-BALVAT01 | PM03 | 301 | 52W Cal of 1B2-TT-04.33 | 3rd Line B Balance Vat | B | 0190E017 | 2021-06-03 | 2020-09-28 | PHILAGANAN
0190-011-357 | 51982 | 0190-MLK-PRO-WPB-SCAMXR01 | PM03 | 301 | 52W Cal of 1B2-PT-11.22 | SNF B Scanima Mixer Tank | B | 0190E017 | 2021-06-03 | 2020-09-28 | PHILAGANAN
0190-011-356 | 51984 | 0190-MLK-PRO-WPB-PHEXGR02 | PM03 | 301 | 52W Cal of 1B2-TT-14.61/02 | SNF Plate Heat Exhanger B2 | B | 0190E017 | 2021-06-03 | 2020-09-28 | PHILAGANAN
0190-011-355 | 51984 | 0190-MLK-PRO-WPB-PHEXGR01 | PM03 | 301 | 52W Cal of 1B2-TT-14.61/01 | SNF Plate Heat Exhanger B1 | B | 0190E017 | 2021-06-03 | 2020-09-28 | PHILAGANAN
0190-011-354 | 51984 | 0190-MLK-PRO-WPB-BALVAT02 | PM03 | 301 | 52W Cal of 1B2-TT-14.58 | SNF B Balance Vat | B | 0190E017 | 2021-06-03 | 2020-09-28 | PHILAGANAN
0190-011-353 | 51984 | 0190-MLK-PRO-WPB-SNFHBT01 | PM03 | 301 | 52W Cal of 1B2-TT-13.19 | SNF Homo-HPP Balance Tank B | B | 0190E017 | 2021-06-03 | 2020-09-28 | PHILAGANAN
0190-011-352 | 51984 | 0190-MLK-PRO-WPB-SNFTNK02 | PM03 | 301 | 52W Cal of 1B2-TT-12.07 | SNF B Tank No 2 | B | 0190E017 | 2021-06-03 | 2020-09-28 | PHILAGANAN
0190-011-351 | 51984 | 0190-MLK-PRO-WPB-SNFTNK01 | PM03 | 301 | 52W Cal of 1B2-TT-12.05 | SNF B Tank No 1 | B | 0190E017 | 2021-06-03 | 2020-09-28 | PHILAGANAN
0190-011-350 | 51984 | 0190-MLK-PRO-WPB-FLSCLR01 | PM03 | 301 | 52W Cal of 1B2-TT-06.11 | 3rd Line B Flash Cooler | B | 0190E017 | 2021-06-03 | 2020-09-28 | PHILAGANAN
0190-011-349 | 51984 | 0190-MLK-PRO-WPB-3LHBTK01 | PM03 | 301 | 52W Cal of 1B2-TT-05.19 | 3L Homo-HPP Balance Tank B | B | 0190E017 | 2021-06-03 | 2020-09-28 | PHILAGANAN
0190-011-348 | 51984 | 0190-MLK-PRO-WPB-3RLTNK01 | PM03 | 301 | 52W Cal of 1B2-TT-03.03/01 | 3rd Line B Tank No 1 | B | 0190E017 | 2021-06-03 | 2020-09-28 | PHILAGANAN
0190-011-347 | 51984 | 0190-MLK-PRO-WPB-3RLTNK02 | PM03 | 301 | 52W Cal of 1B2-TT-03.03/02 | 3rd Line B Tank No 2 | B | 0190E017 | 2021-06-03 | 2020-09-28 | PHILAGANAN
0190-011-346 | 51982 | 0190-MLK-PRO-WPB-3LHPMP01 | PM03 | 301 | 52W Cal of 1B2-PT-07.25 | 3rd Line B Homogenizer | B | 0190E017 | 2021-06-03 | 2020-09-28 | PHILAGANAN
0190-011-345 | 51982 | 0190-MLK-PRO-WPB-3LHPMP01 | PM03 | 301 | 52W Cal of 1B2-PT-07.04 | 3rd Line B Homogenizer | B | 0190E017 | 2021-06-03 | 2020-09-28 | PHILAGANAN
0190-011-344 | 52264 | 0190-MLK-PRO-WPB-PHEXGR02 | PM03 | 301 | 52W Cal of 1B2-PRV-14.63/02 | SNF Plate Heat Exhanger B2 | B | 0190E017 | 2021-06-03 | 2020-09-28 | PHILAGANAN
0190-011-343 | 52264 | 0190-MLK-PRO-WPB-PHEXGR01 | PM03 | 301 | 52W Cal of 1B2-PRV-14.63/01 | SNF Plate Heat Exhanger B1 | B | 0190E017 | 2021-06-03 | 2020-09-28 | PHILAGANAN
0190-011-342 | 52264 | 0190-MLK-PRO-WPB-FLSCLR01 | PM03 | 301 | 52W Cal of 1B2-PRV-06.12 | 3rd Line B Flash Cooler | B | 0190E017 | 2021-06-03 | 2020-09-28 | PHILAGANAN
0190-011-341 | 52264 | 0190-MLK-PRO-WPB-STEDIS01 | PM03 | 301 | 52W Cal of 1B2-PRV-003 | Wet Process B Steam Distribution Line | B | 0190E017 | 2021-06-03 | 2020-09-28 | PHILAGANAN
0190-011-340 | 51982 | 0190-MLK-PRO-WPB-SNFHOM01 | PM03 | 301 | 52W Cal of 1B2-PIT-15.21 | SNF B Homogenizer | B | 0190E017 | 2021-06-03 | 2020-09-28 | PHILAGANAN
0190-011-339 | 51982 | 0190-MLK-PRO-WPB-SNFHOM01 | PM03 | 301 | 52W Cal of 1B2-PIT-15.20 | SNF B Homogenizer | B | 0190E017 | 2021-06-03 | 2020-09-28 | PHILAGANAN
0190-011-338 | 51982 | 0190-MLK-PRO-WPB-SNFHOM01 | PM03 | 301 | 52W Cal of 1B2-PIT-15.04 | SNF B Homogenizer | B | 0190E017 | 2021-06-03 | 2020-09-28 | PHILAGANAN
0190-011-337 | 51982 | 0190-MLK-PRO-WPB-PHEXGR02 | PM03 | 301 | 52W Cal of 1B2-PIT-14.66/02 | SNF Plate Heat Exhanger B2 | B | 0190E017 | 2021-06-03 | 2020-09-28 | PHILAGANAN
0190-011-336 | 51982 | 0190-MLK-PRO-WPB-PHEXGR01 | PM03 | 301 | 52W Cal of 1B2-PIT-14.66/01 | SNF Plate Heat Exhanger B1 | B | 0190E017 | 2021-06-03 | 2020-09-28 | PHILAGANAN
0190-011-335 | 51982 | 0190-MLK-PRO-WPB-PHEXGR02 | PM03 | 301 | 52W Cal of 1B2-PIT-14.62/02 | SNF Plate Heat Exhanger B2 | B | 0190E017 | 2021-06-03 | 2020-09-28 | PHILAGANAN
0190-011-334 | 51982 | 0190-MLK-PRO-WPB-PHEXGR01 | PM03 | 301 | 52W Cal of 1B2-PIT-14.62/01 | SNF Plate Heat Exhanger B1 | B | 0190E017 | 2021-06-03 | 2020-09-28 | PHILAGANAN
0190-011-333 | 51982 | 0190-MLK-PRO-WPB-SNFHBT01 | PM03 | 301 | 52W Cal of 1B2-PIT-13.06 | SNF Homo-HPP Balance Tank B | B | 0190E017 | 2021-06-03 | 2020-09-28 | PHILAGANAN
0190-011-332 | 51982 | 0190-MLK-PRO-WPB-3LHPMP02 | PM03 | 301 | 52W Cal of 1B2-PIT-08.03 | 3rd Line B High Pressure Pump | B | 0190E017 | 2021-06-03 | 2020-09-28 | PHILAGANAN
0190-011-331 | 51982 | 0190-MLK-PRO-WPB-3LHPMP01 | PM03 | 301 | 52W Cal of 1B2-PIT-07.03 | 3rd Line B Homogenizer | B | 0190E017 | 2021-06-03 | 2020-09-28 | PHILAGANAN
0190-011-330 | 51982 | 0190-MLK-PRO-WPB-FLSCLR01 | PM03 | 301 | 52W Cal of 1B2-PIT-06.14 | 3rd Line B Flash Cooler | B | 0190E017 | 2021-06-03 | 2020-09-28 | PHILAGANAN
0190-011-329 | 51982 | 0190-MLK-PRO-WPB-3LHBTK01 | PM03 | 301 | 52W Cal of 1B2-PIT-05.14 | 3L Homo-HPP Balance Tank B | B | 0190E017 | 2021-06-03 | 2020-09-28 | PHILAGANAN
0190-011-328 | 51985 | 0190-MLK-PRO-WPB-SCAMXR01 | PM03 | 301 | 52W Cal of 1B2-PCV 11.14 | SNF B Scanima Mixer Tank | B | 0190E017 | 2021-06-03 | 2020-09-28 | PHILAGANAN
0190-011-327 | 565519 | 0190-MLK-PRO-WPB-BALVAT01 | PM03 | 301 | 52W Cal of 1B2-LIT-14.09 | 3rd Line B Balance Vat | B | 0190E017 | 2021-06-03 | 2020-09-28 | PHILAGANAN
0190-011-326 | 565519 | 0190-MLK-PRO-WPB-BALVAT02 | PM03 | 301 | 52W Cal of 1B2-LIT-14.06 | SNF B Balance Vat | B | 0190E017 | 2021-06-03 | 2020-09-28 | PHILAGANAN
0190-011-325 | 565519 | 0190-MLK-PRO-WPB-SNFHBT01 | PM03 | 301 | 52W Cal of 1B2-LIT-13.20 | SNF Homo-HPP Balance Tank B | B | 0190E017 | 2021-06-03 | 2020-09-28 | PHILAGANAN
0190-011-324 | 565519 | 0190-MLK-PRO-WPB-SNFTNK02 | PM03 | 301 | 52W Cal of 1B2-LIT-12.09 | SNF B Tank No 2 | B | 0190E017 | 2021-06-03 | 2020-09-28 | PHILAGANAN
0190-011-323 | 565519 | 0190-MLK-PRO-WPB-SNFTNK01 | PM03 | 301 | 52W Cal of 1B2-LIT-12.08 | SNF B Tank No 1 | B | 0190E017 | 2021-06-03 | 2020-09-28 | PHILAGANAN
0190-011-322 | 565519 | 0190-MLK-PRO-WPB-FLSCLR01 | PM03 | 301 | 52W Cal of 1B2-LIT-06.15 | 3rd Line B Flash Cooler | B | 0190E017 | 2021-06-03 | 2020-09-28 | PHILAGANAN
0190-011-321 | 565519 | 0190-MLK-PRO-WPB-3LHBTK01 | PM03 | 301 | 52W Cal of 1B2-LIT-05.18 | 3L Homo-HPP Balance Tank B | B | 0190E017 | 2021-06-03 | 2020-09-28 | PHILAGANAN
0190-011-320 | 565519 | 0190-MLK-PRO-WPB-3RLTNK02 | PM03 | 301 | 52W Cal of 1B2-LIT-03.10/02 | 3rd Line B Tank No 2 | B | 0190E017 | 2021-06-03 | 2020-09-28 | PHILAGANAN
0190-011-319 | 565519 | 0190-MLK-PRO-WPB-3RLTNK01 | PM03 | 301 | 52W Cal of 1B2-LIT-03.10/01 | 3rd Line B Tank No 1 | B | 0190E017 | 2021-06-03 | 2020-09-28 | PHILAGANAN
0190-011-318 | 51985 | 0190-MLK-PRO-WPB-SNFTNK02 | PM03 | 301 | 52W Cal of 1B2-LCV-14.02 | SNF B Tank No 2 | B | 0190E017 | 2021-06-03 | 2020-09-28 | PHILAGANAN
0190-011-317 | 51986 | 0190-MLK-PRO-WPB-SCAMXR01 | PM03 | 301 | 52W Cal of 1B2-FT-11.15 | SNF B Scanima Mixer Tank | B | 0190E017 | 2021-06-03 | 2020-09-28 | PHILAGANAN
0190-011-316 | 51986 | 0190-MLK-PRO-WPB-SNFHOM01 | PM03 | 301 | 52W Cal of 1B2-FIT-15.24 | SNF B Homogenizer | B | 0190E017 | 2021-06-03 | 2020-09-28 | PHILAGANAN
0190-011-315 | 51986 | 0190-MLK-PRO-WPB-SNFHOM01 | PM03 | 301 | 52W Cal of 1B2-FIT-15.10 | SNF B Homogenizer | B | 0190E017 | 2021-06-03 | 2020-09-28 | PHILAGANAN
0190-011-314 | 51986 | 0190-MLK-PRO-WPB-SCAMXR01 | PM03 | 301 | 52W Cal of 1B2-FIT-11.05 | SNF B Scanima Mixer Tank | B | 0190E017 | 2021-06-03 | 2020-09-28 | PHILAGANAN
0190-011-313 | 51986 | 0190-MLK-PRO-WPB-3LHPMP02 | PM03 | 301 | 52W Cal of 1B2-FIT-07.07 | 3rd Line B High Pressure Pump | B | 0190E017 | 2021-06-03 | 2020-09-28 | PHILAGANAN
0190-011-312 | 51986 | 0190-MLK-PRO-WPB-FLSCLR01 | PM03 | 301 | 52W Cal of 1B2-FIT-06.10 | 3rd Line B Flash Cooler | B | 0190E017 | 2021-06-03 | 2020-09-28 | PHILAGANAN
0190-011-311 | 51986 | 0190-MLK-PRO-WPB-FLSCLR01 | PM03 | 301 | 52W Cal of 1B2-FIT-04.34 | 3rd Line B Flash Cooler | B | 0190E017 | 2021-06-03 | 2020-09-28 | PHILAGANAN
0190-011-310 | 51985 | 0190-MLK-PRO-WPB-FLSCLR01 | PM03 | 301 | 52W Cal of 1B2-CV-06.04 | 3rd Line B Flash Cooler | B | 0190E017 | 2021-06-03 | 2020-09-28 | PHILAGANAN
0190-011-309 | 51984 | 0190-MLK-PRO-WPB-PHEXGR02 | PM03 | 301 | 13W Cal of 1B2-TT-14.60/02 | SNF Plate Heat Exhanger B2 | A | 0190E017 | 2021-06-03 | 2020-09-28 | PHILAGANAN
0190-011-308 | 51984 | 0190-MLK-PRO-WPB-PHEXGR01 | PM03 | 301 | 13W Cal of 1B2-TT-14.60/01 | SNF Plate Heat Exhanger B1 | A | 0190E017 | 2021-06-03 | 2020-09-28 | PHILAGANAN
0190-011-307 | 51984 | 0190-MLK-PRO-WPB-PHEXGR02 | PM03 | 301 | 13W Cal of 1B2-TT-14.59/02 | SNF Plate Heat Exhanger B2 | A | 0190E017 | 2021-06-03 | 2020-09-28 | PHILAGANAN
0190-011-306 | 51984 | 0190-MLK-PRO-WPB-PHEXGR01 | PM03 | 301 | 13W Cal of 1B2-TT-14.59/01 | SNF Plate Heat Exhanger B1 | A | 0190E017 | 2021-06-03 | 2020-09-28 | PHILAGANAN
0190-011-305 | 51984 | 0190-MLK-PRO-WPB-FLSCLR01 | PM03 | 301 | 13W Cal of 1B2-TT-04.36 | 3rd Line B Flash Cooler | A | 0190E017 | 2021-06-03 | 2020-09-28 | PHILAGANAN
0190-011-304 | 51984 | 0190-MLK-PRO-WPB-FLSCLR01 | PM03 | 301 | 13W Cal of 1B2-TT-04.35 | 3rd Line B Flash Cooler | A | 0190E017 | 2021-06-03 | 2020-09-28 | PHILAGANAN
0190-011-303 | 51985 | 0190-MLK-PRO-WPB-PHEXGR02 | PM03 | 301 | 13W Cal of 1B2-TCV-14.64/02 | SNF Plate Heat Exhanger B2 | A | 0190E017 | 2021-06-03 | 2020-09-28 | PHILAGANAN
0190-011-302 | 51985 | 0190-MLK-PRO-WPB-PHEXGR01 | PM03 | 301 | 13W Cal of 1B2-TCV-14.64/01 | SNF Plate Heat Exhanger B1 | A | 0190E017 | 2021-06-03 | 2020-09-28 | PHILAGANAN
0190-011-301 | 51985 | 0190-MLK-PRO-WPB-FLSCLR01 | PM03 | 301 | 13W Cal of 1B2-TCV-04.19B | 3rd Line B Flash Cooler | A | 0190E017 | 2021-06-03 | 2020-09-28 | PHILAGANAN
0190-011-300 | 52264 | 0190-MLK-PRO-NDC-COMMON01 | PM03 | 301 | 52W Cal of 1D1-PRV-001 | NDC Common Facilities | B | 0190E017 | 2021-06-03 | 2020-09-02 | PHILAGANAN
0190-011-299 | 51843 | 0190-MLK-PRO-DSC-RAWSLO02 | PM03 | 301 | 52W Cal of 1C5-WIT-05.04 | Diss C Raw Material Silo No 2 | B | 0190E017 | 2021-06-03 | 2020-09-02 | PHILAGANAN
0190-011-298 | 565519 | 0190-MLK-PRO-DSC-BUFTNK02 | PM03 | 301 | 52W Cal of 1C5-LT-07.12 | Malto Buffer Tank C | B | 0190E017 | 2021-06-03 | 2020-09-02 | PHILAGANAN
0190-011-297 | 565519 | 0190-MLK-PRO-DSC-SLTTNK01 | PM03 | 301 | 52W Cal of 1C5-LT-07.11 | Salt & Malto Dissolver Tank C | B | 0190E017 | 2021-06-03 | 2020-09-02 | PHILAGANAN
0190-011-296 | 51986 | 0190-MLK-PRO-DSC-SLTTNK01 | PM03 | 301 | 52W Cal of 1C5-FIT-08.35 | Salt & Malto Dissolver Tank C | B | 0190E017 | 2021-06-03 | 2020-09-02 | PHILAGANAN
0190-011-295 | 51985 | 0190-MLK-PRO-DSC-BUFTNK02 | PM03 | 301 | 52W Cal of 1C5-CV-08.41 | Malto Buffer Tank C | B | 0190E017 | 2021-06-03 | 2020-09-02 | PHILAGANAN
0190-011-294 | 51985 | 0190-MLK-PRO-DSC-SLTTNK01 | PM03 | 301 | 52W Cal of 1C5-CV-08.40 | Salt & Malto Dissolver Tank C | B | 0190E017 | 2021-06-03 | 2020-09-02 | PHILAGANAN
0190-011-293 | 51843 | 0190-MLK-PRO-TBA-INLNWEGH02 | PM03 | 301 | 52W Cal of 1C4-WIT-04.06 | Milk Totebin In-line Weigher Hopper C | B | 0190E017 | 2021-06-03 | 2020-09-02 | PHILAGANAN
0190-011-292 | 51843 | 0190-MLK-PRO-NDC-GLCSTOTNK01 | PM03 | 301 | 52W Cal of 1C4-WIT-01.33 | NDC Glucose Storage Tank B | B | 0190E017 | 2021-06-03 | 2020-09-02 | PHILAGANAN
0190-011-291 | 51843 | 0190-MLK-PRO-NDC-GLCSTOTNK02 | PM03 | 301 | 52W Cal of 1C4-WI-005 | NDC Glucose Storage Tank C | B | 0190E017 | 2021-06-17 | 2020-09-02 | PHBASALEN
0190-011-290 | 51984 | 0190-MLK-PRO-NDC-GLCSTOTNK02 | PM03 | 301 | 52W Cal of 1C4-TT-03.02 | NDC Glucose Storage Tank C | B | 0190E017 | 2021-06-03 | 2020-09-02 | PHILAGANAN
0190-011-289 | 51820 | 0190-MLK-PRO-TBA-INLNWEGH02 | PM03 | 301 | 52W Cal of 1C4-TS-04.06 BC | Milk Totebin In-line Weigher Hopper C | B | 0190E017 | 2021-06-03 | 2020-09-02 | PHILAGANAN
0190-011-288 | 51820 | 0190-MLK-PRO-TBA-INLNWEGH02 | PM03 | 301 | 52W Cal of 1C4-TS-04.06 AC | Milk Totebin In-line Weigher Hopper C | B | 0190E017 | 2021-06-03 | 2020-09-02 | PHILAGANAN
0190-011-287 | 565519 | 0190-MLK-PRO-NDC-GLCSTOTNK02 | PM03 | 301 | 52W Cal of 1C4-LIT-03.03 | NDC Glucose Storage Tank C | B | 0190E017 | 2021-06-03 | 2020-09-02 | PHILAGANAN
0190-011-286 | 51982 | 0190-MLK-PRO-CMN-TIPCMN03 | PM03 | 301 | 52W Cal of 1C1-PIT-15.16 | Milks 3L/SNF Tipping Facilities | B | 0190E017 | 2021-06-03 | 2020-09-02 | PHILAGANAN
0190-011-285 | 51843 | 0190-MLK-PRO-DSB-RAWSLO02 | PM03 | 301 | 52W Cal of 1B5-WIT-01.04 | Diss Raw Material Silo B2 | B | 0190E017 | 2021-06-03 | 2020-09-02 | PHILAGANAN
0190-011-284 | 51843 | 0190-MLK-PRO-DSB-3LSNFS01 | PM03 | 301 | 52W Cal of 1B5-WIT-01.03 | Diss Raw Material Silo B1 | B | 0190E017 | 2021-06-03 | 2020-09-02 | PHILAGANAN
0190-011-283 | 51843 | 0190-MLK-PRO-TBA-INLNWEGH02 | PM03 | 301 | 52W Cal of 1B4-WIT-04.06 | Milk Totebin In-line Weigher Hopper C | B | 0190E017 | 2021-06-03 | 2020-09-02 | PHILAGANAN
0190-011-282 | 51843 | 0190-MLK-PRO-NDC-GLCSTOTNK01 | PM03 | 301 | 52W Cal of 1B4-WI-02.28 | NDC Glucose Storage Tank B | B | 0190E017 | 2021-06-03 | 2020-09-02 | PHILAGANAN
0190-011-281 | 51820 | 0190-MLK-PRO-TBA-INLNWEGH02 | PM03 | 301 | 52W Cal of 1B4-TW-04.06 BB | Milk Totebin In-line Weigher Hopper C | B | 0190E017 | 2021-06-03 | 2020-09-02 | PHILAGANAN
0190-011-280 | 51820 | 0190-MLK-PRO-TBA-INLNWEGH02 | PM03 | 301 | 52W Cal of 1B4-TW-04.06 AB | Milk Totebin In-line Weigher Hopper C | B | 0190E017 | 2021-06-03 | 2020-09-02 | PHILAGANAN
0190-011-279 | 51984 | 0190-MLK-PRO-NDC-GLCSTOTNK01 | PM03 | 301 | 52W Cal of 1B4-TIT-02.02 | NDC Glucose Storage Tank B | B | 0190E017 | 2021-06-03 | 2020-09-02 | PHILAGANAN
0190-011-278 | 565519 | 0190-MLK-PRO-NDC-GLCSTOTNK01 | PM03 | 301 | 52W Cal of 1B4-LIT-02.03 | NDC Glucose Storage Tank B | B | 0190E017 | 2021-06-03 | 2020-09-02 | PHILAGANAN
0190-011-277 | 51982 | 0190-MLK-PRO-TPC-3LSNDP01 | PM03 | 301 | 52W Cal of 1B1-PIT-5.16 | 3L/SNF Tipping C Dense Phase | C | 0190E017 | 2021-06-03 | 2020-09-02 | PHILAGANAN
0190-011-276 | 61179 | 0190-MLK-PRO-WPB-SHPPMP01 | PM03 | 301 | 52W Cal of 1B1-PS-001 | SNF B High Pressure Pump | B | 0190E017 | 2021-06-03 | 2020-09-02 | PHILAGANAN
0190-011-275 | 549796 | 0190-MLK-PRO-WPB-3LHPMP01-CYLNDRASSY | PM03 | 307 | 26WKS Inlet/Discharge Valve Inspection | 3L-B HOMO Cylinder Assy | A | 0190E005 | 2020-09-18 | 2019-02-07 | PHBASALEN
0190-011-275 | 549796 | 0190-MLK-PRO-WPB-3LHPMP02-CYLNDRASSY | PM03 | 307 | 26WKS Inlet/Discharge Valve Inspection | 3L-B HPP Cylinder Assy | B | 0190E005 | 2020-09-18 | 2019-02-07 | PHBASALEN
0190-011-275 | 549796 | 0190-MLK-PRO-WPB-SHPPMP01-CYLNDRASSY | PM03 | 307 | 26WKS Inlet/Discharge Valve Inspection | SNF-B HPP Homo Cylinder Assy | B | 0190E005 | 2020-09-18 | 2019-02-07 | PHBASALEN
0190-011-275 | 549796 | 0190-MLK-PRO-WPB-SNFHOM01-CYLNDRASSY | PM03 | 307 | 26WKS Inlet/Discharge Valve Inspection | SNF-B HOMO Cylinder Block Assembly | B | 0190E005 | 2020-09-18 | 2019-02-07 | PHBASALEN
0190-011-275 | 549796 | 0190-MLK-PRO-WPC-3LHPMP02-CYLNDRASSY | PM03 | 307 | 26WKS Inlet/Discharge Valve Inspection | 3L-C HPP Cylinder Assy | B | 0190E005 | 2020-09-18 | 2019-02-07 | PHBASALEN
0190-011-275 | 549796 | 0190-MLK-PRO-WPC-SHPPMP01-CYLNDRASSY | PM03 | 307 | 26WKS Inlet/Discharge Valve Inspection | SNF-C HPP Homo Cylinder Assy | B | 0190E005 | 2020-09-18 | 2019-02-07 | PHBASALEN
0190-011-275 | 549796 | 0190-MLK-PRO-WPC-SNFHOM01-CYLNDRASSY | PM03 | 307 | 26WKS Inlet/Discharge Valve Inspection | SNF-C HOMO Cylinder Assy | B | 0190E005 | 2020-09-18 | 2019-02-07 | PHBASALEN
0190-011-272 | 50636 | 0190-MLK-PRO-EGB-10RTSV01 | PM03 | 305 | 26WKS RTSV Rubber Connector Replacement | 10 Way RTSV Egron B | B | 0190E005 | 2021-03-19 | 2020-02-12 | PHILAGANAN
0190-011-272 | 50636 | 0190-MLK-PRO-EGB-6WRTSV01 | PM03 | 305 | 26WKS RTSV Rubber Connector Replacement | 6 Way RTSV Egron B | B | 0190E005 | 2021-03-19 | 2020-02-12 | PHILAGANAN
0190-011-272 | 50636 | 0190-MLK-PRO-EGC-10RTSV01 | PM03 | 305 | 26WKS RTSV Rubber Connector Replacement | 10 Way RTSV Egron C | B | 0190E005 | 2021-03-19 | 2020-02-12 | PHILAGANAN
0190-011-272 | 50636 | 0190-MLK-PRO-EGC-6WRTSV01 | PM03 | 305 | 26WKS RTSV Rubber Connector Replacement | 6 Way RTSV Egron C | B | 0190E005 | 2021-03-19 | 2020-02-12 | PHILAGANAN
0190-011-271 | 45551 | 0190-MLK-PRO-EGC-PWINCH01 | PM03 | 305 | 10Y Platform Winch Cable Replacement | Egron C Platform Winch | B | 0190E005 | 2020-11-11 | 2019-09-02 | PHBASALEN
0190-011-271 |  | 0190-MLK-PRO-EGC-PWINCH01 | PM03 | 305 | 10Y Platform Winch Cable Replacement | Egron C Platform Winch | B | 0190E005 | 2020-11-11 | 2019-09-02 | PHBASALEN
0190-011-270 | 528044 | 0190-MLK-PRO-DSB-SCAPMP02-VAC PUMP B | PM03 | 305 | 52WKS Motor Bearing Replacement | Scanima Vacuum Pump B | C | 0190E005 |  | 2019-01-04
0190-011-266 | 29636 | 0190-MLK-PRO-DSB-3LSNFS01 | PM03 | 302 | 52WKS Motor MCA Test | Diss Raw Material Silo B1 | A | 0190E006 |  | 2019-01-04
0190-011-266 | 29636 | 0190-MLK-PRO-DSB-BUFTNK01-SALT TNK AGI B | PM03 | 302 | 52WKS Motor MCA Test | Salt Buffer Tank Agitator B | C | 0190E006 |  | 2019-01-04
0190-011-266 | 29636 | 0190-MLK-PRO-DSB-BUFTNK01-SALTTANK PMP B | PM03 | 302 | 52WKS Motor MCA Test | Salt Buffer Tank Discharge Pump B | C | 0190E006 |  | 2019-01-04
0190-011-266 | 29636 | 0190-MLK-PRO-DSB-BUFTNK02-MALTO TNK AG B | PM03 | 302 | 52WKS Motor MCA Test | Malto Buffer Tank Agitator B | C | 0190E006 |  | 2019-01-04
0190-011-266 | 29636 | 0190-MLK-PRO-DSB-BUFTNK02-MALTO TNK PMP | PM03 | 302 | 52WKS Motor MCA Test | Malto Buffer Tank Discharge Pump B | C | 0190E006 |  | 2019-01-04
0190-011-266 | 29636 | 0190-MLK-PRO-DSB-RAWSLO02 | PM03 | 302 | 52WKS Motor MCA Test | Diss Raw Material Silo B2 | A | 0190E006 |  | 2019-01-04
0190-011-266 | 29636 | 0190-MLK-PRO-DSB-SCAMXR01-DIS MOTOR B | PM03 | 302 | 52WKS Motor MCA Test | Scanima Mixer Drive Motor B | C | 0190E006 |  | 2019-01-04
0190-011-266 | 29636 | 0190-MLK-PRO-DSB-SCAPMP01-DIS PUMP B | PM03 | 302 | 52WKS Motor MCA Test | Scanima Discharge Pump B | C | 0190E006 |  | 2019-01-04
0190-011-266 | 29636 | 0190-MLK-PRO-DSB-SCAPMP02-VAC PUMP B | PM03 | 302 | 52WKS Motor MCA Test | Scanima Vacuum Pump B | C | 0190E006 |  | 2019-01-04
0190-011-266 | 29636 | 0190-MLK-PRO-DSB-SLTNK01-DIS DISCH PMP B | PM03 | 302 | 52WKS Motor MCA Test | Salt Dissolver Discharge Pump B | C | 0190E006 |  | 2019-01-04
0190-011-266 | 29636 | 0190-MLK-PRO-DSB-SLTTNK01-AGITATOR B | PM03 | 302 | 52WKS Motor MCA Test | Salt/Malto Solution Agitator Assembly B | C | 0190E006 |  | 2019-01-04
0190-011-265 | 511899 | 0190-MLK-PRO-DSB-MLTOTANKB-VLVDSCHRG01 | PM03 | 305 | 52WKS Valve Liner Replacement | Malto Buffer Discharge Valve | C | 0190E005 |  | 2019-01-04
0190-011-265 | 511899 | 0190-MLK-PRO-DSB-SALTTANKB-VLVDSCHRG01 | PM03 | 305 | 52WKS Valve Liner Replacement | Salt Buffer Discharge valve | C | 0190E005 |  | 2019-01-04
0190-011-265 | 511899 | 0190-MLK-PRO-DSB-SCAMXER-VLVDSCHRG01 | PM03 | 305 | 52WKS Valve Liner Replacement | Scanima Discharge Valve | C | 0190E005 |  | 2019-01-04
0190-011-265 | 511899 | 0190-MLK-PRO-DSB-SLTTNK01-VLVDSCHRG01 | PM03 | 305 | 52WKS Valve Liner Replacement | Salt & Malto Dissolver Discharge Valve | C | 0190E005 |  | 2019-01-04
0190-011-264 | 29631 | 0190-MLK-PRO-DSB-BUFTNK01-SALT TNK AGI B | PM03 | 303 | 52WKS Agitator Change Oil | Salt Buffer Tank Agitator B | C | 0190E005 |  | 2019-01-04
0190-011-264 | 29631 | 0190-MLK-PRO-DSB-BUFTNK02-MALTO TNK AG B | PM03 | 303 | 52WKS Agitator Change Oil | Malto Buffer Tank Agitator B | C | 0190E005 |  | 2019-01-04
0190-011-264 | 29631 | 0190-MLK-PRO-DSB-SLTTNK01-AGITATOR B | PM03 | 303 | 52WKS Agitator Change Oil | Salt/Malto Solution Agitator Assembly B | C | 0190E005 |  | 2019-01-04
0190-011-263 | 541820 | 0190-MLK-PRO-EGC-VACHPR01-VALVE03 | PM03 | 305 | 26WKS Valve Assembly Overhauling | Nucon C Valve 03 | B | 0190E005 | 2020-09-18 | 2018-06-22 | PHBASALEN
0190-011-263 | 541820 | 0190-MLK-PRO-EGC-VACHPR01-VALVE08 | PM03 | 305 | 26WKS Valve Assembly Overhauling | Nucon C Valve 08 | B | 0190E005 | 2020-09-18 | 2018-06-22 | PHBASALEN
0190-011-263 | 541820 | 0190-MLK-PRO-EGC-VACHPR01-VALVE09 | PM03 | 305 | 26WKS Valve Assembly Overhauling | Nucon C Valve 09 | B | 0190E005 | 2020-09-18 | 2018-06-22 | PHBASALEN
0190-011-263 | 541820 | 0190-MLK-PRO-EGC-VACHPR01-VALVE10 | PM03 | 305 | 26WKS Valve Assembly Overhauling | Nucon C Valve 10 | B | 0190E005 | 2020-09-18 | 2018-06-22 | PHBASALEN
0190-011-263 | 541820 | 0190-MLK-PRO-EGC-VACHPR01-VALVE22 | PM03 | 305 | 26WKS Valve Assembly Overhauling | Nucon C Valve 22 | B | 0190E005 | 2020-09-18 | 2018-06-22 | PHBASALEN
0190-011-262 | 541820 | 0190-MLK-PRO-EGC-FDPSYS01-VALVE95 | PM03 | 305 | 26WKS Valve Assembly Overhauling | Fines Dense Phase Inlet Valve | B | 0190E005 |  | 2018-06-22
0190-011-262 | 541820 | 0190-MLK-PRO-EGC-FDPSYS01-VALVE97 | PM03 | 305 | 26WKS Valve Assembly Overhauling | Fines Dense Phase Outlet Valve | B | 0190E005 |  | 2018-06-22
0190-011-262 | 541820 | 0190-MLK-PRO-EGC-PICHPR01-VALVE03 | PM03 | 305 | 26WKS Valve Assembly Overhauling | Pick-Up Hopper Discharge Valve V03 | B | 0190E005 |  | 2018-06-22
0190-011-262 | 541820 | 0190-MLK-PRO-EGC-PICHPR01-VALVE05 | PM03 | 305 | 26WKS Valve Assembly Overhauling | Pick-Up Hopper Diaphragm Valve | B | 0190E005 |  | 2018-06-22
0190-011-261 | 541820 | 0190-MLK-PRO-EGC-PRSPOT01-VALBE33 | PM03 | 305 | 26WKS Valve Assembly Overhauling | Pressure Pot Discharge Valve | B | 0190E005 |  | 2018-06-22
0190-011-261 | 541820 | 0190-MLK-PRO-EGC-PRSPOT01-VALVE32 | PM03 | 305 | 26WKS Valve Assembly Overhauling | Pressure Pot Inlet Valve | B | 0190E005 |  | 2018-06-22
0190-011-261 | 541820 | 0190-MLK-PRO-EGC-PRSPOT01-VALVE34 | PM03 | 305 | 26WKS Valve Assembly Overhauling | Pressure Pot Iqualizing Valve | B | 0190E005 |  | 2018-06-22
0190-011-261 | 541820 | 0190-MLK-PRO-EGC-SURHPR01-VALVE86 | PM03 | 305 | 26WKS Valve Assembly Overhauling | Surge Hopper Discharge Valve | B | 0190E005 |  | 2018-06-22
0190-011-261 | 541820 | 0190-MLK-PRO-EGC-TOTHPR01-VALVE15 | PM03 | 305 | 26WKS Valve Assembly Overhauling | Totebin Recieving Discharge Valve01 | B | 0190E005 |  | 2018-06-22
0190-011-261 | 541820 | 0190-MLK-PRO-EGC-TOTHPR01-VALVE16 | PM03 | 305 | 26WKS Valve Assembly Overhauling | Totebin Recieving Discharge Valve02 | B | 0190E005 |  | 2018-06-22
0190-011-261 | 541820 | 0190-MLK-PRO-TBA-INLNWEGH02-VALVE31 | PM03 | 305 | 26WKS Valve Assembly Overhauling | In-line Weigher Hopper Inlet Valve | B | 0190E005 |  | 2018-06-22
0190-011-261 | 541820 | 0190-MLK-PRO-TBA-INLNWEGH02-VALVE87 | PM03 | 305 | 26WKS Valve Assembly Overhauling | In-line Weigher Hopper Equalizing Valve | B | 0190E005 |  | 2018-06-22
0190-011-260 | 541820 | 0190-MLK-PRO-EGC-DRPCHT01-VALVE20 | PM03 | 305 | 26WKS Valve Assembly Overhauling | Drop Chute Valve - 20 | B | 0190E005 |  | 2018-06-22
0190-011-260 | 541820 | 0190-MLK-PRO-EGC-DRPCHT01-VALVE21 | PM03 | 305 | 26WKS Valve Assembly Overhauling | Drop Chute Valve - 21 | B | 0190E005 |  | 2018-06-22
0190-011-260 | 541820 | 0190-MLK-PRO-EGC-DRPCHT01-VALVE22 | PM03 | 305 | 26WKS Valve Assembly Overhauling | Drop Chute Vent Valve V22 | B | 0190E005 |  | 2018-06-22
0190-011-259 | 541820 | 0190-MLK-PRO-EGB-VACHPR01-VALVE010 | PM03 | 305 | 26WKS Valve Assembly Overhauling | Nucon B Valve 10 | B | 0190E005 | 2020-09-18 | 2018-06-22 | PHBASALEN
0190-011-259 | 541820 | 0190-MLK-PRO-EGB-VACHPR01-VALVE03 | PM03 | 305 | 26WKS Valve Assembly Overhauling | Nucon B Valve 03 | B | 0190E005 | 2020-09-18 | 2018-06-22 | PHBASALEN
0190-011-259 | 541820 | 0190-MLK-PRO-EGB-VACHPR01-VALVE08 | PM03 | 305 | 26WKS Valve Assembly Overhauling | Nucon B Valve 08 | B | 0190E005 | 2020-09-18 | 2018-06-22 | PHBASALEN
0190-011-259 | 541820 | 0190-MLK-PRO-EGB-VACHPR01-VALVE09 | PM03 | 305 | 26WKS Valve Assembly Overhauling | Nucon B Valve 09 | B | 0190E005 | 2020-09-18 | 2018-06-22 | PHBASALEN
0190-011-259 | 541820 | 0190-MLK-PRO-EGB-VACHPR01-VALVE22 | PM03 | 305 | 26WKS Valve Assembly Overhauling | Nucon B Valve 22 | B | 0190E005 | 2020-09-18 | 2018-06-22 | PHBASALEN
0190-011-258 | 541820 | 0190-MLK-PRO-EGB-FDPSYS01-VALVE95 | PM03 | 305 | 26WKS Valve Assembly Overhauling | Fines Dense Phase Inlet Valve | B | 0190E005 | 2020-09-18 | 2018-06-22 | PHBASALEN
0190-011-258 | 541820 | 0190-MLK-PRO-EGB-FDPSYS01-VALVE97 | PM03 | 305 | 26WKS Valve Assembly Overhauling | Fines Dense Phase Outlet Valve | B | 0190E005 | 2020-09-18 | 2018-06-22 | PHBASALEN
0190-011-258 | 541820 | 0190-MLK-PRO-EGB-PICHPR01-VALVE03 | PM03 | 305 | 26WKS Valve Assembly Overhauling | Pick-Up Hopper Discharge Valve V03 | C | 0190E005 | 2020-09-18 | 2018-06-22 | PHBASALEN
0190-011-258 | 541820 | 0190-MLK-PRO-EGB-PICHPR01-VALVE05 | PM03 | 305 | 26WKS Valve Assembly Overhauling | Pick-Up Hopper Diaphragm Valve | B | 0190E005 | 2020-09-18 | 2018-06-22 | PHBASALEN
0190-011-257 | 541820 | 0190-MLK-PRO-EGB-PRSPOT01-VALVE32 | PM03 | 305 | 26WKS Valve Assembly Overhauling | Pressure Pot Inlet Valve | B | 0190E005 |  | 2018-06-22
0190-011-257 | 541820 | 0190-MLK-PRO-EGB-PRSPOT01-VALVE33 | PM03 | 305 | 26WKS Valve Assembly Overhauling | Pressure Pot Discharge Valve | B | 0190E005 |  | 2018-06-22
0190-011-257 | 541820 | 0190-MLK-PRO-EGB-PRSPOT01-VALVE34 | PM03 | 305 | 26WKS Valve Assembly Overhauling | Pressure Pot Iqualizing Valve | B | 0190E005 |  | 2018-06-22
0190-011-257 | 541820 | 0190-MLK-PRO-EGB-SURHPR01-VALVE86 | PM03 | 305 | 26WKS Valve Assembly Overhauling | Surge Hopper Discharge Valve | B | 0190E005 |  | 2018-06-22
0190-011-257 | 541820 | 0190-MLK-PRO-TBA-COMMON-VALVE15 | PM03 | 305 | 26WKS Valve Assembly Overhauling | Totebin Recieving Discharge Valve01 | B | 0190E005 |  | 2018-06-22
0190-011-257 | 541820 | 0190-MLK-PRO-TBA-COMMON-VALVE16 | PM03 | 305 | 26WKS Valve Assembly Overhauling | Totebin Recieving Discharge Valve02 | B | 0190E005 |  | 2018-06-22
0190-011-257 | 541820 | 0190-MLK-PRO-TBA-INLNWEGH01-VALVE31 | PM03 | 305 | 26WKS Valve Assembly Overhauling | In-line Weigher Hopper Inlet Valve | B | 0190E005 |  | 2018-06-22
0190-011-257 | 541820 | 0190-MLK-PRO-TBA-INLNWEGH01-VALVE87 | PM03 | 305 | 26WKS Valve Assembly Overhauling | In-line Weigher Hopper Equalizing Valve | B | 0190E005 |  | 2018-06-22
0190-011-256 | 541820 | 0190-MLK-PRO-EGB-DRPCHT01-VALVE20 | PM03 | 305 | 26WKS Valve Assembly Overhauling | Drop Chute Valve-20 | B | 0190E005 | 2020-09-18 | 2018-06-22 | PHBASALEN
0190-011-256 | 541820 | 0190-MLK-PRO-EGB-DRPCHT01-VALVE21 | PM03 | 305 | 26WKS Valve Assembly Overhauling | Drop Chute Valve-21 | B | 0190E005 | 2020-09-18 | 2018-06-22 | PHBASALEN
0190-011-256 | 541820 | 0190-MLK-PRO-EGB-DRPCHT01-VALVE22 | PM03 | 305 | 26WKS Valve Assembly Overhauling | Drop Chute Valve V22 | B | 0190E005 | 2020-09-18 | 2018-06-22 | PHBASALEN
0190-011-255 | 541410 | 0190-MLK-PRO-TPC-3LDVRTRVLV | PM03 | 307 | 18WKS Cleaning of Housing | 3L Silo Diverter Valve C | B | 0190E020 |  | 2018-05-29
0190-011-255 | 541410 | 0190-MLK-PRO-TPC-3RLDIV01 | PM03 | 307 | 18WKS Cleaning of Housing | 3L/SNF Diverter Valve C | B | 0190E020 | 2018-05-29 | 2018-05-29 | PHBASALEN
0190-011-254 | 541410 | 0190-MLK-PRO-TPB-3LDVRTRVLVE | PM03 | 307 | 18WKS Cleaning of Housing | 3L Silo Diverter Valve B | B | 0190E020 |  | 2018-05-29
0190-011-254 | 541410 | 0190-MLK-PRO-TPB-3RLDIV01 | PM03 | 307 | 18WKS Cleaning of Housing | 3L/SNF Diverter Valve B | B | 0190E020 | 2018-05-29 | 2018-05-29 | PHBASALEN
0190-011-253 | 541410 | 0190-MLK-PRO-CMC-2WAYDVTRVALVE | PM03 | 307 | 18WKS Cleaning of Housing | CTS MSK Tipping Diverter Valve - C | B | 0190E020 | 2018-05-29 | 2018-05-29 | PHBASALEN
0190-011-252 | 541410 | 0190-MLK-PRO-CMB-2WAYDVTRVALVE | PM03 | 307 | 18WKS Cleaning of Housing | CTS MSK Tipping Diverter Valve - B | B | 0190E005 | 2018-05-29 | 2018-05-29 | PHBASALEN
0190-011-251 | 541410 | 0190-MLK-PRO-EGC-2WAYPDTVALVE | PM03 | 307 | 18WKS Cleaning of Housing | BF5 Diverter Valve | B | 0190E005 | 2021-03-19 | 2018-05-29 | PHILAGANAN
0190-011-250 | 541411 | 0190-MLK-PRO-TPC-3LDVRTRVLV | PM03 | 305 | 104WKS Static Seal Replacement | 3L Silo Diverter Valve C | B | 0190E005 |  | 2018-05-29
0190-011-250 | 541411 | 0190-MLK-PRO-TPC-3RLDIV01 | PM03 | 305 | 104WKS Static Seal Replacement | 3L/SNF Diverter Valve C | B | 0190E005 |  | 2018-05-29
0190-011-249 | 541411 | 0190-MLK-PRO-TPB-3LDVRTRVLVE | PM03 | 305 | 104WKS Static Seal Replacement | 3L Silo Diverter Valve B | B | 0190E005 | 2021-03-19 | 2018-05-29 | PHILAGANAN
0190-011-249 | 541411 | 0190-MLK-PRO-TPB-3RLDIV01 | PM03 | 305 | 104WKS Static Seal Replacement | 3L/SNF Diverter Valve B | B | 0190E005 | 2021-03-19 | 2018-05-29 | PHILAGANAN
0190-011-248 | 541411 | 0190-MLK-PRO-CMC-2WAYDVTRVALVE | PM03 | 305 | 104WKS Static Seal Replacement | CTS MSK Tipping Diverter Valve - C | B | 0190E005 |  | 2018-05-29
0190-011-247 | 541411 | 0190-MLK-PRO-CMB-2WAYDVTRVALVE | PM03 | 305 | 104WKS Static Seal Replacement | CTS MSK Tipping Diverter Valve - B | B | 0190E005 | 2018-05-29 | 2018-05-29 | PHBASALEN
0190-011-246 | 537716 | 0190-MLK-FNP-L11-SIFDFS01 | PM03 | 307 | 52WKS Magnet Validation | NUCON Sifter Conveyor Line 11 | C | 0190E007 | 2020-09-18 | 2018-03-19 | PHBASALEN
0190-011-246 | 537716 | 0190-MLK-FNP-L12-SIFDFS01 | PM03 | 307 | 52WKS Magnet Validation | NUCON Sifter Conveyor Line 12 | C | 0190E007 | 2020-09-18 | 2018-03-19 | PHBASALEN
0190-011-246 | 537716 | 0190-MLK-PRO-CMB-MAGNET01 | PM03 | 307 | 52WKS Magnet Validation | CTS MSK Tipping B Magnet | B | 0190E005 | 2020-09-18 | 2018-03-19 | PHBASALEN
0190-011-246 | 537716 | 0190-MLK-PRO-CMC-MAGNET01 | PM03 | 307 | 52WKS Magnet Validation | CTS MSK Tipping C Magnet | B | 0190E005 | 2020-09-18 | 2018-03-19 | PHBASALEN
0190-011-246 | 537716 | 0190-MLK-PRO-DSB-MAGNET01 | PM03 | 307 | 52WKS Magnet Validation | 3L Dissolving Magnet System | A | 0190E005 | 2020-09-18 | 2018-03-19 | PHBASALEN
0190-011-246 | 537716 | 0190-MLK-PRO-DSC-MAGNET01 | PM03 | 307 | 52WKS Magnet Validation | 3L Dissolving Magnet System | A | 0190E005 | 2020-09-18 | 2018-03-19 | PHBASALEN
0190-011-246 | 537716 | 0190-MLK-PRO-EGB-SURHPR01-MAGNET01 | PM03 | 307 | 52WKS Magnet Validation | Surge Hopper Magnet System | A | 0190E005 | 2020-09-18 | 2018-03-19 | PHBASALEN
0190-011-246 | 537716 | 0190-MLK-PRO-EGB-TOTHPR01-MAGNET01 | PM03 | 307 | 52WKS Magnet Validation | ToreBin Hopper Magnet System | A | 0190E005 | 2020-09-18 | 2018-03-19 | PHBASALEN
0190-011-246 | 537716 | 0190-MLK-PRO-EGC-SURHPR01-MAGNET01 | PM03 | 307 | 52WKS Magnet Validation | Surge Hopper Magnet System | A | 0190E005 | 2020-09-18 | 2018-03-19 | PHBASALEN
0190-011-246 | 537716 | 0190-MLK-PRO-EGC-TOTHPR01-MAGNET01 | PM03 | 307 | 52WKS Magnet Validation | ToreBin Hopper Magnet System | A | 0190E005 | 2020-09-18 | 2018-03-19 | PHBASALEN
0190-011-246 | 537716 | 0190-MLK-PRO-TMB-MAGNET01 | PM03 | 307 | 52WKS Magnet Validation | CTS Malto Tipping B Magnet | B | 0190E005 | 2020-09-18 | 2018-03-19 | PHBASALEN
0190-011-246 | 537716 | 0190-MLK-PRO-TMC-MAGNET01 | PM03 | 307 | 52WKS Magnet Validation | CTS Malto Tipping C Magnet | B | 0190E005 | 2020-09-18 | 2018-03-19 | PHBASALEN
0190-011-246 | 537716 | 0190-MLK-PRO-WPB-SCAMXR01-MAGNET01 | PM03 | 307 | 52WKS Magnet Validation | SNF Dissolving Magnet System | A | 0190E005 | 2020-09-18 | 2018-03-19 | PHBASALEN
0190-011-246 | 537716 | 0190-MLK-PRO-WPC-SCAMXR01-MAGNET01 | PM03 | 307 | 52WKS Magnet Validation | SNF Dissolving Magnet System | A | 0190E005 | 2020-09-18 | 2018-03-19 | PHBASALEN
0190-011-245 | 536988 | 0190-MLK-PRO-EGB-POWSIF01-VIBROMTR02 | PM03 | 305 | 520WKS Vibro Motor Assy Replacement | Powder Sifter Vibro Motor 02 | B | 0190E005 | 2020-09-18 | 2018-02-27 | PHBASALEN
0190-011-244 | 536988 | 0190-MLK-PRO-EGB-POWSIF01-VIBROMTR01 | PM03 | 305 | 520WKS Vibro Motor Assy Replacement | Powder Sifter Vibro Motor 01 | B | 0190E006 | 2020-09-18 | 2018-02-27 | PHBASALEN
0190-011-243 | 536988 | 0190-MLK-PRO-EGC-POWSIF01-VIBROMTR02 | PM03 | 305 | 520WKS Vibro Motor Assy Replacement | Powder Sifter Vibro Motor 02 | B | 0190E006 |  | 2018-02-27
0190-011-242 | 536988 | 0190-MLK-PRO-EGC-POWSIF01-VIBROMTR01 | PM03 | 305 | 520WKS Vibro Motor Assy Replacement | Powder Sifter Vibro Motor 01 | B | 0190E006 |  | 2018-02-27
0190-011-241 | 63986 | 0190-MLK-PRO-WPB-STEDIS01-PRSSRLFVLV003 | PM03 | 301 | 52WKS Relief Valve Calibration | Wet Pro B Steam Header PRV-003 | A | 0190E005 | 2021-06-03 | 2018-01-26 | PHILAGANAN
0190-011-241 | 63986 | 0190-MLK-PRO-WPC-STEDIS01-PRSSRLFVLV001 | PM03 | 301 | 52WKS Relief Valve Calibration | Wet Pro C Steam Header PRV-001 | A | 0190E005 | 2021-06-03 | 2018-01-26 | PHILAGANAN
0190-011-240 | 533809 | 0190-MLK-PRO-EGB-ADRFAN01-DRIVEMOTOR01 | PM03 | 305 | 260WKS Motor Bearing Replacement | Force Fan-B Drive Motor01 | B | 0190E006 | 2017-11-15 | 2017-11-15 | PHBASALEN
0190-011-240 | 533809 | 0190-MLK-PRO-EGC-ADRFAN01-DRIVEMOTOR01 | PM03 | 305 | 260WKS Motor Bearing Replacement | Force Fan-C Drive Motor01 | B | 0190E006 | 2017-11-15 | 2017-11-15 | PHBASALEN
0190-011-239 | 533809 | 0190-MLK-PRO-EGB-COLFAN01-DRIVEMOTOR01 | PM03 | 305 | 260WKS Motor Bearing Replacement | Cooling Fan-B Drive Motor01 | B | 0190E006 | 2017-11-15 | 2017-11-15 | PHBASALEN
0190-011-239 | 533809 | 0190-MLK-PRO-EGC-COLFAN01-DRIVEMOTOR01 | PM03 | 305 | 260WKS Motor Bearing Replacement | Cooling Fan-C Drive Motor01 | B | 0190E005 | 2017-11-15 | 2017-11-15 | PHBASALEN
0190-011-238 | 533809 | 0190-MLK-PRO-EGB-EXHFAN03-DRIVEMOTOR03 | PM03 | 305 | 260WKS Motor Bearing Replacement | Exhaust Fan-B Drive Motor03 | B | 0190E006 | 2017-11-15 | 2017-11-15 | PHBASALEN
0190-011-238 | 533809 | 0190-MLK-PRO-EGC-EXHFAN03-DRIVEMOTOR03 | PM03 | 305 | 260WKS Motor Bearing Replacement | Exhaust Fan-C Drive Motor03 | A | 0190E005 | 2017-11-15 | 2017-11-15 | PHBASALEN
0190-011-237 | 533809 | 0190-MLK-PRO-EGC-SEAFAN01-DRIVEMOTOR01 | PM03 | 305 | 260WKS Motor Bearing Replacement | SecAir Fan-C Drive Motor01 | B | 0190E006 | 2017-11-15 | 2017-11-15 | PHBASALEN
0190-011-237 | 533809 | 0190-MLK-PRO-EGC-SECFAN02-DRIVEMOTOR02 | PM03 | 305 | 260WKS Motor Bearing Replacement | SecAir Fan-C Drive Motor02 | C | 0190E005 | 2017-11-15 | 2017-11-15 | PHBASALEN
0190-011-236 | 533809 | 0190-MLK-PRO-EGB-SEAFAN01-DRIVEMOTOR01 | PM03 | 305 | 260WKS Motor Bearing Replacement | SecAir Fan-B Drive Motor01 | B | 0190E006 | 2017-11-15 | 2017-11-15 | PHBASALEN
0190-011-236 | 533809 | 0190-MLK-PRO-EGB-SECFAN02-DRIVEMOTOR02 | PM03 | 305 | 260WKS Motor Bearing Replacement | SecAir Fan-B Drive Motor02 | C | 0190E006 | 2017-11-15 | 2017-11-15 | PHBASALEN
0190-011-235 | 533809 | 0190-MLK-PRO-EGC-ACOFAN01-DRIVEMOTOR01 | PM03 | 305 | 260WKS Motor Bearing Replacement | Force Fan-C Drive Motor01 | B | 0190E005 | 2017-11-15 | 2017-11-15 | PHBASALEN
0190-011-235 | 533809 | 0190-MLK-PRO-EGC-ACOFAN02-DRIVEMOTOR02 | PM03 | 305 | 260WKS Motor Bearing Replacement | Force Fan-C Drive Motor02 | B | 0190E006 | 2017-11-15 | 2017-11-15 | PHBASALEN
0190-011-234 | 533809 | 0190-MLK-PRO-EGB-ACOFAN01-DRIVEMOTOR01 | PM03 | 305 | 260WKS Motor Bearing Replacement | Force Fan-B Drive Motor01 | B | 0190E006 | 2017-11-15 | 2017-11-15 | PHBASALEN
0190-011-234 | 533809 | 0190-MLK-PRO-EGB-ACOFAN02-DRIVEMOTOR02 | PM03 | 305 | 260WKS Motor Bearing Replacement | Force Fan-B Drive Motor02 | B | 0190E006 | 2017-11-15 | 2017-11-15 | PHBASALEN
0190-011-233 | 533809 | 0190-MLK-PRO-EGB-VACPMP01-DRIVEMOTOR01 | PM03 | 305 | 260WKS Motor Bearing Replacement | Vacuum Pump-B Drive Motor01 | B | 0190E006 | 2017-11-15 | 2017-11-15 | PHBASALEN
0190-011-233 | 533809 | 0190-MLK-PRO-EGB-VACPMP02-DRIVEMOTOR02 | PM03 | 305 | 260WKS Motor Bearing Replacement | Vacuum Pump-B Drive Motor02 | B | 0190E006 | 2017-11-15 | 2017-11-15 | PHBASALEN
0190-011-232 | 533809 | 0190-MLK-PRO-EGC-VACPMP01-DRIVEMOTOR01 | PM03 | 305 | 260WKS Motor Bearing Replacement | Vacuum Pump-C Drive Motor01 | B | 0190E005 | 2017-11-15 | 2017-11-15 | PHBASALEN
0190-011-232 | 533809 | 0190-MLK-PRO-EGC-VACPMP02-DRIVEMOTOR02 | PM03 | 305 | 260WKS Motor Bearing Replacement | Vacuum Pump-C Drive Motor02 | B | 0190E005 | 2017-11-15 | 2017-11-15 | PHBASALEN
0190-011-231 | 533809 | 0190-MLK-PRO-EGC-MSKBLW03-DRIVEMOTOR03 | PM03 | 305 | 260WKS Motor Bearing Replacement | MSK Blower-C Drive Motor03 | B | 0190E006 | 2017-11-15 | 2017-11-15 | PHBASALEN
0190-011-231 | 533809 | 0190-MLK-PRO-EGC-MSKBLW04-DRIVEMOTOR04 | PM03 | 305 | 260WKS Motor Bearing Replacement | MSK Blower-C Drive Motor04 | B | 0190E006 | 2017-11-15 | 2017-11-15 | PHBASALEN
0190-011-230 | 533809 | 0190-MLK-PRO-EGC-BLWBCK01-DRIVEMOTOR01 | PM03 | 305 | 260WKS Motor Bearing Replacement | BB1 Blower-C Drive Motor01 | B | 0190E006 | 2017-11-15 | 2017-11-15 | PHBASALEN
0190-011-230 | 533809 | 0190-MLK-PRO-EGC-BLWBCK02-DRIVEMOTOR02 | PM03 | 305 | 260WKS Motor Bearing Replacement | BB2 Blower-C Drive Motor02 | B | 0190E006 | 2017-11-15 | 2017-11-15 | PHBASALEN
0190-011-229 | 533809 | 0190-MLK-PRO-EGB-MSKBLW03-DRIVEMOTOR03 | PM03 | 305 | 260WKS Motor Bearing Replacement | MSK Blower-B Drive Motor03 | B | 0190E006 | 2017-11-15 | 2017-11-15 | PHBASALEN
0190-011-229 | 533809 | 0190-MLK-PRO-EGB-MSKBLW04-DRIVEMOTOR04 | PM03 | 305 | 260WKS Motor Bearing Replacement | MSK Blower-B Drive Motor04 | B | 0190E006 | 2017-11-15 | 2017-11-15 | PHBASALEN
0190-011-228 | 533809 | 0190-MLK-PRO-EGB-BLWBCK01-DRIVEMOTOR01 | PM03 | 305 | 260WKS Motor Bearing Replacement | BB1 Blower-B Drive Motor01 | B | 0190E006 | 2017-11-15 | 2017-11-15 | PHBASALEN
0190-011-228 | 533809 | 0190-MLK-PRO-EGB-BLWBCK02-DRIVEMOTOR02 | PM03 | 305 | 260WKS Motor Bearing Replacement | BB2 Blower-B Drive Motor02 | B | 0190E006 | 2017-11-15 | 2017-11-15 | PHBASALEN
0190-011-227 | 533809 | 0190-MLK-PRO-EGB-EXHFAN01-DRIVEMOTOR01 | PM03 | 305 | 260WKS Motor Bearing Replacement | Exhaust Fan-B Drive Motor01 | B | 0190E006 | 2017-11-15 | 2017-11-15 | PHBASALEN
0190-011-227 | 533809 | 0190-MLK-PRO-EGB-EXHFAN02-DRIVEMOTOR02 | PM03 | 305 | 260WKS Motor Bearing Replacement | Exhaust Fan-B Drive Motor02 | B | 0190E006 | 2017-11-15 | 2017-11-15 | PHBASALEN
0190-011-226 | 533809 | 0190-MLK-PRO-EGC-EXHFAN01-DRIVEMOTOR01 | PM03 | 305 | 260WKS Motor Bearing Replacement | Exhaust Fan-C Drive Motor01 | B | 0190E006 | 2017-11-15 | 2017-11-15 | PHBASALEN
0190-011-226 | 533809 | 0190-MLK-PRO-EGC-EXHFAN02-DRIVEMOTOR02 | PM03 | 305 | 260WKS Motor Bearing Replacement | Exhaust Fan-C Drive Motor02 | B | 0190E005 | 2017-11-15 | 2017-11-15 | PHBASALEN
0190-011-225 | 59867 | 0190-MLK-PRO-EGC-XSUPSS01 | PM03 | 305 | 52WK Atex Suppression System Servicing C | ATEX Suppression Bottle Safety System C | A | 0190E006 | 2019-08-22 | 2017-11-08 | PHBASALEN
0190-011-224 | 528044 | 0190-MLK-PRO-EGB-ACOBED01-VIBROMTR01 | PM03 | 305 | 52WKS Vibro Motor Overhauling/Bearing Re | AC Vibro Motor 01 | B | 0190E006 | 2017-11-08 | 2017-10-30 | PHBASALEN
0190-011-224 | 528044 | 0190-MLK-PRO-EGB-ACOBED01-VIBROMTR02 | PM03 | 305 | 52WKS Vibro Motor Overhauling/Bearing Re | AC Vibro Motor 02 | B | 0190E006 | 2017-11-08 | 2017-10-30 | PHBASALEN
0190-011-223 | 528044 | 0190-MLK-PRO-EGB-ADRBED01-VIBROMOTOR01 | PM03 | 305 | 52WKS Vibro Motor Overhauling/Bearing Re | AD Vibro Motor 01 | B | 0190E006 | 2020-09-18 | 2017-10-30 | PHBASALEN
0190-011-223 | 528044 | 0190-MLK-PRO-EGB-ADRBED01-VIBROMOTOR02 | PM03 | 305 | 52WKS Vibro Motor Overhauling/Bearing Re | AD Vibro Motor 02 | B | 0190E006 | 2020-09-18 | 2017-10-30 | PHBASALEN
0190-011-222 | 531735 | 0190-MLK-PRO-CMB-MCCPNL01-UPS01 | PM03 | 305 | 104WKS Battery Replacement | CTS Tipping B UPS | B | 0190E006 | 2019-08-16 | 2017-09-26 | PHILAGANAN
0190-011-222 | 531735 | 0190-MLK-PRO-CMC-MCCPNL01-UPS01 | PM03 | 305 | 104WKS Battery Replacement | CTS Tipping C UPS | B | 0190E006 | 2019-08-16 | 2017-09-26 | PHILAGANAN
0190-011-222 | 531735 | 0190-MLK-PRO-CMN-AUXPNL01-UPS01 | PM03 | 305 | 104WKS Battery Replacement | CTS Local Area Network UPS | B | 0190E006 | 2019-08-16 | 2017-09-26 | PHILAGANAN
0190-011-222 | 531735 | 0190-MLK-PRO-EGB-ETRMCC01-UPS01 | PM03 | 305 | 104WKS Battery Replacement | MCC Panel ETR B UPS | B | 0190E006 | 2019-08-16 | 2017-09-26 | PHILAGANAN
0190-011-222 | 531735 | 0190-MLK-PRO-EGC-ETRMCC01-UPS01 | PM03 | 305 | 104WKS Battery Replacement | MCC Panel ETR C UPS | B | 0190E006 | 2019-08-16 | 2017-09-26 | PHILAGANAN
0190-011-222 | 531735 | 0190-MLK-PRO-EML-UPS01 | PM03 | 305 | 104WKS Battery Replacement | Milks Egron Mini Lab UPS | B | 0190E006 | 2019-08-16 | 2017-09-26 | PHILAGANAN
0190-011-222 | 531735 | 0190-MLK-PRO-OHF-MCCPNL01-UPS01 | PM03 | 305 | 104WKS Battery Replacement | MCC Panel Oil Handling UPS | B | 0190E006 | 2019-08-16 | 2017-09-26 | PHILAGANAN
0190-011-222 | 531735 | 0190-MLK-PRO-WPB-MCCPNL02-UPS01 | PM03 | 305 | 104WKS Battery Replacement | MCC Panel Wet Process B UPS | B | 0190E006 | 2019-08-16 | 2017-09-26 | PHILAGANAN
0190-011-222 | 531735 | 0190-MLK-PRO-WPC-MCCPNL03-UPS01 | PM03 | 305 | 104WKS Battery Replacement | MCC Panel Wet Process C UPS | B | 0190E006 | 2019-08-16 | 2017-09-26 | PHILAGANAN
0190-011-221 | 531734 | 0190-MLK-PRO-EGB-MCCPNL01-UPS01 | PM03 | 305 | 52WKS Battery Replacement | MCC Panel Egron B UPS | A | 0190E006 | 2017-10-02 | 2017-09-26 | PHBASALEN
0190-011-221 | 531734 | 0190-MLK-PRO-EGB-SFTYSYSTMMCC-UPS01 | PM03 | 305 | 52WKS Battery Replacement | MCC Safety System UPS B | A | 0190E006 | 2017-10-02 | 2017-09-26 | PHBASALEN
0190-011-221 | 531734 | 0190-MLK-PRO-EGC-MCCPNL01-UPS01 | PM03 | 305 | 52WKS Battery Replacement | MCC Panel Egron C UPS | A | 0190E006 | 2017-10-02 | 2017-09-26 | PHBASALEN
0190-011-221 | 531734 | 0190-MLK-PRO-EGC-SFTYSYSTMMCC-UPS01 | PM03 | 305 | 52WKS Battery Replacement | MCC Safety System UPS C | A | 0190E006 | 2017-10-02 | 2017-09-26 | PHBASALEN
0190-011-220 | 531728 | 0190-MLK-PRO-EGB-SFTYSYSTMMCC-UPS01 | PM03 | 305 | 104WKS UPS Assembly Replacement | MCC Safety System UPS B | A | 0190E006 | 2017-10-02 | 2017-09-26 | PHBASALEN
0190-011-220 | 531728 | 0190-MLK-PRO-EGC-SFTYSYSTMMCC-UPS01 | PM03 | 305 | 104WKS UPS Assembly Replacement | MCC Safety System UPS C | A | 0190E006 | 2017-10-02 | 2017-09-26 | PHBASALEN
0190-011-219 | 531728 | 0190-MLK-PRO-EGB-MCCPNL01-UPS01 | PM03 | 305 | 104WKS UPS Assembly Replacement | MCC Panel Egron B UPS | A | 0190E006 | 2017-10-02 | 2017-09-26 | PHBASALEN
0190-011-219 | 531728 | 0190-MLK-PRO-EGC-MCCPNL01-UPS01 | PM03 | 305 | 104WKS UPS Assembly Replacement | MCC Panel Egron C UPS | A | 0190E006 | 2017-10-02 | 2017-09-26 | PHBASALEN
0190-011-218 | 531726 | 0190-MLK-PRO-CMB-MCCPNL01-UPS01 | PM03 | 305 | Milks Process 12W UPS Servicing | CTS Tipping B UPS | B | 0190E006 | 2018-04-06 | 2017-09-26 | PHBASALEN
0190-011-218 | 531726 | 0190-MLK-PRO-CMC-MCCPNL01-UPS01 | PM03 | 305 | Milks Process 12W UPS Servicing | CTS Tipping C UPS | B | 0190E006 | 2018-04-06 | 2017-09-26 | PHBASALEN
0190-011-218 | 531726 | 0190-MLK-PRO-CMN-AUXPNL01-UPS01 | PM03 | 305 | Milks Process 12W UPS Servicing | CTS Local Area Network UPS | B | 0190E006 | 2018-04-06 | 2017-09-26 | PHBASALEN
0190-011-218 | 531726 | 0190-MLK-PRO-EML-UPS01 | PM03 | 305 | Milks Process 12W UPS Servicing | Milks Egron Mini Lab UPS | B | 0190E006 | 2018-04-06 | 2017-09-26 | PHBASALEN
0190-011-218 | 531726 | 0190-MLK-PRO-OHF-MCCPNL01-UPS01 | PM03 | 305 | Milks Process 12W UPS Servicing | MCC Panel Oil Handling UPS | B | 0190E006 | 2018-04-06 | 2017-09-26 | PHBASALEN
0190-011-217 | 531726 | 0190-MLK-PRO-WPB-MCCPNL02-UPS01 | PM03 | 305 | Milks Process 12W UPS Servicing | MCC Panel Wet Process B UPS | B | 0190E006 | 2018-04-06 | 2017-09-26 | PHBASALEN
0190-011-217 | 531726 | 0190-MLK-PRO-WPC-MCCPNL03-UPS01 | PM03 | 305 | Milks Process 12W UPS Servicing | MCC Panel Wet Process C UPS | B | 0190E006 | 2018-04-06 | 2017-09-26 | PHBASALEN
0190-011-216 | 531726 | 0190-MLK-PRO-EGB-ETRMCC01-UPS01 | PM03 | 305 | Milks Process 12W UPS Servicing | MCC Panel ETR B UPS | B | 0190E006 | 2018-04-06 | 2017-09-26 | PHBASALEN
0190-011-216 | 531726 | 0190-MLK-PRO-EGC-ETRMCC01-UPS01 | PM03 | 305 | Milks Process 12W UPS Servicing | MCC Panel ETR C UPS | B | 0190E006 | 2018-04-06 | 2017-09-26 | PHBASALEN
0190-011-215 | 45378 | 0190-MLK-PRO-DFS-DFSILO01A | PM03 | 307 | 26WKS Hopper/Silo/Cone/Tank check up | Direct Filling Silo Line 1A | C | 0190E005 | 2021-03-09 | 2017-07-04 | PHBASALEN
0190-011-215 | 45378 | 0190-MLK-PRO-DFS-DFSILO01B | PM03 | 307 | 26WKS Hopper/Silo/Cone/Tank check up | Direct Filling Silo Line 1B | C | 0190E005 | 2021-03-09 | 2017-07-04 | PHBASALEN
0190-011-215 | 45378 | 0190-MLK-PRO-DFS-DFSILO02A | PM03 | 307 | 26WKS Hopper/Silo/Cone/Tank check up | Direct Filling Silo Line 2A | C | 0190E005 | 2021-03-09 | 2017-07-04 | PHBASALEN
0190-011-215 | 45378 | 0190-MLK-PRO-DFS-DFSILO02B | PM03 | 307 | 26WKS Hopper/Silo/Cone/Tank check up | Direct Filling Silo Line 2B | C | 0190E005 | 2021-03-09 | 2017-07-04 | PHBASALEN
0190-011-215 | 45378 | 0190-MLK-PRO-DFS-DFSILO03 | PM03 | 307 | 26WKS Hopper/Silo/Cone/Tank check up | Direct Filling Silo Line 3 | C | 0190E005 | 2021-03-09 | 2017-07-04 | PHBASALEN
0190-011-215 | 45378 | 0190-MLK-PRO-DFS-DFSILO04 | PM03 | 307 | 26WKS Hopper/Silo/Cone/Tank check up | Direct Filling Silo Line 4 | C | 0190E005 | 2021-03-09 | 2017-07-04 | PHBASALEN
0190-011-215 | 45378 | 0190-MLK-PRO-DFS-DFSILO05 | PM03 | 307 | 26WKS Hopper/Silo/Cone/Tank check up | Direct Filling Silo Line 5 | C | 0190E005 | 2021-03-09 | 2017-07-04 | PHBASALEN
0190-011-215 | 45378 | 0190-MLK-PRO-DFS-DFSILO06 | PM03 | 307 | 26WKS Hopper/Silo/Cone/Tank check up | Direct Filling Silo Line 6 | C | 0190E005 | 2021-03-09 | 2017-07-04 | PHBASALEN
0190-011-215 | 45378 | 0190-MLK-PRO-DFS-DFSILO07 | PM03 | 307 | 26WKS Hopper/Silo/Cone/Tank check up | Direct Filling Silo Line 7 | C | 0190E005 | 2021-03-09 | 2017-07-04 | PHBASALEN
0190-011-215 | 45378 | 0190-MLK-PRO-DFS-DFSILO08 | PM03 | 307 | 26WKS Hopper/Silo/Cone/Tank check up | Direct Filling Silo Line 8 | C | 0190E005 | 2021-03-09 | 2017-07-04 | PHBASALEN
0190-011-215 | 45378 | 0190-MLK-PRO-DFS-DFSILO09 | PM03 | 307 | 26WKS Hopper/Silo/Cone/Tank check up | Direct Filling Silo Line 9 | C | 0190E005 | 2021-03-09 | 2017-07-04 | PHBASALEN
0190-011-215 | 45378 | 0190-MLK-PRO-DFS-DFSILO10 | PM03 | 307 | 26WKS Hopper/Silo/Cone/Tank check up | Direct Filling Silo Line 10 | C | 0190E005 | 2021-03-09 | 2017-07-04 | PHBASALEN
0190-011-215 | 45378 | 0190-MLK-PRO-DFS-DFSILO14A | PM03 | 307 | 26WKS Hopper/Silo/Cone/Tank check up | Direct Filling Silo Line 14A | C | 0190E005 | 2021-03-09 | 2017-07-04 | PHBASALEN
0190-011-215 | 45378 | 0190-MLK-PRO-DFS-DFSILO14B | PM03 | 307 | 26WKS Hopper/Silo/Cone/Tank check up | Direct Filling Silo Line 14B | C | 0190E005 | 2021-03-09 | 2017-07-04 | PHBASALEN
0190-011-215 | 45378 | 0190-MLK-PRO-DFS-DFSILO15A | PM03 | 307 | 26WKS Hopper/Silo/Cone/Tank check up | Direct Filling Silo Line 15A | C | 0190E005 | 2021-03-09 | 2017-07-04 | PHBASALEN
0190-011-215 | 45378 | 0190-MLK-PRO-DFS-DFSILO15B | PM03 | 307 | 26WKS Hopper/Silo/Cone/Tank check up | Direct Filling Silo Line 15B | C | 0190E005 | 2021-03-09 | 2017-07-04 | PHBASALEN
0190-011-215 | 45378 | 0190-MLK-PRO-DFS-DFSILO16A | PM03 | 307 | 26WKS Hopper/Silo/Cone/Tank check up | Direct Filling Silo Line 16A | C | 0190E005 | 2021-03-09 | 2017-07-04 | PHBASALEN
0190-011-215 | 45378 | 0190-MLK-PRO-DFS-DFSILO16B | PM03 | 307 | 26WKS Hopper/Silo/Cone/Tank check up | Direct Filling Silo Line 16B | C | 0190E005 | 2021-03-09 | 2017-07-04 | PHBASALEN
0190-011-214 | 528208 | 0190-MLK-PRO-EGC-VIBCVY01-VIBROMTR01 | PM03 | 305 | 260WKS Vibro Motor Bearing Replacement | AD/AC Fines Vibro Motor 01 | B | 0190E006 | 2021-03-19 | 2017-07-04 | PHILAGANAN
0190-011-214 | 528208 | 0190-MLK-PRO-EGC-VIBCVY01-VIBROMTR02 | PM03 | 305 | 260WKS Vibro Motor Bearing Replacement | AD/AC Fines Vibro Motor 02 | B | 0190E006 | 2021-03-19 | 2017-07-04 | PHILAGANAN
0190-011-213 | 528208 | 0190-MLK-PRO-EGB-VIBCVY01-VIBROMTR01 | PM03 | 305 | 260WKS Vibro Motor Bearing Replacement | AD/AC Fines Vibro Motor 01 | B | 0190E006 | 2021-03-19 | 2017-07-04 | PHILAGANAN
0190-011-213 | 528208 | 0190-MLK-PRO-EGB-VIBCVY01-VIBROMTR02 | PM03 | 305 | 260WKS Vibro Motor Bearing Replacement | AD/AC Fines Vibro Motor 02 | B | 0190E006 | 2021-03-19 | 2017-07-04 | PHILAGANAN
0190-011-212 | 528208 | 0190-MLK-PRO-EGC-POWSIF01-VIBROMTR01 | PM03 | 305 | 260WKS Vibro Motor Bearing Replacement | Powder Sifter Vibro Motor 01 | B | 0190E006 | 2021-03-19 | 2017-07-04 | PHILAGANAN
0190-011-212 | 528208 | 0190-MLK-PRO-EGC-POWSIF01-VIBROMTR02 | PM03 | 305 | 260WKS Vibro Motor Bearing Replacement | Powder Sifter Vibro Motor 02 | B | 0190E006 | 2021-03-19 | 2017-07-04 | PHILAGANAN
0190-011-211 | 528208 | 0190-MLK-PRO-EGB-POWSIF01-VIBROMTR01 | PM03 | 305 | 260WKS Vibro Motor Bearing Replacement | Powder Sifter Vibro Motor 01 | B | 0190E006 | 2021-03-19 | 2017-07-04 | PHILAGANAN
0190-011-211 | 528208 | 0190-MLK-PRO-EGB-POWSIF01-VIBROMTR02 | PM03 | 305 | 260WKS Vibro Motor Bearing Replacement | Powder Sifter Vibro Motor 02 | B | 0190E005 | 2021-03-19 | 2017-07-04 | PHILAGANAN
0190-011-210 | 531726 | 0190-MLK-PRO-EGB-MCCPNL01-UPS01 | PM03 | 305 | Milks Process 12W UPS Servicing | MCC Panel Egron B UPS | A | 0190E006 | 2018-04-06 | 2017-09-26 | PHBASALEN
0190-011-210 | 531726 | 0190-MLK-PRO-EGB-SFTYSYSTMMCC-UPS01 | PM03 | 305 | Milks Process 12W UPS Servicing | MCC Safety System UPS B | A | 0190E006 | 2018-04-06 | 2017-09-26 | PHBASALEN
0190-011-210 | 531726 | 0190-MLK-PRO-EGC-MCCPNL01-UPS01 | PM03 | 305 | Milks Process 12W UPS Servicing | MCC Panel Egron C UPS | A | 0190E006 | 2018-04-06 | 2017-09-26 | PHBASALEN
0190-011-210 | 531726 | 0190-MLK-PRO-EGC-SFTYSYSTMMCC-UPS01 | PM03 | 305 | Milks Process 12W UPS Servicing | MCC Safety System UPS C | A | 0190E006 | 2018-04-06 | 2017-09-26 | PHBASALEN
0190-011-209 | 528044 | 0190-MLK-PRO-EGC-VIBCVY01-VIBROMTR01 | PM03 | 305 | 52WKS Vibro Motor Overhauling/Bearing Re | AD/AC Fines Vibro Motor 01 | B | 0190E006 | 2021-03-19 | 2017-06-29 | PHILAGANAN
0190-011-209 | 528044 | 0190-MLK-PRO-EGC-VIBCVY01-VIBROMTR02 | PM03 | 305 | 52WKS Vibro Motor Overhauling/Bearing Re | AD/AC Fines Vibro Motor 02 | B | 0190E006 | 2021-03-19 | 2017-06-29 | PHILAGANAN
0190-011-208 | 528044 | 0190-MLK-PRO-EGB-VIBCVY01-VIBROMTR01 | PM03 | 305 | 52WKS Vibro Motor Overhauling/Bearing Re | AD/AC Fines Vibro Motor 01 | B | 0190E006 | 2017-10-17 | 2017-06-29 | PHBASALEN
0190-011-208 | 528044 | 0190-MLK-PRO-EGB-VIBCVY01-VIBROMTR02 | PM03 | 305 | 52WKS Vibro Motor Overhauling/Bearing Re | AD/AC Fines Vibro Motor 02 | B | 0190E006 | 2017-10-17 | 2017-06-29 | PHBASALEN
0190-011-207 | 528044 | 0190-MLK-PRO-EGB-POWSIF01-VIBROMTR01 | PM03 | 305 | 52WKS Vibro Motor Overhauling/Bearing Re | Powder Sifter Vibro Motor 01 | B | 0190E006 | 2020-09-18 | 2017-06-29 | PHBASALEN
0190-011-207 | 528044 | 0190-MLK-PRO-EGB-POWSIF01-VIBROMTR02 | PM03 | 305 | 52WKS Vibro Motor Overhauling/Bearing Re | Powder Sifter Vibro Motor 02 | B | 0190E005 | 2020-09-18 | 2017-06-29 | PHBASALEN
0190-011-206 | 528044 | 0190-MLK-PRO-EGC-POWSIF01-VIBROMTR01 | PM03 | 305 | 52WKS Vibro Motor Overhauling/Bearing Re | Powder Sifter Vibro Motor 01 | B | 0190E006 | 2021-03-19 | 2017-06-28 | PHILAGANAN
0190-011-206 | 528044 | 0190-MLK-PRO-EGC-POWSIF01-VIBROMTR02 | PM03 | 305 | 52WKS Vibro Motor Overhauling/Bearing Re | Powder Sifter Vibro Motor 02 | B | 0190E006 | 2021-03-19 | 2017-06-28 | PHILAGANAN
0190-011-205 | 525340 | 0190-MLK-PRO-EGC-ACOBED01-ATEXBTL2_3 | PM03 | 305 | 520WKS ATEX Parts Replacement | ATEX Suppression Bottle No. 2.3 | B | 0190E006 | 2021-03-19 | 2017-05-02 | PHILAGANAN
0190-011-205 | 525340 | 0190-MLK-PRO-EGC-ACOBED01-ATEXBTL2_4 | PM03 | 305 | 520WKS ATEX Parts Replacement | ATEX Suppression Bottle No. 2.4 | B | 0190E006 | 2021-03-19 | 2017-07-24 | PHILAGANAN
0190-011-205 | 525340 | 0190-MLK-PRO-EGC-ACOBED01-SNSRPXD01 | PM03 | 305 | 520WKS ATEX Parts Replacement | AC PXD Sensor 01 | A | 0190E005 | 2021-03-19 | 2017-07-27 | PHILAGANAN
0190-011-205 | 525340 | 0190-MLK-PRO-EGC-ACOBED01-SNSRPXD02 | PM03 | 305 | 520WKS ATEX Parts Replacement | AC PXD Sensor 02 | A | 0190E005 | 2021-03-19 | 2017-07-27 | PHILAGANAN
0190-011-205 | 525340 | 0190-MLK-PRO-EGC-ADRBED01-ATEXBTL2_1 | PM03 | 305 | 520WKS ATEX Parts Replacement | ATEX Suppression Bottle No. 2.1 | B | 0190E006 | 2021-03-19 | 2017-07-24 | PHILAGANAN
0190-011-205 | 525340 | 0190-MLK-PRO-EGC-ADRBED01-ATEXBTL2_2 | PM03 | 305 | 520WKS ATEX Parts Replacement | ATEX Suppression Bottle No. 2.2 | B | 0190E006 | 2021-03-19 | 2017-07-24 | PHILAGANAN
0190-011-205 | 525340 | 0190-MLK-PRO-EGC-ADRBED01-SNSRPXD01 | PM03 | 305 | 520WKS ATEX Parts Replacement | AD PXD Sensor 02 | A | 0190E005 | 2021-03-19 | 2017-07-27 | PHILAGANAN
0190-011-205 | 525340 | 0190-MLK-PRO-EGC-ADRBED01-SNSRPXD02 | PM03 | 305 | 520WKS ATEX Parts Replacement | AD PXD Sensor 01 | A | 0190E005 | 2021-03-19 | 2017-07-27 | PHILAGANAN
0190-011-205 | 525340 | 0190-MLK-PRO-EGC-EGRTWR01-ATEXBTL1_1 | PM03 | 305 | 520WKS ATEX Parts Replacement | ATEX Suppression Bottle No. 1.1 | B | 0190E006 | 2021-03-19 | 2017-07-24 | PHILAGANAN
0190-011-205 | 525340 | 0190-MLK-PRO-EGC-EGRTWR01-ATEXBTL1_10 | PM03 | 305 | 520WKS ATEX Parts Replacement | ATEX Suppression Bottle No. 1.10 | B | 0190E006 | 2021-03-19 | 2017-07-24 | PHILAGANAN
0190-011-205 | 525340 | 0190-MLK-PRO-EGC-EGRTWR01-ATEXBTL1_11 | PM03 | 305 | 520WKS ATEX Parts Replacement | ATEX Suppression Bottle No. 1.11 | B | 0190E006 | 2021-03-19 | 2017-07-24 | PHILAGANAN
0190-011-205 | 525340 | 0190-MLK-PRO-EGC-EGRTWR01-ATEXBTL1_12 | PM03 | 305 | 520WKS ATEX Parts Replacement | ATEX Suppression Bottle No. 1.12 | B | 0190E006 | 2021-03-19 | 2017-07-24 | PHILAGANAN
0190-011-205 | 525340 | 0190-MLK-PRO-EGC-EGRTWR01-ATEXBTL1_2 | PM03 | 305 | 520WKS ATEX Parts Replacement | ATEX Suppression Bottle No. 1.2 | B | 0190E006 | 2021-03-19 | 2017-07-24 | PHILAGANAN
0190-011-205 | 525340 | 0190-MLK-PRO-EGC-EGRTWR01-ATEXBTL1_3 | PM03 | 305 | 520WKS ATEX Parts Replacement | ATEX Suppression Bottle No. 1.3 | B | 0190E006 | 2021-03-19 | 2017-07-24 | PHILAGANAN
0190-011-205 | 525340 | 0190-MLK-PRO-EGC-EGRTWR01-ATEXBTL1_4 | PM03 | 305 | 520WKS ATEX Parts Replacement | ATEX Suppression Bottle No. 1.4 | B | 0190E006 | 2021-03-19 | 2017-07-24 | PHILAGANAN
0190-011-205 | 525340 | 0190-MLK-PRO-EGC-EGRTWR01-ATEXBTL1_5 | PM03 | 305 | 520WKS ATEX Parts Replacement | ATEX Suppression Bottle No. 1.5 | B | 0190E006 | 2021-03-19 | 2017-07-24 | PHILAGANAN
0190-011-205 | 525340 | 0190-MLK-PRO-EGC-EGRTWR01-ATEXBTL1_6 | PM03 | 305 | 520WKS ATEX Parts Replacement | ATEX Suppression Bottle No. 1.6 | B | 0190E006 | 2021-03-19 | 2017-07-24 | PHILAGANAN
0190-011-205 | 525340 | 0190-MLK-PRO-EGC-EGRTWR01-ATEXBTL1_7 | PM03 | 305 | 520WKS ATEX Parts Replacement | ATEX Suppression Bottle No. 1.7 | B | 0190E006 | 2021-03-19 | 2017-07-24 | PHILAGANAN
0190-011-205 | 525340 | 0190-MLK-PRO-EGC-EGRTWR01-ATEXBTL1_8 | PM03 | 305 | 520WKS ATEX Parts Replacement | ATEX Suppression Bottle No. 1.8 | B | 0190E006 | 2021-03-19 | 2017-07-24 | PHILAGANAN
0190-011-205 | 525340 | 0190-MLK-PRO-EGC-EGRTWR01-ATEXBTL1_9 | PM03 | 305 | 520WKS ATEX Parts Replacement | ATEX Suppression Bottle No. 1.9 | B | 0190E006 | 2021-03-19 | 2017-07-24 | PHILAGANAN
0190-011-205 | 525340 | 0190-MLK-PRO-EGC-EGRTWR01-SNSRPXD01 | PM03 | 305 | 520WKS ATEX Parts Replacement | Tower PXD Sensor 01 | A | 0190E005 | 2021-03-19 | 2017-07-27 | PHILAGANAN
0190-011-205 | 525340 | 0190-MLK-PRO-EGC-EGRTWR01-SNSRPXD02 | PM03 | 305 | 520WKS ATEX Parts Replacement | Tower PXD Sensor 02 | A | 0190E006 | 2021-03-19 | 2017-07-27 | PHILAGANAN
0190-011-205 | 525340 | 0190-MLK-PRO-EGC-EGRTWR01-SNSRPXD03 | PM03 | 305 | 520WKS ATEX Parts Replacement | Tower PXD Sensor 03 | A | 0190E006 | 2021-03-19 | 2017-07-27 | PHILAGANAN
0190-011-205 | 525340 | 0190-MLK-PRO-EGC-FINHPR01-ATEXBTL3_1 | PM03 | 305 | 520WKS ATEX Parts Replacement | ATEX Suppression Bottle No. 3.1 | B | 0190E006 | 2021-03-19 | 2017-07-24 | PHILAGANAN
0190-011-205 | 525340 | 0190-MLK-PRO-EGC-FINHPR01-ATEXBTL3_2 | PM03 | 305 | 520WKS ATEX Parts Replacement | ATEX Suppression Bottle No. 3.2 | B | 0190E006 | 2021-03-19 | 2017-07-24 | PHILAGANAN
0190-011-205 | 525340 | 0190-MLK-PRO-EGC-MULSEP01-ATEXBTL1_13 | PM03 | 305 | 520WKS ATEX Parts Replacement | ATEX Suppression Bottle No. 1.13 | B | 0190E006 | 2021-03-19 | 2017-07-24 | PHILAGANAN
0190-011-205 | 525340 | 0190-MLK-PRO-EGC-MULSEP01-ATEXBTL1_14 | PM03 | 305 | 520WKS ATEX Parts Replacement | ATEX Suppression Bottle No. 1.14 | B | 0190E006 | 2021-03-19 | 2017-07-24 | PHILAGANAN
0190-011-205 | 525340 | 0190-MLK-PRO-EGC-MULSEP02-ATEXBTL1_15 | PM03 | 305 | 520WKS ATEX Parts Replacement | ATEX Suppression Bottle No. 1.15 | B | 0190E006 | 2021-03-19 | 2017-07-24 | PHILAGANAN
0190-011-205 | 525340 | 0190-MLK-PRO-EGC-MULSEP02-ATEXBTL1_16 | PM03 | 305 | 520WKS ATEX Parts Replacement | ATEX Suppression Bottle No. 1.16 | B | 0190E006 | 2021-03-19 | 2017-07-24 | PHILAGANAN
0190-011-205 | 525340 | 0190-MLK-PRO-EGC-XSUPSS01-PNLATEX01 | PM03 | 305 | 520WKS ATEX Parts Replacement | ATEX Panel Safety System C | B | 0190E006 | 2021-03-19 | 2017-07-27 | PHILAGANAN
0190-011-204 | 525340 | 0190-MLK-PRO-EGB-ACOBED01-ATEXBTL2_3 | PM03 | 305 | 520WKS ATEX Parts Replacement | ATEX Suppression Bottle No. 2.3 | B | 0190E006 | 2021-03-19 | 2017-05-02 | PHILAGANAN
0190-011-204 | 525340 | 0190-MLK-PRO-EGB-ACOBED01-ATEXBTL2_4 | PM03 | 305 | 520WKS ATEX Parts Replacement | ATEX Suppression Bottle No. 2.4 | B | 0190E006 | 2021-03-19 | 2017-07-24 | PHILAGANAN
0190-011-204 | 525340 | 0190-MLK-PRO-EGB-ACOBED01-SNSRPXD01 | PM03 | 305 | 520WKS ATEX Parts Replacement | AC PXD Sensor 01 | A | 0190E006 | 2021-03-19 | 2017-07-27 | PHILAGANAN
0190-011-204 | 525340 | 0190-MLK-PRO-EGB-ACOBED01-SNSRPXD02 | PM03 | 305 | 520WKS ATEX Parts Replacement | AC PXD Sensor 02 | A | 0190E006 | 2021-03-19 | 2017-07-27 | PHILAGANAN
0190-011-204 | 525340 | 0190-MLK-PRO-EGB-ADRBED01-ATEXBTL2_1 | PM03 | 305 | 520WKS ATEX Parts Replacement | ATEX Suppression Bottle No. 2.1 | B | 0190E006 | 2021-03-19 | 2017-07-24 | PHILAGANAN
0190-011-204 | 525340 | 0190-MLK-PRO-EGB-ADRBED01-ATEXBTL2_2 | PM03 | 305 | 520WKS ATEX Parts Replacement | ATEX Suppression Bottle No. 2.2 | B | 0190E006 | 2021-03-19 | 2017-07-24 | PHILAGANAN
0190-011-204 | 525340 | 0190-MLK-PRO-EGB-ADRBED01-SNSRPXD01 | PM03 | 305 | 520WKS ATEX Parts Replacement | AD PXD Sensor 01 | A | 0190E006 | 2021-03-19 | 2017-07-27 | PHILAGANAN
0190-011-204 | 525340 | 0190-MLK-PRO-EGB-ADRBED01-SNSRPXD02 | PM03 | 305 | 520WKS ATEX Parts Replacement | AD PXD Sensor 02 | A | 0190E006 | 2021-03-19 | 2017-07-27 | PHILAGANAN
0190-011-204 | 525340 | 0190-MLK-PRO-EGB-ATXSUPSS01-PNLATEX01 | PM03 | 305 | 520WKS ATEX Parts Replacement | ATEX Panel Safety System B | B | 0190E006 | 2021-03-19 | 2017-07-27 | PHILAGANAN
0190-011-204 | 525340 | 0190-MLK-PRO-EGB-EGRTWR01-ATEXBTL1_1 | PM03 | 305 | 520WKS ATEX Parts Replacement | ATEX Suppression Bottle No. 1.1 | B | 0190E006 | 2021-03-19 | 2017-07-24 | PHILAGANAN
0190-011-204 | 525340 | 0190-MLK-PRO-EGB-EGRTWR01-ATEXBTL1_10 | PM03 | 305 | 520WKS ATEX Parts Replacement | ATEX Suppression Bottle No. 1.10 | B | 0190E006 | 2021-03-19 | 2017-07-24 | PHILAGANAN
0190-011-204 | 525340 | 0190-MLK-PRO-EGB-EGRTWR01-ATEXBTL1_11 | PM03 | 305 | 520WKS ATEX Parts Replacement | ATEX Suppression Bottle No. 1.11 | B | 0190E006 | 2021-03-19 | 2017-07-24 | PHILAGANAN
0190-011-204 | 525340 | 0190-MLK-PRO-EGB-EGRTWR01-ATEXBTL1_12 | PM03 | 305 | 520WKS ATEX Parts Replacement | ATEX Suppression Bottle No. 1.12 | B | 0190E006 | 2021-03-19 | 2017-07-24 | PHILAGANAN
0190-011-204 | 525340 | 0190-MLK-PRO-EGB-EGRTWR01-ATEXBTL1_2 | PM03 | 305 | 520WKS ATEX Parts Replacement | ATEX Suppression Bottle No. 1.2 | B | 0190E006 | 2021-03-19 | 2017-07-24 | PHILAGANAN
0190-011-204 | 525340 | 0190-MLK-PRO-EGB-EGRTWR01-ATEXBTL1_3 | PM03 | 305 | 520WKS ATEX Parts Replacement | ATEX Suppression Bottle No. 1.3 | B | 0190E006 | 2021-03-19 | 2017-07-24 | PHILAGANAN
0190-011-204 | 525340 | 0190-MLK-PRO-EGB-EGRTWR01-ATEXBTL1_4 | PM03 | 305 | 520WKS ATEX Parts Replacement | ATEX Suppression Bottle No. 1.4 | B | 0190E006 | 2021-03-19 | 2017-07-24 | PHILAGANAN
0190-011-204 | 525340 | 0190-MLK-PRO-EGB-EGRTWR01-ATEXBTL1_5 | PM03 | 305 | 520WKS ATEX Parts Replacement | ATEX Suppression Bottle No. 1.5 | B | 0190E006 | 2021-03-19 | 2017-07-24 | PHILAGANAN
0190-011-204 | 525340 | 0190-MLK-PRO-EGB-EGRTWR01-ATEXBTL1_6 | PM03 | 305 | 520WKS ATEX Parts Replacement | ATEX Suppression Bottle No. 1.6 | B | 0190E006 | 2021-03-19 | 2017-07-24 | PHILAGANAN
0190-011-204 | 525340 | 0190-MLK-PRO-EGB-EGRTWR01-ATEXBTL1_7 | PM03 | 305 | 520WKS ATEX Parts Replacement | ATEX Suppression Bottle No. 1.7 | B | 0190E006 | 2021-03-19 | 2017-07-24 | PHILAGANAN
0190-011-204 | 525340 | 0190-MLK-PRO-EGB-EGRTWR01-ATEXBTL1_8 | PM03 | 305 | 520WKS ATEX Parts Replacement | ATEX Suppression Bottle No. 1.8 | B | 0190E006 | 2021-03-19 | 2017-07-24 | PHILAGANAN
0190-011-204 | 525340 | 0190-MLK-PRO-EGB-EGRTWR01-ATEXBTL1_9 | PM03 | 305 | 520WKS ATEX Parts Replacement | ATEX Suppression Bottle No. 1.9 | B | 0190E006 | 2021-03-19 | 2017-07-24 | PHILAGANAN
0190-011-204 | 525340 | 0190-MLK-PRO-EGB-EGRTWR01-SNSRPXD01 | PM03 | 305 | 520WKS ATEX Parts Replacement | Tower PXD Sensor 01 | A | 0190E006 | 2021-03-19 | 2017-07-27 | PHILAGANAN
0190-011-204 | 525340 | 0190-MLK-PRO-EGB-EGRTWR01-SNSRPXD02 | PM03 | 305 | 520WKS ATEX Parts Replacement | Tower PXD Sensor 02 | A | 0190E006 | 2021-03-19 | 2017-07-27 | PHILAGANAN
0190-011-204 | 525340 | 0190-MLK-PRO-EGB-EGRTWR01-SNSRPXD03 | PM03 | 305 | 520WKS ATEX Parts Replacement | Tower PXD Sensor 03 | A | 0190E006 | 2021-03-19 | 2017-07-27 | PHILAGANAN
0190-011-204 | 525340 | 0190-MLK-PRO-EGB-FINHPR01-ATEXBTL3_1 | PM03 | 305 | 520WKS ATEX Parts Replacement | ATEX Suppression Bottle No. 3.1 | B | 0190E006 | 2021-03-19 | 2017-07-25 | PHILAGANAN
0190-011-204 | 525340 | 0190-MLK-PRO-EGB-FINHPR01-ATEXBTL3_2 | PM03 | 305 | 520WKS ATEX Parts Replacement | ATEX Suppression Bottle No. 3.2 | B | 0190E006 | 2021-03-19 | 2017-07-25 | PHILAGANAN
0190-011-204 | 525340 | 0190-MLK-PRO-EGB-MULSEP01-ATEXBTL1_13 | PM03 | 305 | 520WKS ATEX Parts Replacement | ATEX Suppression Bottle No. 1.13 | B | 0190E006 | 2021-03-19 | 2017-07-24 | PHILAGANAN
0190-011-204 | 525340 | 0190-MLK-PRO-EGB-MULSEP01-ATEXBTL1_14 | PM03 | 305 | 520WKS ATEX Parts Replacement | ATEX Suppression Bottle No. 1.14 | B | 0190E006 | 2021-03-19 | 2017-07-24 | PHILAGANAN
0190-011-204 | 525340 | 0190-MLK-PRO-EGB-MULSEP02-ATEXBTL1_15 | PM03 | 305 | 520WKS ATEX Parts Replacement | ATEX Suppression Bottle No. 1.15 | B | 0190E006 | 2021-03-19 | 2017-07-24 | PHILAGANAN
0190-011-204 | 525340 | 0190-MLK-PRO-EGB-MULSEP02-ATEXBTLE1_16 | PM03 | 305 | 520WKS ATEX Parts Replacement | ATEX Suppression Bottle No. 1.16 | B | 0190E005 | 2021-03-19 | 2017-07-25 | PHILAGANAN
0190-011-203 | 523455 | 0190-MLK-PRO-EGC-ACOBED01-ATEXBTL2_3 | PM03 | 305 | 156WKS ATEX Parts Replacement | ATEX Suppression Bottle No. 2.3 | B | 0190E006 | 2021-03-19 | 2017-05-02 | PHILAGANAN
0190-011-203 | 523455 | 0190-MLK-PRO-EGC-ACOBED01-ATEXBTL2_4 | PM03 | 305 | 156WKS ATEX Parts Replacement | ATEX Suppression Bottle No. 2.4 | B | 0190E006 | 2021-03-19 | 2017-07-25 | PHILAGANAN
0190-011-203 | 523455 | 0190-MLK-PRO-EGC-ADRBED01-ATEXBTL2_1 | PM03 | 305 | 156WKS ATEX Parts Replacement | ATEX Suppression Bottle No. 2.1 | B | 0190E006 | 2021-03-19 | 2017-07-25 | PHILAGANAN
0190-011-203 | 523455 | 0190-MLK-PRO-EGC-ADRBED01-ATEXBTL2_2 | PM03 | 305 | 156WKS ATEX Parts Replacement | ATEX Suppression Bottle No. 2.2 | B | 0190E006 | 2021-03-19 | 2017-07-25 | PHILAGANAN
0190-011-203 | 523455 | 0190-MLK-PRO-EGC-EGRTWR01-ATEXBTL1_1 | PM03 | 305 | 156WKS ATEX Parts Replacement | ATEX Suppression Bottle No. 1.1 | B | 0190E006 | 2021-03-19 | 2017-07-25 | PHILAGANAN
0190-011-203 | 523455 | 0190-MLK-PRO-EGC-EGRTWR01-ATEXBTL1_10 | PM03 | 305 | 156WKS ATEX Parts Replacement | ATEX Suppression Bottle No. 1.10 | B | 0190E006 | 2021-03-19 | 2017-07-25 | PHILAGANAN
0190-011-203 | 523455 | 0190-MLK-PRO-EGC-EGRTWR01-ATEXBTL1_11 | PM03 | 305 | 156WKS ATEX Parts Replacement | ATEX Suppression Bottle No. 1.11 | B | 0190E006 | 2021-03-19 | 2017-07-25 | PHILAGANAN
0190-011-203 | 523455 | 0190-MLK-PRO-EGC-EGRTWR01-ATEXBTL1_12 | PM03 | 305 | 156WKS ATEX Parts Replacement | ATEX Suppression Bottle No. 1.12 | B | 0190E006 | 2021-03-19 | 2017-07-25 | PHILAGANAN
0190-011-203 | 523455 | 0190-MLK-PRO-EGC-EGRTWR01-ATEXBTL1_2 | PM03 | 305 | 156WKS ATEX Parts Replacement | ATEX Suppression Bottle No. 1.2 | B | 0190E006 | 2021-03-19 | 2017-07-25 | PHILAGANAN
0190-011-203 | 523455 | 0190-MLK-PRO-EGC-EGRTWR01-ATEXBTL1_3 | PM03 | 305 | 156WKS ATEX Parts Replacement | ATEX Suppression Bottle No. 1.3 | B | 0190E006 | 2021-03-19 | 2017-07-25 | PHILAGANAN
0190-011-203 | 523455 | 0190-MLK-PRO-EGC-EGRTWR01-ATEXBTL1_4 | PM03 | 305 | 156WKS ATEX Parts Replacement | ATEX Suppression Bottle No. 1.4 | B | 0190E006 | 2021-03-19 | 2017-07-25 | PHILAGANAN
0190-011-203 | 523455 | 0190-MLK-PRO-EGC-EGRTWR01-ATEXBTL1_5 | PM03 | 305 | 156WKS ATEX Parts Replacement | ATEX Suppression Bottle No. 1.5 | B | 0190E006 | 2021-03-19 | 2017-07-25 | PHILAGANAN
0190-011-203 | 523455 | 0190-MLK-PRO-EGC-EGRTWR01-ATEXBTL1_6 | PM03 | 305 | 156WKS ATEX Parts Replacement | ATEX Suppression Bottle No. 1.6 | B | 0190E006 | 2021-03-19 | 2017-07-25 | PHILAGANAN
0190-011-203 | 523455 | 0190-MLK-PRO-EGC-EGRTWR01-ATEXBTL1_7 | PM03 | 305 | 156WKS ATEX Parts Replacement | ATEX Suppression Bottle No. 1.7 | B | 0190E006 | 2021-03-19 | 2017-07-25 | PHILAGANAN
0190-011-203 | 523455 | 0190-MLK-PRO-EGC-EGRTWR01-ATEXBTL1_8 | PM03 | 305 | 156WKS ATEX Parts Replacement | ATEX Suppression Bottle No. 1.8 | B | 0190E006 | 2021-03-19 | 2017-07-25 | PHILAGANAN
0190-011-203 | 523455 | 0190-MLK-PRO-EGC-EGRTWR01-ATEXBTL1_9 | PM03 | 305 | 156WKS ATEX Parts Replacement | ATEX Suppression Bottle No. 1.9 | B | 0190E006 | 2021-03-19 | 2017-07-25 | PHILAGANAN
0190-011-203 | 523455 | 0190-MLK-PRO-EGC-FINHPR01-ATEXBTL3_1 | PM03 | 305 | 156WKS ATEX Parts Replacement | ATEX Suppression Bottle No. 3.1 | B | 0190E006 | 2021-03-19 | 2017-07-25 | PHILAGANAN
0190-011-203 | 523455 | 0190-MLK-PRO-EGC-FINHPR01-ATEXBTL3_2 | PM03 | 305 | 156WKS ATEX Parts Replacement | ATEX Suppression Bottle No. 3.2 | B | 0190E006 | 2021-03-19 | 2017-07-25 | PHILAGANAN
0190-011-203 | 523455 | 0190-MLK-PRO-EGC-MULSEP01-ATEXBTL1_13 | PM03 | 305 | 156WKS ATEX Parts Replacement | ATEX Suppression Bottle No. 1.13 | B | 0190E006 | 2021-03-19 | 2017-07-25 | PHILAGANAN
0190-011-203 | 523455 | 0190-MLK-PRO-EGC-MULSEP01-ATEXBTL1_14 | PM03 | 305 | 156WKS ATEX Parts Replacement | ATEX Suppression Bottle No. 1.14 | B | 0190E006 | 2021-03-19 | 2017-07-25 | PHILAGANAN
0190-011-203 | 523455 | 0190-MLK-PRO-EGC-MULSEP02-ATEXBTL1_15 | PM03 | 305 | 156WKS ATEX Parts Replacement | ATEX Suppression Bottle No. 1.15 | B | 0190E006 | 2021-03-19 | 2017-07-25 | PHILAGANAN
0190-011-203 | 523455 | 0190-MLK-PRO-EGC-MULSEP02-ATEXBTL1_16 | PM03 | 305 | 156WKS ATEX Parts Replacement | ATEX Suppression Bottle No. 1.16 | B | 0190E006 | 2021-03-19 | 2017-07-25 | PHILAGANAN
0190-011-202 | 523455 | 0190-MLK-PRO-EGB-ACOBED01-ATEXBTL2_3 | PM03 | 305 | 156WKS ATEX Parts Replacement | ATEX Suppression Bottle No. 2.3 | B | 0190E006 | 2021-03-19 | 2017-05-02 | PHILAGANAN
0190-011-202 | 523455 | 0190-MLK-PRO-EGB-ACOBED01-ATEXBTL2_4 | PM03 | 305 | 156WKS ATEX Parts Replacement | ATEX Suppression Bottle No. 2.4 | B | 0190E006 | 2021-03-19 | 2017-07-25 | PHILAGANAN
0190-011-202 | 523455 | 0190-MLK-PRO-EGB-ADRBED01-ATEXBTL2_1 | PM03 | 305 | 156WKS ATEX Parts Replacement | ATEX Suppression Bottle No. 2.1 | B | 0190E006 | 2021-03-19 | 2017-07-25 | PHILAGANAN
0190-011-202 | 523455 | 0190-MLK-PRO-EGB-ADRBED01-ATEXBTL2_2 | PM03 | 305 | 156WKS ATEX Parts Replacement | ATEX Suppression Bottle No. 2.2 | B | 0190E006 | 2021-03-19 | 2017-07-25 | PHILAGANAN
0190-011-202 | 523455 | 0190-MLK-PRO-EGB-EGRTWR01-ATEXBTL1_1 | PM03 | 305 | 156WKS ATEX Parts Replacement | ATEX Suppression Bottle No. 1.1 | B | 0190E006 | 2021-03-19 | 2017-07-25 | PHILAGANAN
0190-011-202 | 523455 | 0190-MLK-PRO-EGB-EGRTWR01-ATEXBTL1_10 | PM03 | 305 | 156WKS ATEX Parts Replacement | ATEX Suppression Bottle No. 1.10 | B | 0190E006 | 2021-03-19 | 2017-07-25 | PHILAGANAN
0190-011-202 | 523455 | 0190-MLK-PRO-EGB-EGRTWR01-ATEXBTL1_11 | PM03 | 305 | 156WKS ATEX Parts Replacement | ATEX Suppression Bottle No. 1.11 | B | 0190E006 | 2021-03-19 | 2017-07-25 | PHILAGANAN
0190-011-202 | 523455 | 0190-MLK-PRO-EGB-EGRTWR01-ATEXBTL1_12 | PM03 | 305 | 156WKS ATEX Parts Replacement | ATEX Suppression Bottle No. 1.12 | B | 0190E006 | 2021-03-19 | 2017-07-25 | PHILAGANAN
0190-011-202 | 523455 | 0190-MLK-PRO-EGB-EGRTWR01-ATEXBTL1_2 | PM03 | 305 | 156WKS ATEX Parts Replacement | ATEX Suppression Bottle No. 1.2 | B | 0190E006 | 2021-03-19 | 2017-07-25 | PHILAGANAN
0190-011-202 | 523455 | 0190-MLK-PRO-EGB-EGRTWR01-ATEXBTL1_3 | PM03 | 305 | 156WKS ATEX Parts Replacement | ATEX Suppression Bottle No. 1.3 | B | 0190E006 | 2021-03-19 | 2017-07-25 | PHILAGANAN
0190-011-202 | 523455 | 0190-MLK-PRO-EGB-EGRTWR01-ATEXBTL1_4 | PM03 | 305 | 156WKS ATEX Parts Replacement | ATEX Suppression Bottle No. 1.4 | B | 0190E006 | 2021-03-19 | 2017-07-25 | PHILAGANAN
0190-011-202 | 523455 | 0190-MLK-PRO-EGB-EGRTWR01-ATEXBTL1_5 | PM03 | 305 | 156WKS ATEX Parts Replacement | ATEX Suppression Bottle No. 1.5 | B | 0190E006 | 2021-03-19 | 2017-07-25 | PHILAGANAN
0190-011-202 | 523455 | 0190-MLK-PRO-EGB-EGRTWR01-ATEXBTL1_6 | PM03 | 305 | 156WKS ATEX Parts Replacement | ATEX Suppression Bottle No. 1.6 | B | 0190E006 | 2021-03-19 | 2017-07-25 | PHILAGANAN
0190-011-202 | 523455 | 0190-MLK-PRO-EGB-EGRTWR01-ATEXBTL1_7 | PM03 | 305 | 156WKS ATEX Parts Replacement | ATEX Suppression Bottle No. 1.7 | B | 0190E006 | 2021-03-19 | 2017-07-25 | PHILAGANAN
0190-011-202 | 523455 | 0190-MLK-PRO-EGB-EGRTWR01-ATEXBTL1_8 | PM03 | 305 | 156WKS ATEX Parts Replacement | ATEX Suppression Bottle No. 1.8 | B | 0190E006 | 2021-03-19 | 2017-07-25 | PHILAGANAN
0190-011-202 | 523455 | 0190-MLK-PRO-EGB-EGRTWR01-ATEXBTL1_9 | PM03 | 305 | 156WKS ATEX Parts Replacement | ATEX Suppression Bottle No. 1.9 | B | 0190E006 | 2021-03-19 | 2017-07-25 | PHILAGANAN
0190-011-202 | 523455 | 0190-MLK-PRO-EGB-FINHPR01-ATEXBTL3_1 | PM03 | 305 | 156WKS ATEX Parts Replacement | ATEX Suppression Bottle No. 3.1 | B | 0190E006 | 2021-03-19 | 2017-07-25 | PHILAGANAN
0190-011-202 | 523455 | 0190-MLK-PRO-EGB-FINHPR01-ATEXBTL3_2 | PM03 | 305 | 156WKS ATEX Parts Replacement | ATEX Suppression Bottle No. 3.2 | B | 0190E006 | 2021-03-19 | 2017-07-25 | PHILAGANAN
0190-011-202 | 523455 | 0190-MLK-PRO-EGB-MULSEP01-ATEXBTL1_13 | PM03 | 305 | 156WKS ATEX Parts Replacement | ATEX Suppression Bottle No. 1.13 | B | 0190E006 | 2021-03-19 | 2017-07-25 | PHILAGANAN
0190-011-202 | 523455 | 0190-MLK-PRO-EGB-MULSEP01-ATEXBTL1_14 | PM03 | 305 | 156WKS ATEX Parts Replacement | ATEX Suppression Bottle No. 1.14 | B | 0190E006 | 2021-03-19 | 2017-07-25 | PHILAGANAN
0190-011-202 | 523455 | 0190-MLK-PRO-EGB-MULSEP02-ATEXBTL1_15 | PM03 | 305 | 156WKS ATEX Parts Replacement | ATEX Suppression Bottle No. 1.15 | B | 0190E006 | 2021-03-19 | 2017-07-25 | PHILAGANAN
0190-011-202 | 523455 | 0190-MLK-PRO-EGB-MULSEP02-ATEXBTLE1_16 | PM03 | 305 | 156WKS ATEX Parts Replacement | ATEX Suppression Bottle No. 1.16 | B | 0190E005 | 2021-03-19 | 2017-07-25 | PHILAGANAN
0190-011-201 | 523453 | 0190-MLK-PRO-EGC-ACOBED01-ATEXBTL2_3 | PM03 | 305 | 260WKS ATEX Parts Replacement | ATEX Suppression Bottle No. 2.3 | B | 0190E006 | 2021-03-19 | 2017-05-02 | PHILAGANAN
0190-011-201 | 523453 | 0190-MLK-PRO-EGC-ACOBED01-ATEXBTL2_4 | PM03 | 305 | 260WKS ATEX Parts Replacement | ATEX Suppression Bottle No. 2.4 | B | 0190E006 | 2021-03-19 | 2017-07-25 | PHILAGANAN
0190-011-201 | 523453 | 0190-MLK-PRO-EGC-ADRBED01-ATEXBTL2_1 | PM03 | 305 | 260WKS ATEX Parts Replacement | ATEX Suppression Bottle No. 2.1 | B | 0190E006 | 2021-03-19 | 2017-07-25 | PHILAGANAN
0190-011-201 | 523453 | 0190-MLK-PRO-EGC-ADRBED01-ATEXBTL2_2 | PM03 | 305 | 260WKS ATEX Parts Replacement | ATEX Suppression Bottle No. 2.2 | B | 0190E006 | 2021-03-19 | 2017-07-25 | PHILAGANAN
0190-011-201 | 523453 | 0190-MLK-PRO-EGC-EGRTWR01-ATEXBTL1_1 | PM03 | 305 | 260WKS ATEX Parts Replacement | ATEX Suppression Bottle No. 1.1 | B | 0190E006 | 2021-03-19 | 2017-07-25 | PHILAGANAN
0190-011-201 | 523453 | 0190-MLK-PRO-EGC-EGRTWR01-ATEXBTL1_10 | PM03 | 305 | 260WKS ATEX Parts Replacement | ATEX Suppression Bottle No. 1.10 | B | 0190E006 | 2021-03-19 | 2017-07-25 | PHILAGANAN
0190-011-201 | 523453 | 0190-MLK-PRO-EGC-EGRTWR01-ATEXBTL1_11 | PM03 | 305 | 260WKS ATEX Parts Replacement | ATEX Suppression Bottle No. 1.11 | B | 0190E006 | 2021-03-19 | 2017-07-25 | PHILAGANAN
0190-011-201 | 523453 | 0190-MLK-PRO-EGC-EGRTWR01-ATEXBTL1_12 | PM03 | 305 | 260WKS ATEX Parts Replacement | ATEX Suppression Bottle No. 1.12 | B | 0190E006 | 2021-03-19 | 2017-07-25 | PHILAGANAN
0190-011-201 | 523453 | 0190-MLK-PRO-EGC-EGRTWR01-ATEXBTL1_2 | PM03 | 305 | 260WKS ATEX Parts Replacement | ATEX Suppression Bottle No. 1.2 | B | 0190E006 | 2021-03-19 | 2017-07-25 | PHILAGANAN
0190-011-201 | 523453 | 0190-MLK-PRO-EGC-EGRTWR01-ATEXBTL1_3 | PM03 | 305 | 260WKS ATEX Parts Replacement | ATEX Suppression Bottle No. 1.3 | B | 0190E006 | 2021-03-19 | 2017-07-25 | PHILAGANAN
0190-011-201 | 523453 | 0190-MLK-PRO-EGC-EGRTWR01-ATEXBTL1_4 | PM03 | 305 | 260WKS ATEX Parts Replacement | ATEX Suppression Bottle No. 1.4 | B | 0190E006 | 2021-03-19 | 2017-07-25 | PHILAGANAN
0190-011-201 | 523453 | 0190-MLK-PRO-EGC-EGRTWR01-ATEXBTL1_5 | PM03 | 305 | 260WKS ATEX Parts Replacement | ATEX Suppression Bottle No. 1.5 | B | 0190E006 | 2021-03-19 | 2017-07-25 | PHILAGANAN
0190-011-201 | 523453 | 0190-MLK-PRO-EGC-EGRTWR01-ATEXBTL1_6 | PM03 | 305 | 260WKS ATEX Parts Replacement | ATEX Suppression Bottle No. 1.6 | B | 0190E006 | 2021-03-19 | 2017-07-25 | PHILAGANAN
0190-011-201 | 523453 | 0190-MLK-PRO-EGC-EGRTWR01-ATEXBTL1_7 | PM03 | 305 | 260WKS ATEX Parts Replacement | ATEX Suppression Bottle No. 1.7 | B | 0190E006 | 2021-03-19 | 2017-07-25 | PHILAGANAN
0190-011-201 | 523453 | 0190-MLK-PRO-EGC-EGRTWR01-ATEXBTL1_8 | PM03 | 305 | 260WKS ATEX Parts Replacement | ATEX Suppression Bottle No. 1.8 | B | 0190E006 | 2021-03-19 | 2017-07-25 | PHILAGANAN
0190-011-201 | 523453 | 0190-MLK-PRO-EGC-EGRTWR01-ATEXBTL1_9 | PM03 | 305 | 260WKS ATEX Parts Replacement | ATEX Suppression Bottle No. 1.9 | B | 0190E006 | 2021-03-19 | 2017-07-25 | PHILAGANAN
0190-011-201 | 523453 | 0190-MLK-PRO-EGC-FINHPR01-ATEXBTL3_1 | PM03 | 305 | 260WKS ATEX Parts Replacement | ATEX Suppression Bottle No. 3.1 | B | 0190E006 | 2021-03-19 | 2017-07-25 | PHILAGANAN
0190-011-201 | 523453 | 0190-MLK-PRO-EGC-FINHPR01-ATEXBTL3_2 | PM03 | 305 | 260WKS ATEX Parts Replacement | ATEX Suppression Bottle No. 3.2 | B | 0190E006 | 2021-03-19 | 2017-07-25 | PHILAGANAN
0190-011-201 | 523453 | 0190-MLK-PRO-EGC-MULSEP01-ATEXBTL1_13 | PM03 | 305 | 260WKS ATEX Parts Replacement | ATEX Suppression Bottle No. 1.13 | B | 0190E006 | 2021-03-19 | 2017-07-25 | PHILAGANAN
0190-011-201 | 523453 | 0190-MLK-PRO-EGC-MULSEP01-ATEXBTL1_14 | PM03 | 305 | 260WKS ATEX Parts Replacement | ATEX Suppression Bottle No. 1.14 | B | 0190E006 | 2021-03-19 | 2017-07-25 | PHILAGANAN
0190-011-201 | 523453 | 0190-MLK-PRO-EGC-MULSEP02-ATEXBTL1_15 | PM03 | 305 | 260WKS ATEX Parts Replacement | ATEX Suppression Bottle No. 1.15 | B | 0190E006 | 2021-03-19 | 2017-07-25 | PHILAGANAN
0190-011-201 | 523453 | 0190-MLK-PRO-EGC-MULSEP02-ATEXBTL1_16 | PM03 | 305 | 260WKS ATEX Parts Replacement | ATEX Suppression Bottle No. 1.16 | B | 0190E006 | 2021-03-19 | 2017-07-25 | PHILAGANAN
0190-011-200 | 523453 | 0190-MLK-PRO-EGB-ACOBED01-ATEXBTL2_3 | PM03 | 305 | 260WKS ATEX Parts Replacement | ATEX Suppression Bottle No. 2.3 | B | 0190E006 | 2021-03-19 | 2017-05-02 | PHILAGANAN
0190-011-200 | 523453 | 0190-MLK-PRO-EGB-ACOBED01-ATEXBTL2_4 | PM03 | 305 | 260WKS ATEX Parts Replacement | ATEX Suppression Bottle No. 2.4 | B | 0190E006 | 2021-03-19 | 2017-07-25 | PHILAGANAN
0190-011-200 | 523453 | 0190-MLK-PRO-EGB-ADRBED01-ATEXBTL2_1 | PM03 | 305 | 260WKS ATEX Parts Replacement | ATEX Suppression Bottle No. 2.1 | B | 0190E006 | 2021-03-19 | 2017-07-25 | PHILAGANAN
0190-011-200 | 523453 | 0190-MLK-PRO-EGB-ADRBED01-ATEXBTL2_2 | PM03 | 305 | 260WKS ATEX Parts Replacement | ATEX Suppression Bottle No. 2.2 | B | 0190E006 | 2021-03-19 | 2017-07-25 | PHILAGANAN
0190-011-200 | 523453 | 0190-MLK-PRO-EGB-EGRTWR01-ATEXBTL1_1 | PM03 | 305 | 260WKS ATEX Parts Replacement | ATEX Suppression Bottle No. 1.1 | B | 0190E006 | 2021-03-19 | 2017-07-25 | PHILAGANAN
0190-011-200 | 523453 | 0190-MLK-PRO-EGB-EGRTWR01-ATEXBTL1_10 | PM03 | 305 | 260WKS ATEX Parts Replacement | ATEX Suppression Bottle No. 1.10 | B | 0190E006 | 2021-03-19 | 2017-07-25 | PHILAGANAN
0190-011-200 | 523453 | 0190-MLK-PRO-EGB-EGRTWR01-ATEXBTL1_11 | PM03 | 305 | 260WKS ATEX Parts Replacement | ATEX Suppression Bottle No. 1.11 | B | 0190E006 | 2021-03-19 | 2017-07-25 | PHILAGANAN
0190-011-200 | 523453 | 0190-MLK-PRO-EGB-EGRTWR01-ATEXBTL1_12 | PM03 | 305 | 260WKS ATEX Parts Replacement | ATEX Suppression Bottle No. 1.12 | B | 0190E006 | 2021-03-19 | 2017-07-25 | PHILAGANAN
0190-011-200 | 523453 | 0190-MLK-PRO-EGB-EGRTWR01-ATEXBTL1_2 | PM03 | 305 | 260WKS ATEX Parts Replacement | ATEX Suppression Bottle No. 1.2 | B | 0190E006 | 2021-03-19 | 2017-07-25 | PHILAGANAN
0190-011-200 | 523453 | 0190-MLK-PRO-EGB-EGRTWR01-ATEXBTL1_3 | PM03 | 305 | 260WKS ATEX Parts Replacement | ATEX Suppression Bottle No. 1.3 | B | 0190E006 | 2021-03-19 | 2017-07-25 | PHILAGANAN
0190-011-200 | 523453 | 0190-MLK-PRO-EGB-EGRTWR01-ATEXBTL1_4 | PM03 | 305 | 260WKS ATEX Parts Replacement | ATEX Suppression Bottle No. 1.4 | B | 0190E006 | 2021-03-19 | 2017-07-25 | PHILAGANAN
0190-011-200 | 523453 | 0190-MLK-PRO-EGB-EGRTWR01-ATEXBTL1_5 | PM03 | 305 | 260WKS ATEX Parts Replacement | ATEX Suppression Bottle No. 1.5 | B | 0190E006 | 2021-03-19 | 2017-07-25 | PHILAGANAN
0190-011-200 | 523453 | 0190-MLK-PRO-EGB-EGRTWR01-ATEXBTL1_6 | PM03 | 305 | 260WKS ATEX Parts Replacement | ATEX Suppression Bottle No. 1.6 | B | 0190E006 | 2021-03-19 | 2017-07-25 | PHILAGANAN
0190-011-200 | 523453 | 0190-MLK-PRO-EGB-EGRTWR01-ATEXBTL1_7 | PM03 | 305 | 260WKS ATEX Parts Replacement | ATEX Suppression Bottle No. 1.7 | B | 0190E006 | 2021-03-19 | 2017-07-25 | PHILAGANAN
0190-011-200 | 523453 | 0190-MLK-PRO-EGB-EGRTWR01-ATEXBTL1_8 | PM03 | 305 | 260WKS ATEX Parts Replacement | ATEX Suppression Bottle No. 1.8 | B | 0190E006 | 2021-03-19 | 2017-07-25 | PHILAGANAN
0190-011-200 | 523453 | 0190-MLK-PRO-EGB-EGRTWR01-ATEXBTL1_9 | PM03 | 305 | 260WKS ATEX Parts Replacement | ATEX Suppression Bottle No. 1.9 | B | 0190E006 | 2021-03-19 | 2017-07-25 | PHILAGANAN
0190-011-200 | 523453 | 0190-MLK-PRO-EGB-FINHPR01-ATEXBTL3_1 | PM03 | 305 | 260WKS ATEX Parts Replacement | ATEX Suppression Bottle No. 3.1 | B | 0190E006 | 2021-03-19 | 2017-07-25 | PHILAGANAN
0190-011-200 | 523453 | 0190-MLK-PRO-EGB-FINHPR01-ATEXBTL3_2 | PM03 | 305 | 260WKS ATEX Parts Replacement | ATEX Suppression Bottle No. 3.2 | B | 0190E006 | 2021-03-19 | 2017-07-25 | PHILAGANAN
0190-011-200 | 523453 | 0190-MLK-PRO-EGB-MULSEP01-ATEXBTL1_13 | PM03 | 305 | 260WKS ATEX Parts Replacement | ATEX Suppression Bottle No. 1.13 | B | 0190E006 | 2021-03-19 | 2017-07-25 | PHILAGANAN
0190-011-200 | 523453 | 0190-MLK-PRO-EGB-MULSEP01-ATEXBTL1_14 | PM03 | 305 | 260WKS ATEX Parts Replacement | ATEX Suppression Bottle No. 1.14 | B | 0190E006 | 2021-03-19 | 2017-07-25 | PHILAGANAN
0190-011-200 | 523453 | 0190-MLK-PRO-EGB-MULSEP02-ATEXBTL1_15 | PM03 | 305 | 260WKS ATEX Parts Replacement | ATEX Suppression Bottle No. 1.15 | B | 0190E006 | 2021-03-19 | 2017-07-25 | PHILAGANAN
0190-011-200 | 523453 | 0190-MLK-PRO-EGB-MULSEP02-ATEXBTLE1_16 | PM03 | 305 | 260WKS ATEX Parts Replacement | ATEX Suppression Bottle No. 1.16 | B | 0190E005 | 2021-03-19 | 2017-07-25 | PHILAGANAN
0190-011-199 | 523452 | 0190-MLK-PRO-EGC-ACOBED01-ATEXBTL2_3 | PM03 | 305 | 104WKS ATEX Parts Replacement | ATEX Suppression Bottle No. 2.3 | B | 0190E006 | 2021-03-19 | 2017-05-02 | PHILAGANAN
0190-011-199 | 523452 | 0190-MLK-PRO-EGC-ACOBED01-ATEXBTL2_4 | PM03 | 305 | 104WKS ATEX Parts Replacement | ATEX Suppression Bottle No. 2.4 | B | 0190E006 | 2021-03-19 | 2017-07-25 | PHILAGANAN
0190-011-199 | 523452 | 0190-MLK-PRO-EGC-ADRBED01-ATEXBTL2_1 | PM03 | 305 | 104WKS ATEX Parts Replacement | ATEX Suppression Bottle No. 2.1 | B | 0190E006 | 2021-03-19 | 2017-07-25 | PHILAGANAN
0190-011-199 | 523452 | 0190-MLK-PRO-EGC-ADRBED01-ATEXBTL2_2 | PM03 | 305 | 104WKS ATEX Parts Replacement | ATEX Suppression Bottle No. 2.2 | B | 0190E006 | 2021-03-19 | 2017-07-25 | PHILAGANAN
0190-011-199 | 523452 | 0190-MLK-PRO-EGC-EGRTWR01-ATEXBTL1_1 | PM03 | 305 | 104WKS ATEX Parts Replacement | ATEX Suppression Bottle No. 1.1 | B | 0190E006 | 2021-03-19 | 2017-07-25 | PHILAGANAN
0190-011-199 | 523452 | 0190-MLK-PRO-EGC-EGRTWR01-ATEXBTL1_10 | PM03 | 305 | 104WKS ATEX Parts Replacement | ATEX Suppression Bottle No. 1.10 | B | 0190E006 | 2021-03-19 | 2017-07-25 | PHILAGANAN
0190-011-199 | 523452 | 0190-MLK-PRO-EGC-EGRTWR01-ATEXBTL1_11 | PM03 | 305 | 104WKS ATEX Parts Replacement | ATEX Suppression Bottle No. 1.11 | B | 0190E006 | 2021-03-19 | 2017-07-25 | PHILAGANAN
0190-011-199 | 523452 | 0190-MLK-PRO-EGC-EGRTWR01-ATEXBTL1_12 | PM03 | 305 | 104WKS ATEX Parts Replacement | ATEX Suppression Bottle No. 1.12 | B | 0190E006 | 2021-03-19 | 2017-07-25 | PHILAGANAN
0190-011-199 | 523452 | 0190-MLK-PRO-EGC-EGRTWR01-ATEXBTL1_2 | PM03 | 305 | 104WKS ATEX Parts Replacement | ATEX Suppression Bottle No. 1.2 | B | 0190E006 | 2021-03-19 | 2017-07-25 | PHILAGANAN
0190-011-199 | 523452 | 0190-MLK-PRO-EGC-EGRTWR01-ATEXBTL1_3 | PM03 | 305 | 104WKS ATEX Parts Replacement | ATEX Suppression Bottle No. 1.3 | B | 0190E006 | 2021-03-19 | 2017-07-25 | PHILAGANAN
0190-011-199 | 523452 | 0190-MLK-PRO-EGC-EGRTWR01-ATEXBTL1_4 | PM03 | 305 | 104WKS ATEX Parts Replacement | ATEX Suppression Bottle No. 1.4 | B | 0190E006 | 2021-03-19 | 2017-07-25 | PHILAGANAN
0190-011-199 | 523452 | 0190-MLK-PRO-EGC-EGRTWR01-ATEXBTL1_5 | PM03 | 305 | 104WKS ATEX Parts Replacement | ATEX Suppression Bottle No. 1.5 | B | 0190E006 | 2021-03-19 | 2017-07-25 | PHILAGANAN
0190-011-199 | 523452 | 0190-MLK-PRO-EGC-EGRTWR01-ATEXBTL1_6 | PM03 | 305 | 104WKS ATEX Parts Replacement | ATEX Suppression Bottle No. 1.6 | B | 0190E006 | 2021-03-19 | 2017-07-25 | PHILAGANAN
0190-011-199 | 523452 | 0190-MLK-PRO-EGC-EGRTWR01-ATEXBTL1_7 | PM03 | 305 | 104WKS ATEX Parts Replacement | ATEX Suppression Bottle No. 1.7 | B | 0190E006 | 2021-03-19 | 2017-07-25 | PHILAGANAN
0190-011-199 | 523452 | 0190-MLK-PRO-EGC-EGRTWR01-ATEXBTL1_8 | PM03 | 305 | 104WKS ATEX Parts Replacement | ATEX Suppression Bottle No. 1.8 | B | 0190E006 | 2021-03-19 | 2017-07-25 | PHILAGANAN
0190-011-199 | 523452 | 0190-MLK-PRO-EGC-EGRTWR01-ATEXBTL1_9 | PM03 | 305 | 104WKS ATEX Parts Replacement | ATEX Suppression Bottle No. 1.9 | B | 0190E006 | 2021-03-19 | 2017-07-25 | PHILAGANAN
0190-011-199 | 523452 | 0190-MLK-PRO-EGC-FINHPR01-ATEXBTL3_1 | PM03 | 305 | 104WKS ATEX Parts Replacement | ATEX Suppression Bottle No. 3.1 | B | 0190E006 | 2021-03-19 | 2017-07-25 | PHILAGANAN
0190-011-199 | 523452 | 0190-MLK-PRO-EGC-FINHPR01-ATEXBTL3_2 | PM03 | 305 | 104WKS ATEX Parts Replacement | ATEX Suppression Bottle No. 3.2 | B | 0190E006 | 2021-03-19 | 2017-07-25 | PHILAGANAN
0190-011-199 | 523452 | 0190-MLK-PRO-EGC-MULSEP01-ATEXBTL1_13 | PM03 | 305 | 104WKS ATEX Parts Replacement | ATEX Suppression Bottle No. 1.13 | B | 0190E006 | 2021-03-19 | 2017-07-25 | PHILAGANAN
0190-011-199 | 523452 | 0190-MLK-PRO-EGC-MULSEP01-ATEXBTL1_14 | PM03 | 305 | 104WKS ATEX Parts Replacement | ATEX Suppression Bottle No. 1.14 | B | 0190E006 | 2021-03-19 | 2017-07-25 | PHILAGANAN
0190-011-199 | 523452 | 0190-MLK-PRO-EGC-MULSEP02-ATEXBTL1_15 | PM03 | 305 | 104WKS ATEX Parts Replacement | ATEX Suppression Bottle No. 1.15 | B | 0190E006 | 2021-03-19 | 2017-07-25 | PHILAGANAN
0190-011-199 | 523452 | 0190-MLK-PRO-EGC-MULSEP02-ATEXBTL1_16 | PM03 | 305 | 104WKS ATEX Parts Replacement | ATEX Suppression Bottle No. 1.16 | B | 0190E006 | 2021-03-19 | 2017-07-25 | PHILAGANAN
0190-011-198 | 523452 | 0190-MLK-PRO-EGB-ACOBED01-ATEXBTL2_3 | PM03 | 305 | 104WKS ATEX Parts Replacement | ATEX Suppression Bottle No. 2.3 | B | 0190E006 | 2021-03-19 | 2017-05-02 | PHILAGANAN
0190-011-198 | 523452 | 0190-MLK-PRO-EGB-ACOBED01-ATEXBTL2_4 | PM03 | 305 | 104WKS ATEX Parts Replacement | ATEX Suppression Bottle No. 2.4 | B | 0190E006 | 2021-03-19 | 2017-07-25 | PHILAGANAN
0190-011-198 | 523452 | 0190-MLK-PRO-EGB-ADRBED01-ATEXBTL2_1 | PM03 | 305 | 104WKS ATEX Parts Replacement | ATEX Suppression Bottle No. 2.1 | B | 0190E006 | 2021-03-19 | 2017-07-25 | PHILAGANAN
0190-011-198 | 523452 | 0190-MLK-PRO-EGB-ADRBED01-ATEXBTL2_2 | PM03 | 305 | 104WKS ATEX Parts Replacement | ATEX Suppression Bottle No. 2.2 | B | 0190E006 | 2021-03-19 | 2017-07-25 | PHILAGANAN
0190-011-198 | 523452 | 0190-MLK-PRO-EGB-EGRTWR01-ATEXBTL1_1 | PM03 | 305 | 104WKS ATEX Parts Replacement | ATEX Suppression Bottle No. 1.1 | B | 0190E006 | 2021-03-19 | 2017-07-25 | PHILAGANAN
0190-011-198 | 523452 | 0190-MLK-PRO-EGB-EGRTWR01-ATEXBTL1_10 | PM03 | 305 | 104WKS ATEX Parts Replacement | ATEX Suppression Bottle No. 1.10 | B | 0190E006 | 2021-03-19 | 2017-07-25 | PHILAGANAN
0190-011-198 | 523452 | 0190-MLK-PRO-EGB-EGRTWR01-ATEXBTL1_11 | PM03 | 305 | 104WKS ATEX Parts Replacement | ATEX Suppression Bottle No. 1.11 | B | 0190E006 | 2021-03-19 | 2017-07-25 | PHILAGANAN
0190-011-198 | 523452 | 0190-MLK-PRO-EGB-EGRTWR01-ATEXBTL1_12 | PM03 | 305 | 104WKS ATEX Parts Replacement | ATEX Suppression Bottle No. 1.12 | B | 0190E006 | 2021-03-19 | 2017-07-25 | PHILAGANAN
0190-011-198 | 523452 | 0190-MLK-PRO-EGB-EGRTWR01-ATEXBTL1_2 | PM03 | 305 | 104WKS ATEX Parts Replacement | ATEX Suppression Bottle No. 1.2 | B | 0190E006 | 2021-03-19 | 2017-07-25 | PHILAGANAN
0190-011-198 | 523452 | 0190-MLK-PRO-EGB-EGRTWR01-ATEXBTL1_3 | PM03 | 305 | 104WKS ATEX Parts Replacement | ATEX Suppression Bottle No. 1.3 | B | 0190E006 | 2021-03-19 | 2017-07-25 | PHILAGANAN
0190-011-198 | 523452 | 0190-MLK-PRO-EGB-EGRTWR01-ATEXBTL1_4 | PM03 | 305 | 104WKS ATEX Parts Replacement | ATEX Suppression Bottle No. 1.4 | B | 0190E006 | 2021-03-19 | 2017-07-25 | PHILAGANAN
0190-011-198 | 523452 | 0190-MLK-PRO-EGB-EGRTWR01-ATEXBTL1_5 | PM03 | 305 | 104WKS ATEX Parts Replacement | ATEX Suppression Bottle No. 1.5 | B | 0190E006 | 2021-03-19 | 2017-07-25 | PHILAGANAN
0190-011-198 | 523452 | 0190-MLK-PRO-EGB-EGRTWR01-ATEXBTL1_6 | PM03 | 305 | 104WKS ATEX Parts Replacement | ATEX Suppression Bottle No. 1.6 | B | 0190E006 | 2021-03-19 | 2017-07-25 | PHILAGANAN
0190-011-198 | 523452 | 0190-MLK-PRO-EGB-EGRTWR01-ATEXBTL1_7 | PM03 | 305 | 104WKS ATEX Parts Replacement | ATEX Suppression Bottle No. 1.7 | B | 0190E006 | 2021-03-19 | 2017-07-25 | PHILAGANAN
0190-011-198 | 523452 | 0190-MLK-PRO-EGB-EGRTWR01-ATEXBTL1_8 | PM03 | 305 | 104WKS ATEX Parts Replacement | ATEX Suppression Bottle No. 1.8 | B | 0190E006 | 2021-03-19 | 2017-07-25 | PHILAGANAN
0190-011-198 | 523452 | 0190-MLK-PRO-EGB-EGRTWR01-ATEXBTL1_9 | PM03 | 305 | 104WKS ATEX Parts Replacement | ATEX Suppression Bottle No. 1.9 | B | 0190E006 | 2021-03-19 | 2017-07-25 | PHILAGANAN
0190-011-198 | 523452 | 0190-MLK-PRO-EGB-FINHPR01-ATEXBTL3_1 | PM03 | 305 | 104WKS ATEX Parts Replacement | ATEX Suppression Bottle No. 3.1 | B | 0190E006 | 2021-03-19 | 2017-07-25 | PHILAGANAN
0190-011-198 | 523452 | 0190-MLK-PRO-EGB-FINHPR01-ATEXBTL3_2 | PM03 | 305 | 104WKS ATEX Parts Replacement | ATEX Suppression Bottle No. 3.2 | B | 0190E006 | 2021-03-19 | 2017-07-25 | PHILAGANAN
0190-011-198 | 523452 | 0190-MLK-PRO-EGB-MULSEP01-ATEXBTL1_13 | PM03 | 305 | 104WKS ATEX Parts Replacement | ATEX Suppression Bottle No. 1.13 | B | 0190E006 | 2021-03-19 | 2017-07-25 | PHILAGANAN
0190-011-198 | 523452 | 0190-MLK-PRO-EGB-MULSEP01-ATEXBTL1_14 | PM03 | 305 | 104WKS ATEX Parts Replacement | ATEX Suppression Bottle No. 1.14 | B | 0190E006 | 2021-03-19 | 2017-07-25 | PHILAGANAN
0190-011-198 | 523452 | 0190-MLK-PRO-EGB-MULSEP02-ATEXBTL1_15 | PM03 | 305 | 104WKS ATEX Parts Replacement | ATEX Suppression Bottle No. 1.15 | B | 0190E006 | 2021-03-19 | 2017-07-25 | PHILAGANAN
0190-011-198 | 523452 | 0190-MLK-PRO-EGB-MULSEP02-ATEXBTLE1_16 | PM03 | 305 | 104WKS ATEX Parts Replacement | ATEX Suppression Bottle No. 1.16 | B | 0190E005 | 2021-03-19 | 2017-07-25 | PHILAGANAN
0190-011-197 | 522409 | 0190-MLK-PRO-EGB-ATXSUPSS01 | PM03 | 305 | 26WK PFDMS Vibration Analysis | ATEX Suppression Bottle Safety System B | A | 0190E006 | 2021-03-19 | 2017-03-24 | PHILAGANAN
0190-011-197 | 522409 | 0190-MLK-PRO-EGC-XSUPSS01 | PM03 | 305 | 26WK PFDMS Vibration Analysis | ATEX Suppression Bottle Safety System C | A | 0190E006 | 2021-03-19 | 2017-03-24 | PHILAGANAN
0190-011-196 | 521384 | 0190-MLK-PRO-EGC-SFTYSYSTM | PM03 | 305 | 13WKS Sensor Terminal Re-tightening | Egron Safety System | A | 0190E006 | 2018-04-06 | 2017-03-22 | PHBASALEN
0190-011-195 | 521384 | 0190-MLK-PRO-EGB-SFTYSYSTM | PM03 | 305 | 13WKS Sensor Terminal Re-tightening | Egron Safety System | A | 0190E006 | 2018-04-06 | 2017-03-21 | PHBASALEN
0190-011-194 | 521384 | 0190-MLK-PRO-EGC-EGRTWR01-TEMPTRANS0132 | PM03 | 307 | 13WKS Sensor Terminal Re-tightening | Egron C Tower Temp Trans 01.32 | B | 0190E005 | 2018-07-30 | 2017-03-08 | PHBASALEN
0190-011-193 | 517364 | 0190-MLK-PRO-WPB-3LHBTK01-BURSTNGDISC | PM03 | 305 | 26WK Bursting Disc Replacement | 3L HPBT BURSTING DISC | B | 0190E005 | 2021-03-19 | 2016-12-03 | PHILAGANAN
0190-011-193 | 517364 | 0190-MLK-PRO-WPB-SNFHBT01-BURSTNGDISC | PM03 | 305 | 26WK Bursting Disc Replacement | SNF HPBT BURSTING DISC | B | 0190E005 | 2021-03-19 | 2016-12-03 | PHILAGANAN
0190-011-193 | 517364 | 0190-MLK-PRO-WPC-3LHBTK01-BURSTNGDISC | PM03 | 305 | 26WK Bursting Disc Replacement | 3L HPBT BURSTING DISC | B | 0190E005 | 2021-03-19 | 2016-12-03 | PHILAGANAN
0190-011-193 | 517364 | 0190-MLK-PRO-WPC-SNFHBT01-BURSTNGDISC | PM03 | 305 | 26WK Bursting Disc Replacement | SNF HPBT BURSTING DISC | B | 0190E005 | 2021-03-19 | 2016-12-03 | PHILAGANAN
0190-011-192 | 516204 | 0190-MLK-PRO-EGC-ADRBED01-VIBROMOTOR01 | PM03 | 305 | 26WK Bearing Replacement | AD Vibro Motor No. 01 | B | 0190E005 | 2021-03-19 | 2016-11-08 | PHILAGANAN
0190-011-192 | 516204 | 0190-MLK-PRO-EGC-ADRBED01-VIBROMOTOR02 | PM03 | 305 | 26WK Bearing Replacement | AD Vibro Motor No. 02 | B | 0190E005 | 2021-03-19 | 2016-11-08 | PHILAGANAN
0190-011-191 | 512696 | 0190-MLK-PRO-EGB-COMMON-SHWRVLVS01 | PM03 | 305 | 52WKS EGRON SHOWER VALVES MAINTENANCE | Milks Egron B Shower Valves System | C | 0190E006 | 2020-09-18 | 2016-07-22 | PHBASALEN
0190-011-191 | 512696 | 0190-MLK-PRO-EGC-COMMON-SHWRVLVS01 | PM03 | 305 | 52WKS EGRON SHOWER VALVES MAINTENANCE | Milks Egron C Shower Valves System | C | 0190E006 | 2020-09-18 | 2016-07-22 | PHBASALEN
0190-011-190 | 525960 | 0190-MLK-PRO-EGB-PWINCH01-SAOPWRPSTONR | PM03 | 305 | 52WKS SAO Power Positioner Replacement | SAO Power Positioner | B | 0190E006 | 2021-03-19 | 2017-05-12 | PHILAGANAN
0190-011-190 | 525960 | 0190-MLK-PRO-EGC-PWINCH01-SAOPWRPSTONR | PM03 | 305 | 52WKS SAO Power Positioner Replacement | SAO Power Positioner | B | 0190E006 | 2021-03-19 | 2017-05-12 | PHILAGANAN
0190-011-189 | 515292 | 0190-MLK-PRO-EGC-ACOBED01-ATEXBTL2_3 | PM03 | 307 | 104WKS Radiographic Test ATEX Bottle | ATEX Suppression Bottle No. 2.3 | B | 0190E006 | 2021-03-19 | 2016-10-11 | PHILAGANAN
0190-011-189 | 515292 | 0190-MLK-PRO-EGC-ACOBED01-ATEXBTL2_4 | PM03 | 307 | 104WKS Radiographic Test ATEX Bottle | ATEX Suppression Bottle No. 2.4 | B | 0190E006 | 2021-03-19 | 2017-07-25 | PHILAGANAN
0190-011-189 | 515292 | 0190-MLK-PRO-EGC-ADRBED01-ATEXBTL2_1 | PM03 | 307 | 104WKS Radiographic Test ATEX Bottle | ATEX Suppression Bottle No. 2.1 | B | 0190E006 | 2021-03-19 | 2017-07-25 | PHILAGANAN
0190-011-189 | 515292 | 0190-MLK-PRO-EGC-ADRBED01-ATEXBTL2_2 | PM03 | 307 | 104WKS Radiographic Test ATEX Bottle | ATEX Suppression Bottle No. 2.2 | B | 0190E006 | 2021-03-19 | 2017-07-25 | PHILAGANAN
0190-011-189 | 515292 | 0190-MLK-PRO-EGC-EGRTWR01-ATEXBTL1_1 | PM03 | 307 | 104WKS Radiographic Test ATEX Bottle | ATEX Suppression Bottle No. 1.1 | B | 0190E006 | 2021-03-19 | 2017-07-25 | PHILAGANAN
0190-011-189 | 515292 | 0190-MLK-PRO-EGC-EGRTWR01-ATEXBTL1_10 | PM03 | 307 | 104WKS Radiographic Test ATEX Bottle | ATEX Suppression Bottle No. 1.10 | B | 0190E006 | 2021-03-19 | 2017-07-25 | PHILAGANAN
0190-011-189 | 515292 | 0190-MLK-PRO-EGC-EGRTWR01-ATEXBTL1_11 | PM03 | 307 | 104WKS Radiographic Test ATEX Bottle | ATEX Suppression Bottle No. 1.11 | B | 0190E006 | 2021-03-19 | 2017-07-25 | PHILAGANAN
0190-011-189 | 515292 | 0190-MLK-PRO-EGC-EGRTWR01-ATEXBTL1_12 | PM03 | 307 | 104WKS Radiographic Test ATEX Bottle | ATEX Suppression Bottle No. 1.12 | B | 0190E006 | 2021-03-19 | 2017-07-25 | PHILAGANAN
0190-011-189 | 515292 | 0190-MLK-PRO-EGC-EGRTWR01-ATEXBTL1_2 | PM03 | 307 | 104WKS Radiographic Test ATEX Bottle | ATEX Suppression Bottle No. 1.2 | B | 0190E006 | 2021-03-19 | 2017-07-25 | PHILAGANAN
0190-011-189 | 515292 | 0190-MLK-PRO-EGC-EGRTWR01-ATEXBTL1_3 | PM03 | 307 | 104WKS Radiographic Test ATEX Bottle | ATEX Suppression Bottle No. 1.3 | B | 0190E006 | 2021-03-19 | 2017-07-25 | PHILAGANAN
0190-011-189 | 515292 | 0190-MLK-PRO-EGC-EGRTWR01-ATEXBTL1_4 | PM03 | 307 | 104WKS Radiographic Test ATEX Bottle | ATEX Suppression Bottle No. 1.4 | B | 0190E006 | 2021-03-19 | 2017-07-25 | PHILAGANAN
0190-011-189 | 515292 | 0190-MLK-PRO-EGC-EGRTWR01-ATEXBTL1_5 | PM03 | 307 | 104WKS Radiographic Test ATEX Bottle | ATEX Suppression Bottle No. 1.5 | B | 0190E006 | 2021-03-19 | 2017-07-25 | PHILAGANAN
0190-011-189 | 515292 | 0190-MLK-PRO-EGC-EGRTWR01-ATEXBTL1_6 | PM03 | 307 | 104WKS Radiographic Test ATEX Bottle | ATEX Suppression Bottle No. 1.6 | B | 0190E006 | 2021-03-19 | 2017-07-25 | PHILAGANAN
0190-011-189 | 515292 | 0190-MLK-PRO-EGC-EGRTWR01-ATEXBTL1_7 | PM03 | 307 | 104WKS Radiographic Test ATEX Bottle | ATEX Suppression Bottle No. 1.7 | B | 0190E006 | 2021-03-19 | 2017-07-25 | PHILAGANAN
0190-011-189 | 515292 | 0190-MLK-PRO-EGC-EGRTWR01-ATEXBTL1_8 | PM03 | 307 | 104WKS Radiographic Test ATEX Bottle | ATEX Suppression Bottle No. 1.8 | B | 0190E006 | 2021-03-19 | 2017-07-25 | PHILAGANAN
0190-011-189 | 515292 | 0190-MLK-PRO-EGC-EGRTWR01-ATEXBTL1_9 | PM03 | 307 | 104WKS Radiographic Test ATEX Bottle | ATEX Suppression Bottle No. 1.9 | B | 0190E006 | 2021-03-19 | 2017-07-25 | PHILAGANAN
0190-011-189 | 515292 | 0190-MLK-PRO-EGC-FINHPR01-ATEXBTL3_1 | PM03 | 307 | 104WKS Radiographic Test ATEX Bottle | ATEX Suppression Bottle No. 3.1 | B | 0190E006 | 2021-03-19 | 2017-07-25 | PHILAGANAN
0190-011-189 | 515292 | 0190-MLK-PRO-EGC-FINHPR01-ATEXBTL3_2 | PM03 | 307 | 104WKS Radiographic Test ATEX Bottle | ATEX Suppression Bottle No. 3.2 | B | 0190E006 | 2021-03-19 | 2017-07-25 | PHILAGANAN
0190-011-189 | 515292 | 0190-MLK-PRO-EGC-MULSEP01-ATEXBTL1_13 | PM03 | 307 | 104WKS Radiographic Test ATEX Bottle | ATEX Suppression Bottle No. 1.13 | B | 0190E006 | 2021-03-19 | 2017-07-25 | PHILAGANAN
0190-011-189 | 515292 | 0190-MLK-PRO-EGC-MULSEP01-ATEXBTL1_14 | PM03 | 307 | 104WKS Radiographic Test ATEX Bottle | ATEX Suppression Bottle No. 1.14 | B | 0190E006 | 2021-03-19 | 2017-07-25 | PHILAGANAN
0190-011-189 | 515292 | 0190-MLK-PRO-EGC-MULSEP02-ATEXBTL1_15 | PM03 | 307 | 104WKS Radiographic Test ATEX Bottle | ATEX Suppression Bottle No. 1.15 | B | 0190E006 | 2021-03-19 | 2017-07-25 | PHILAGANAN
0190-011-189 | 515292 | 0190-MLK-PRO-EGC-MULSEP02-ATEXBTL1_16 | PM03 | 307 | 104WKS Radiographic Test ATEX Bottle | ATEX Suppression Bottle No. 1.16 | B | 0190E006 | 2021-03-19 | 2017-07-25 | PHILAGANAN
0190-011-188 | 515292 | 0190-MLK-PRO-EGB-ACOBED01-ATEXBTL2_3 | PM03 | 307 | 104WKS Radiographic Test ATEX Bottle | ATEX Suppression Bottle No. 2.3 | B | 0190E006 | 2021-03-19 | 2016-10-11 | PHILAGANAN
0190-011-188 | 515292 | 0190-MLK-PRO-EGB-ACOBED01-ATEXBTL2_4 | PM03 | 307 | 104WKS Radiographic Test ATEX Bottle | ATEX Suppression Bottle No. 2.4 | B | 0190E006 | 2021-03-19 | 2017-07-25 | PHILAGANAN
0190-011-188 | 515292 | 0190-MLK-PRO-EGB-ADRBED01-ATEXBTL2_1 | PM03 | 307 | 104WKS Radiographic Test ATEX Bottle | ATEX Suppression Bottle No. 2.1 | B | 0190E006 | 2021-03-19 | 2017-07-25 | PHILAGANAN
0190-011-188 | 515292 | 0190-MLK-PRO-EGB-ADRBED01-ATEXBTL2_2 | PM03 | 307 | 104WKS Radiographic Test ATEX Bottle | ATEX Suppression Bottle No. 2.2 | B | 0190E006 | 2021-03-19 | 2017-07-25 | PHILAGANAN
0190-011-188 | 515292 | 0190-MLK-PRO-EGB-EGRTWR01-ATEXBTL1_1 | PM03 | 307 | 104WKS Radiographic Test ATEX Bottle | ATEX Suppression Bottle No. 1.1 | B | 0190E006 | 2021-03-19 | 2017-07-25 | PHILAGANAN
0190-011-188 | 515292 | 0190-MLK-PRO-EGB-EGRTWR01-ATEXBTL1_10 | PM03 | 307 | 104WKS Radiographic Test ATEX Bottle | ATEX Suppression Bottle No. 1.10 | B | 0190E006 | 2021-03-19 | 2017-07-25 | PHILAGANAN
0190-011-188 | 515292 | 0190-MLK-PRO-EGB-EGRTWR01-ATEXBTL1_11 | PM03 | 307 | 104WKS Radiographic Test ATEX Bottle | ATEX Suppression Bottle No. 1.11 | B | 0190E006 | 2021-03-19 | 2017-07-25 | PHILAGANAN
0190-011-188 | 515292 | 0190-MLK-PRO-EGB-EGRTWR01-ATEXBTL1_12 | PM03 | 307 | 104WKS Radiographic Test ATEX Bottle | ATEX Suppression Bottle No. 1.12 | B | 0190E006 | 2021-03-19 | 2017-07-25 | PHILAGANAN
0190-011-188 | 515292 | 0190-MLK-PRO-EGB-EGRTWR01-ATEXBTL1_2 | PM03 | 307 | 104WKS Radiographic Test ATEX Bottle | ATEX Suppression Bottle No. 1.2 | B | 0190E006 | 2021-03-19 | 2017-07-25 | PHILAGANAN
0190-011-188 | 515292 | 0190-MLK-PRO-EGB-EGRTWR01-ATEXBTL1_3 | PM03 | 307 | 104WKS Radiographic Test ATEX Bottle | ATEX Suppression Bottle No. 1.3 | B | 0190E006 | 2021-03-19 | 2017-07-25 | PHILAGANAN
0190-011-188 | 515292 | 0190-MLK-PRO-EGB-EGRTWR01-ATEXBTL1_4 | PM03 | 307 | 104WKS Radiographic Test ATEX Bottle | ATEX Suppression Bottle No. 1.4 | B | 0190E006 | 2021-03-19 | 2017-07-25 | PHILAGANAN
0190-011-188 | 515292 | 0190-MLK-PRO-EGB-EGRTWR01-ATEXBTL1_5 | PM03 | 307 | 104WKS Radiographic Test ATEX Bottle | ATEX Suppression Bottle No. 1.5 | B | 0190E006 | 2021-03-19 | 2017-07-25 | PHILAGANAN
0190-011-188 | 515292 | 0190-MLK-PRO-EGB-EGRTWR01-ATEXBTL1_6 | PM03 | 307 | 104WKS Radiographic Test ATEX Bottle | ATEX Suppression Bottle No. 1.6 | B | 0190E006 | 2021-03-19 | 2017-07-25 | PHILAGANAN
0190-011-188 | 515292 | 0190-MLK-PRO-EGB-EGRTWR01-ATEXBTL1_7 | PM03 | 307 | 104WKS Radiographic Test ATEX Bottle | ATEX Suppression Bottle No. 1.7 | B | 0190E006 | 2021-03-19 | 2017-07-25 | PHILAGANAN
0190-011-188 | 515292 | 0190-MLK-PRO-EGB-EGRTWR01-ATEXBTL1_8 | PM03 | 307 | 104WKS Radiographic Test ATEX Bottle | ATEX Suppression Bottle No. 1.8 | B | 0190E006 | 2021-03-19 | 2017-07-25 | PHILAGANAN
0190-011-188 | 515292 | 0190-MLK-PRO-EGB-EGRTWR01-ATEXBTL1_9 | PM03 | 307 | 104WKS Radiographic Test ATEX Bottle | ATEX Suppression Bottle No. 1.9 | B | 0190E006 | 2021-03-19 | 2017-07-25 | PHILAGANAN
0190-011-188 | 515292 | 0190-MLK-PRO-EGB-FINHPR01-ATEXBTL3_1 | PM03 | 307 | 104WKS Radiographic Test ATEX Bottle | ATEX Suppression Bottle No. 3.1 | B | 0190E006 | 2021-03-19 | 2017-07-25 | PHILAGANAN
0190-011-188 | 515292 | 0190-MLK-PRO-EGB-FINHPR01-ATEXBTL3_2 | PM03 | 307 | 104WKS Radiographic Test ATEX Bottle | ATEX Suppression Bottle No. 3.2 | B | 0190E006 | 2021-03-19 | 2017-07-25 | PHILAGANAN
0190-011-188 | 515292 | 0190-MLK-PRO-EGB-MULSEP01-ATEXBTL1_13 | PM03 | 307 | 104WKS Radiographic Test ATEX Bottle | ATEX Suppression Bottle No. 1.13 | B | 0190E006 | 2021-03-19 | 2017-07-25 | PHILAGANAN
0190-011-188 | 515292 | 0190-MLK-PRO-EGB-MULSEP01-ATEXBTL1_14 | PM03 | 307 | 104WKS Radiographic Test ATEX Bottle | ATEX Suppression Bottle No. 1.14 | B | 0190E006 | 2021-03-19 | 2017-07-25 | PHILAGANAN
0190-011-188 | 515292 | 0190-MLK-PRO-EGB-MULSEP02-ATEXBTL1_15 | PM03 | 307 | 104WKS Radiographic Test ATEX Bottle | ATEX Suppression Bottle No. 1.15 | B | 0190E006 | 2021-03-19 | 2017-07-25 | PHILAGANAN
0190-011-188 | 515292 | 0190-MLK-PRO-EGB-MULSEP02-ATEXBTLE1_16 | PM03 | 307 | 104WKS Radiographic Test ATEX Bottle | ATEX Suppression Bottle No. 1.16 | B | 0190E005 | 2021-03-19 | 2017-07-25 | PHILAGANAN
0190-011-187 | 515035 | 0190-MLK-PRO-EGC-ACOBED01-ATEXBTL2_3 | PM03 | 305 | 104 WKS ATEX Bursting Disc Replacement | ATEX Suppression Bottle No. 2.3 | B | 0190E006 | 2021-03-19 | 2016-09-29 | PHILAGANAN
0190-011-187 | 515035 | 0190-MLK-PRO-EGC-ACOBED01-ATEXBTL2_4 | PM03 | 305 | 104 WKS ATEX Bursting Disc Replacement | ATEX Suppression Bottle No. 2.4 | B | 0190E006 | 2021-03-19 | 2016-09-29 | PHILAGANAN
0190-011-187 | 515035 | 0190-MLK-PRO-EGC-ADRBED01-ATEXBTL2_1 | PM03 | 305 | 104 WKS ATEX Bursting Disc Replacement | ATEX Suppression Bottle No. 2.1 | B | 0190E006 | 2021-03-19 | 2016-09-29 | PHILAGANAN
0190-011-187 | 515035 | 0190-MLK-PRO-EGC-ADRBED01-ATEXBTL2_2 | PM03 | 305 | 104 WKS ATEX Bursting Disc Replacement | ATEX Suppression Bottle No. 2.2 | B | 0190E006 | 2021-03-19 | 2016-09-29 | PHILAGANAN
0190-011-187 | 515035 | 0190-MLK-PRO-EGC-EGRTWR01-ATEXBTL1_1 | PM03 | 305 | 104 WKS ATEX Bursting Disc Replacement | ATEX Suppression Bottle No. 1.1 | B | 0190E006 | 2021-03-19 | 2016-09-29 | PHILAGANAN
0190-011-187 | 515035 | 0190-MLK-PRO-EGC-EGRTWR01-ATEXBTL1_10 | PM03 | 305 | 104 WKS ATEX Bursting Disc Replacement | ATEX Suppression Bottle No. 1.10 | B | 0190E006 | 2021-03-19 | 2016-09-29 | PHILAGANAN
0190-011-187 | 515035 | 0190-MLK-PRO-EGC-EGRTWR01-ATEXBTL1_11 | PM03 | 305 | 104 WKS ATEX Bursting Disc Replacement | ATEX Suppression Bottle No. 1.11 | B | 0190E006 | 2021-03-19 | 2016-09-29 | PHILAGANAN
0190-011-187 | 515035 | 0190-MLK-PRO-EGC-EGRTWR01-ATEXBTL1_12 | PM03 | 305 | 104 WKS ATEX Bursting Disc Replacement | ATEX Suppression Bottle No. 1.12 | B | 0190E006 | 2021-03-19 | 2016-09-29 | PHILAGANAN
0190-011-187 | 515035 | 0190-MLK-PRO-EGC-EGRTWR01-ATEXBTL1_2 | PM03 | 305 | 104 WKS ATEX Bursting Disc Replacement | ATEX Suppression Bottle No. 1.2 | B | 0190E006 | 2021-03-19 | 2016-09-29 | PHILAGANAN
0190-011-187 | 515035 | 0190-MLK-PRO-EGC-EGRTWR01-ATEXBTL1_3 | PM03 | 305 | 104 WKS ATEX Bursting Disc Replacement | ATEX Suppression Bottle No. 1.3 | B | 0190E006 | 2021-03-19 | 2016-09-29 | PHILAGANAN
0190-011-187 | 515035 | 0190-MLK-PRO-EGC-EGRTWR01-ATEXBTL1_4 | PM03 | 305 | 104 WKS ATEX Bursting Disc Replacement | ATEX Suppression Bottle No. 1.4 | B | 0190E006 | 2021-03-19 | 2016-09-29 | PHILAGANAN
0190-011-187 | 515035 | 0190-MLK-PRO-EGC-EGRTWR01-ATEXBTL1_5 | PM03 | 305 | 104 WKS ATEX Bursting Disc Replacement | ATEX Suppression Bottle No. 1.5 | B | 0190E006 | 2021-03-19 | 2016-09-29 | PHILAGANAN
0190-011-187 | 515035 | 0190-MLK-PRO-EGC-EGRTWR01-ATEXBTL1_6 | PM03 | 305 | 104 WKS ATEX Bursting Disc Replacement | ATEX Suppression Bottle No. 1.6 | B | 0190E006 | 2021-03-19 | 2016-09-29 | PHILAGANAN
0190-011-187 | 515035 | 0190-MLK-PRO-EGC-EGRTWR01-ATEXBTL1_7 | PM03 | 305 | 104 WKS ATEX Bursting Disc Replacement | ATEX Suppression Bottle No. 1.7 | B | 0190E006 | 2021-03-19 | 2016-09-29 | PHILAGANAN
0190-011-187 | 515035 | 0190-MLK-PRO-EGC-EGRTWR01-ATEXBTL1_8 | PM03 | 305 | 104 WKS ATEX Bursting Disc Replacement | ATEX Suppression Bottle No. 1.8 | B | 0190E006 | 2021-03-19 | 2016-09-29 | PHILAGANAN
0190-011-187 | 515035 | 0190-MLK-PRO-EGC-EGRTWR01-ATEXBTL1_9 | PM03 | 305 | 104 WKS ATEX Bursting Disc Replacement | ATEX Suppression Bottle No. 1.9 | B | 0190E006 | 2021-03-19 | 2016-09-29 | PHILAGANAN
0190-011-187 | 515035 | 0190-MLK-PRO-EGC-FINHPR01-ATEXBTL3_1 | PM03 | 305 | 104 WKS ATEX Bursting Disc Replacement | ATEX Suppression Bottle No. 3.1 | B | 0190E006 | 2021-03-19 | 2016-09-29 | PHILAGANAN
0190-011-187 | 515035 | 0190-MLK-PRO-EGC-FINHPR01-ATEXBTL3_2 | PM03 | 305 | 104 WKS ATEX Bursting Disc Replacement | ATEX Suppression Bottle No. 3.2 | B | 0190E006 | 2021-03-19 | 2016-09-29 | PHILAGANAN
0190-011-187 | 515035 | 0190-MLK-PRO-EGC-MULSEP01-ATEXBTL1_13 | PM03 | 305 | 104 WKS ATEX Bursting Disc Replacement | ATEX Suppression Bottle No. 1.13 | B | 0190E006 | 2021-03-19 | 2016-09-29 | PHILAGANAN
0190-011-187 | 515035 | 0190-MLK-PRO-EGC-MULSEP01-ATEXBTL1_14 | PM03 | 305 | 104 WKS ATEX Bursting Disc Replacement | ATEX Suppression Bottle No. 1.14 | B | 0190E006 | 2021-03-19 | 2016-09-29 | PHILAGANAN
0190-011-187 | 515035 | 0190-MLK-PRO-EGC-MULSEP02-ATEXBTL1_15 | PM03 | 305 | 104 WKS ATEX Bursting Disc Replacement | ATEX Suppression Bottle No. 1.15 | B | 0190E006 | 2021-03-19 | 2016-09-29 | PHILAGANAN
0190-011-187 | 515035 | 0190-MLK-PRO-EGC-MULSEP02-ATEXBTL1_16 | PM03 | 305 | 104 WKS ATEX Bursting Disc Replacement | ATEX Suppression Bottle No. 1.16 | B | 0190E006 | 2021-03-19 | 2016-09-29 | PHILAGANAN
0190-011-186 | 515035 | 0190-MLK-PRO-EGB-ACOBED01-ATEXBTL2_3 | PM03 | 305 | 104 WKS ATEX Bursting Disc Replacement | ATEX Suppression Bottle No. 2.3 | B | 0190E006 | 2021-03-19 | 2016-09-29 | PHILAGANAN
0190-011-186 | 515035 | 0190-MLK-PRO-EGB-ACOBED01-ATEXBTL2_4 | PM03 | 305 | 104 WKS ATEX Bursting Disc Replacement | ATEX Suppression Bottle No. 2.4 | B | 0190E006 | 2021-03-19 | 2016-09-29 | PHILAGANAN
0190-011-186 | 515035 | 0190-MLK-PRO-EGB-ADRBED01-ATEXBTL2_1 | PM03 | 305 | 104 WKS ATEX Bursting Disc Replacement | ATEX Suppression Bottle No. 2.1 | B | 0190E006 | 2021-03-19 | 2016-09-29 | PHILAGANAN
0190-011-186 | 515035 | 0190-MLK-PRO-EGB-ADRBED01-ATEXBTL2_2 | PM03 | 305 | 104 WKS ATEX Bursting Disc Replacement | ATEX Suppression Bottle No. 2.2 | B | 0190E006 | 2021-03-19 | 2016-09-29 | PHILAGANAN
0190-011-186 | 515035 | 0190-MLK-PRO-EGB-EGRTWR01-ATEXBTL1_1 | PM03 | 305 | 104 WKS ATEX Bursting Disc Replacement | ATEX Suppression Bottle No. 1.1 | B | 0190E006 | 2021-03-19 | 2016-09-29 | PHILAGANAN
0190-011-186 | 515035 | 0190-MLK-PRO-EGB-EGRTWR01-ATEXBTL1_10 | PM03 | 305 | 104 WKS ATEX Bursting Disc Replacement | ATEX Suppression Bottle No. 1.10 | B | 0190E006 | 2021-03-19 | 2016-09-29 | PHILAGANAN
0190-011-186 | 515035 | 0190-MLK-PRO-EGB-EGRTWR01-ATEXBTL1_11 | PM03 | 305 | 104 WKS ATEX Bursting Disc Replacement | ATEX Suppression Bottle No. 1.11 | B | 0190E006 | 2021-03-19 | 2016-09-29 | PHILAGANAN
0190-011-186 | 515035 | 0190-MLK-PRO-EGB-EGRTWR01-ATEXBTL1_12 | PM03 | 305 | 104 WKS ATEX Bursting Disc Replacement | ATEX Suppression Bottle No. 1.12 | B | 0190E006 | 2021-03-19 | 2016-09-29 | PHILAGANAN
0190-011-186 | 515035 | 0190-MLK-PRO-EGB-EGRTWR01-ATEXBTL1_2 | PM03 | 305 | 104 WKS ATEX Bursting Disc Replacement | ATEX Suppression Bottle No. 1.2 | B | 0190E006 | 2021-03-19 | 2016-09-29 | PHILAGANAN
0190-011-186 | 515035 | 0190-MLK-PRO-EGB-EGRTWR01-ATEXBTL1_3 | PM03 | 305 | 104 WKS ATEX Bursting Disc Replacement | ATEX Suppression Bottle No. 1.3 | B | 0190E006 | 2021-03-19 | 2016-09-29 | PHILAGANAN
0190-011-186 | 515035 | 0190-MLK-PRO-EGB-EGRTWR01-ATEXBTL1_4 | PM03 | 305 | 104 WKS ATEX Bursting Disc Replacement | ATEX Suppression Bottle No. 1.4 | B | 0190E006 | 2021-03-19 | 2016-09-29 | PHILAGANAN
0190-011-186 | 515035 | 0190-MLK-PRO-EGB-EGRTWR01-ATEXBTL1_5 | PM03 | 305 | 104 WKS ATEX Bursting Disc Replacement | ATEX Suppression Bottle No. 1.5 | B | 0190E006 | 2021-03-19 | 2016-09-29 | PHILAGANAN
0190-011-186 | 515035 | 0190-MLK-PRO-EGB-EGRTWR01-ATEXBTL1_6 | PM03 | 305 | 104 WKS ATEX Bursting Disc Replacement | ATEX Suppression Bottle No. 1.6 | B | 0190E006 | 2021-03-19 | 2016-09-29 | PHILAGANAN
0190-011-186 | 515035 | 0190-MLK-PRO-EGB-EGRTWR01-ATEXBTL1_7 | PM03 | 305 | 104 WKS ATEX Bursting Disc Replacement | ATEX Suppression Bottle No. 1.7 | B | 0190E006 | 2021-03-19 | 2016-09-29 | PHILAGANAN
0190-011-186 | 515035 | 0190-MLK-PRO-EGB-EGRTWR01-ATEXBTL1_8 | PM03 | 305 | 104 WKS ATEX Bursting Disc Replacement | ATEX Suppression Bottle No. 1.8 | B | 0190E006 | 2021-03-19 | 2016-09-29 | PHILAGANAN
0190-011-186 | 515035 | 0190-MLK-PRO-EGB-EGRTWR01-ATEXBTL1_9 | PM03 | 305 | 104 WKS ATEX Bursting Disc Replacement | ATEX Suppression Bottle No. 1.9 | B | 0190E006 | 2021-03-19 | 2016-09-29 | PHILAGANAN
0190-011-186 | 515035 | 0190-MLK-PRO-EGB-FINHPR01-ATEXBTL3_1 | PM03 | 305 | 104 WKS ATEX Bursting Disc Replacement | ATEX Suppression Bottle No. 3.1 | B | 0190E006 | 2021-03-19 | 2016-09-29 | PHILAGANAN
0190-011-186 | 515035 | 0190-MLK-PRO-EGB-FINHPR01-ATEXBTL3_2 | PM03 | 305 | 104 WKS ATEX Bursting Disc Replacement | ATEX Suppression Bottle No. 3.2 | B | 0190E006 | 2021-03-19 | 2016-09-29 | PHILAGANAN
0190-011-186 | 515035 | 0190-MLK-PRO-EGB-MULSEP01-ATEXBTL1_13 | PM03 | 305 | 104 WKS ATEX Bursting Disc Replacement | ATEX Suppression Bottle No. 1.13 | B | 0190E006 | 2021-03-19 | 2016-09-29 | PHILAGANAN
0190-011-186 | 515035 | 0190-MLK-PRO-EGB-MULSEP01-ATEXBTL1_14 | PM03 | 305 | 104 WKS ATEX Bursting Disc Replacement | ATEX Suppression Bottle No. 1.14 | B | 0190E006 | 2021-03-19 | 2016-09-29 | PHILAGANAN
0190-011-186 | 515035 | 0190-MLK-PRO-EGB-MULSEP02-ATEXBTL1_15 | PM03 | 305 | 104 WKS ATEX Bursting Disc Replacement | ATEX Suppression Bottle No. 1.15 | B | 0190E006 | 2021-03-19 | 2016-09-29 | PHILAGANAN
0190-011-186 | 515035 | 0190-MLK-PRO-EGB-MULSEP02-ATEXBTL1_16 | PM03 | 305 | 104 WKS ATEX Bursting Disc Replacement | ATEX Suppression Bottle No. 1.16 | B | 0190E006 | 2021-03-19 | 2016-09-29 | PHILAGANAN
0190-011-185 | 510187 | 0190-MLK-PRO-WPB-PHEXGR01-VALVE147 | PM03 | 305 | 26WKS Comprehensive Maintenance Check | Plate Heater Exchanger B1 V-147 | B | 0190E006 | 2021-03-19 | 2016-08-23 | PHILAGANAN
0190-011-185 | 510187 | 0190-MLK-PRO-WPB-PHEXGR02-VALVE148 | PM03 | 305 | 26WKS Comprehensive Maintenance Check | Plate Heater Exchanger B2 V-148 | B | 0190E006 | 2021-03-19 | 2016-08-23 | PHILAGANAN
0190-011-184 | 510187 | 0190-MLK-PRO-WPC-PHEXGR01-VALVE147 | PM03 | 305 | 26WKS Comprehensive Maintenance Check | Plate Heater Exhanger C1 V-147 | B | 0190E006 | 2021-03-19 | 2016-08-19 | PHILAGANAN
0190-011-184 | 510187 | 0190-MLK-PRO-WPC-PHEXGR02-VALVE147 | PM03 | 305 | 26WKS Comprehensive Maintenance Check | Plate Heater Exhanger C2 V-147 | B | 0190E006 | 2021-03-19 | 2016-08-19 | PHILAGANAN
0190-011-183 | 510187 | 0190-MLK-PRO-WPC-BALVAT01-VALVE3555 | PM03 | 305 | 26WKS Comprehensive Maintenance Check | 3L-C Balance Vat Valve -3555 | B | 0190E006 | 2021-03-19 | 2016-08-04 | PHILAGANAN
0190-011-182 | 510187 | 0190-MLK-PRO-WPC-BALTNK01-VALVE35 | PM03 | 305 | 26WKS Comprehensive Maintenance Check | SNF-C Balance Vat Valve -35 | B | 0190E006 | 2021-03-19 | 2016-08-04 | PHILAGANAN
0190-011-181 | 510187 | 0190-MLK-PRO-WPB-BALVAT01-VALVE3555 | PM03 | 305 | 26WKS Comprehensive Maintenance Check | 3L-B Balance Vat Valve -3555 | B | 0190E006 | 2021-03-19 | 2016-08-02 | PHILAGANAN
0190-011-180 | 510187 | 0190-MLK-PRO-WPB-BALVAT02-VALVE35 | PM03 | 305 | 26WKS Comprehensive Maintenance Check | SNF-B Balance Vat Valve -35 | B | 0190E006 | 2021-03-19 | 2016-08-02 | PHILAGANAN
0190-011-179 | 510187 | 0190-MLK-PRO-WPC-3RLTNK01-RNSNGVALVE60 | PM03 | 305 | 26WKS Comprehensive Maintenance Check | 3L STD Tank Rinsing Valve - V60 | B | 0190E006 | 2021-03-19 | 2016-07-28 | PHILAGANAN
0190-011-178 | 510187 | 0190-MLK-PRO-WPC-3RLTNK01-RNSNGVALVE54 | PM03 | 305 | 26WKS Comprehensive Maintenance Check | 3L STD Tank Rinsing Valve - V54 | B | 0190E006 | 2021-03-19 | 2016-07-28 | PHILAGANAN
0190-011-177 | 510187 | 0190-MLK-PRO-WPB-SNFTNK02-RNSNGVALVE28 | PM03 | 305 | 26WKS Comprehensive Maintenance Check | SNF STD Tank Rinsing Valve - V28 | B | 0190E006 | 2021-03-19 | 2016-07-25 | PHILAGANAN
0190-011-176 | 510187 | 0190-MLK-PRO-WPB-SNFTNK01-RNSNGVALVE22 | PM03 | 305 | 26WKS Comprehensive Maintenance Check | SNF STD Tank Rinsing Valve - V22 | B | 0190E006 | 2021-03-19 | 2016-07-25 | PHILAGANAN
0190-011-175 | 510187 | 0190-MLK-PRO-WPC-SNFTNK02-RNSNGVALVE28 | PM03 | 305 | 26WKS Comprehensive Maintenance Check | SNF STD Tank Rinsing Valve - V28 | B | 0190E006 | 2021-03-19 | 2016-07-21 | PHILAGANAN
0190-011-174 | 510187 | 0190-MLK-PRO-WPC-SNFTNK01-RNSNGVALVE22 | PM03 | 305 | 26WKS Comprehensive Maintenance Check | SNF STD Tank Rinsing Valve - V22 | B | 0190E006 | 2021-03-19 | 2016-07-21 | PHILAGANAN
0190-011-173 | 510187 | 0190-MLK-PRO-WPB-3RLTNK02-RNSNGVALVE60 | PM03 | 305 | 26WKS Comprehensive Maintenance Check | 3L STD Tank Rinsing Valve - V60 | B | 0190E006 | 2021-03-19 | 2016-07-18 | PHILAGANAN
0190-011-172 | 510187 | 0190-MLK-PRO-WPB-3RLTNK01-RNSNGVALVE54 | PM03 | 305 | 26WKS Comprehensive Maintenance Check | 3L STD Tank Rinsing Valve - V54 | B | 0190E006 | 2021-03-19 | 2016-07-18 | PHILAGANAN
0190-011-171 | 511899 | 0190-MLK-PRO-EGC-VACHPR01-VALVE03 | PM03 | 305 | 26 WKS Valve Assembly Replacement | Nucon C Valve 03 | B | 0190E005 | 2021-03-19 | 2016-06-27 | PHILAGANAN
0190-011-171 | 511899 | 0190-MLK-PRO-EGC-VACHPR01-VALVE08 | PM03 | 305 | 26 WKS Valve Assembly Replacement | Nucon C Valve 08 | B | 0190E005 | 2021-03-19 | 2016-06-27 | PHILAGANAN
0190-011-171 | 511899 | 0190-MLK-PRO-EGC-VACHPR01-VALVE09 | PM03 | 305 | 26 WKS Valve Assembly Replacement | Nucon C Valve 09 | B | 0190E005 | 2021-03-19 | 2016-06-27 | PHILAGANAN
0190-011-171 | 511899 | 0190-MLK-PRO-EGC-VACHPR01-VALVE10 | PM03 | 305 | 26 WKS Valve Assembly Replacement | Nucon C Valve 10 | B | 0190E005 | 2021-03-19 | 2016-06-27 | PHILAGANAN
0190-011-171 | 511899 | 0190-MLK-PRO-EGC-VACHPR01-VALVE22 | PM03 | 305 | 26 WKS Valve Assembly Replacement | Nucon C Valve 22 | B | 0190E005 | 2021-03-19 | 2016-06-27 | PHILAGANAN
0190-011-170 | 511899 | 0190-MLK-PRO-EGB-VACHPR01-VALVE010 | PM03 | 305 | 26 WKS Valve Assembly Replacement | Nucon B Valve 10 | B | 0190E005 | 2020-09-18 | 2016-06-27 | PHBASALEN
0190-011-170 | 511899 | 0190-MLK-PRO-EGB-VACHPR01-VALVE03 | PM03 | 305 | 26 WKS Valve Assembly Replacement | Nucon B Valve 03 | B | 0190E005 | 2020-09-18 | 2016-06-27 | PHBASALEN
0190-011-170 | 511899 | 0190-MLK-PRO-EGB-VACHPR01-VALVE08 | PM03 | 305 | 26WKS Valve Assembly Replacement | Nucon B Valve 08 | B | 0190E005 | 2020-09-18 | 2016-06-27 | PHBASALEN
0190-011-170 | 511899 | 0190-MLK-PRO-EGB-VACHPR01-VALVE09 | PM03 | 305 | 26 WKS Valve Assembly Replacement | Nucon B Valve 09 | B | 0190E005 | 2020-09-18 | 2016-06-27 | PHBASALEN
0190-011-170 | 511899 | 0190-MLK-PRO-EGB-VACHPR01-VALVE22 | PM03 | 305 | 26 WKS Valve Assembly Replacement | Nucon B Valve 22 | B | 0190E005 | 2020-09-18 | 2016-06-27 | PHBASALEN
0190-011-169 | 510187 | 0190-MLK-PRO-WPB-SNFHBT01-DSCHRGVLV01 | PM03 | 305 | 26WKS Comprehensive Maintenance Check | SNF HPBT Discharge Valve B - 171 | B | 0190E006 | 2021-03-19 | 2016-06-28 | PHILAGANAN
0190-011-168 | 510187 | 0190-MLK-PRO-WPC-BALTNK01-RCLTNVLV02 | PM03 | 305 | 26WKS Comprehensive Maintenance Check | SNF Recirculation Valve V3557 | B | 0190E006 | 2021-03-19 | 2016-06-23 | PHILAGANAN
0190-011-167 | 510187 | 0190-MLK-PRO-WPC-BALVAT01-RCLTNVLV01 | PM03 | 305 | 26WKS Comprehensive Maintenance Check | 3L Recirculation Valve V3557 | B | 0190E006 | 2021-03-19 | 2016-06-23 | PHILAGANAN
0190-011-166 | 510187 | 0190-MLK-PRO-WPB-BALVAT02-RCLTNVLV02 | PM03 | 305 | 26WKS Comprehensive Maintenance Check | SNF Recirculation Valve V3557 | B | 0190E006 | 2021-03-19 | 2016-06-23 | PHILAGANAN
0190-011-165 | 510187 | 0190-MLK-PRO-WPC-3LHBTK01-DSCHRGVLV01 | PM03 | 305 | 26WKS Comprehensive Maintenance Check | 3L HPBT Discharge Valve C- 158 | B | 0190E006 | 2021-03-19 | 2016-07-07 | PHILAGANAN
0190-011-164 | 510187 | 0190-MLK-PRO-WPC-SNFHBT01-DSCHRGVLV01 | PM03 | 305 | 26WKS Comprehensive Maintenance Check | SNF HPBT Discharge Valve C - 171 | B | 0190E006 | 2021-03-19 | 2016-07-07 | PHILAGANAN
0190-011-163 | 510187 | 0190-MLK-PRO-WPB-3LHBTK01-DSCHRGVLV01 | PM03 | 305 | 26WKS Comprehensive Maintenance Check | 3L HPBT Discharge Valve B- 158 | B | 0190E006 | 2021-03-19 | 2016-07-04 | PHILAGANAN
0190-011-162 | 510187 | 0190-MLK-PRO-WPB-BALVAT01-RCLTNVLV01 | PM03 | 305 | 26WKS Comprehensive Maintenance Check | 3L Recirculation Valve V3557 | B | 0190E006 | 2021-03-19 | 2016-06-23 | PHILAGANAN
0190-011-161 | 510187 | 0190-MLK-PRO-WPC-3LHBTK01-DSCHRGVALVE | PM03 | 305 | 26WKS Comprehensive Maintenance Check | 3L HPBT Discharge Valve C- 159 | B | 0190E006 | 2018-04-06 | 2016-06-20 | PHBASALEN
0190-011-160 | 510187 | 0190-MLK-PRO-WPC-SNFHBT01-DSCHRGVALVE | PM03 | 305 | 26WKS Comprehensive Maintenance Check | SNF HPBT Discharge Valve C - V172 | B | 0190E006 | 2021-03-19 | 2016-06-20 | PHILAGANAN
0190-011-159 | 510187 | 0190-MLK-PRO-WPB-3LHBTK01-DSCHRGVALVE | PM03 | 305 | 26WKS Comprehensive Maintenance Check | 3L HPBT Discharge Valve B- V159 | B | 0190E006 | 2021-03-19 | 2016-06-20 | PHILAGANAN
0190-011-158 | 510691 | 0190-MLK-PRO-CIP-FWATNK01-STREAMVALVES | PM03 | 305 | 52WKS Assembly Replacement | CIP Fresh Water Tank Pneumatic Valves | C | 0190E006 |  | 2016-05-19
0190-011-157 | 510187 | 0190-MLK-PRO-WPB-SNFHBT01-DSCHRGVALVE | PM03 | 305 | 26WKS Comprehensive Maintenance Check | SNF HPBT Discharge Valve B - V172 | B | 0190E005 | 2021-03-19 | 2016-05-03 | PHILAGANAN
0190-011-156 | 510134 | 0190-MLK-PRO-CIP-ACDPMP01-ACID RECIR PMP | PM03 | 302 | 4WKS PdMS Vibration Check | ACID Recirculation Pump | C | 0190E014 | 2017-11-02 | 2016-04-29 | PHBASALEN
0190-011-156 | 510134 | 0190-MLK-PRO-CIP-CAUPMP01-CAUST CON PMP | PM03 | 302 | 4WKS PdMS Vibration Check | Caustic Concetrate Supply Pump | C | 0190E014 | 2017-11-02 | 2016-04-29 | PHBASALEN
0190-011-156 | 510134 | 0190-MLK-PRO-CIP-GAPMP01-GROUP A | PM03 | 302 | 4WKS PdMS Vibration Check | Group A CIP Supply Pump | C | 0190E014 | 2017-11-02 | 2016-04-29 | PHBASALEN
0190-011-156 | 510134 | 0190-MLK-PRO-CIP-GBPMP01-GROUP B | PM03 | 302 | 4WKS PdMS Vibration Check | Group B CIP Supply Pump | C | 0190E014 | 2017-11-02 | 2016-04-29 | PHBASALEN
0190-011-156 | 510134 | 0190-MLK-PRO-CIP-GCPMP01-GROUP C | PM03 | 302 | 4WKS PdMS Vibration Check | Group C CIP Supply Pump | C | 0190E014 | 2017-11-02 | 2016-04-29 | PHBASALEN
0190-011-156 | 510134 | 0190-MLK-PRO-CIP-GDPMP01-GROUP D | PM03 | 302 | 4WKS PdMS Vibration Check | Group D CIP Supply Pump | C | 0190E014 | 2017-11-02 | 2016-04-29 | PHBASALEN
0190-011-156 | 510134 | 0190-MLK-PRO-CIP-GEPMP01-GROUP E | PM03 | 302 | 4WKS PdMS Vibration Check | Group E CIP Supply Pump | C | 0190E014 | 2017-11-02 | 2016-04-29 | PHBASALEN
0190-011-156 | 510134 | 0190-MLK-PRO-CIP-GFPMP01-GROUP F | PM03 | 302 | 4WKS PdMS Vibration Check | Group F CIP Supply Pump | C | 0190E014 | 2017-11-02 | 2016-04-29 | PHBASALEN
0190-011-156 | 510134 | 0190-MLK-PRO-CIP-GGPMP01-GROUP G | PM03 | 302 | 4WKS PdMS Vibration Check | Group G CIP Supply Pump | C | 0190E014 | 2017-11-02 | 2016-04-29 | PHBASALEN
0190-011-156 | 510134 | 0190-MLK-PRO-CIP-GHPMP01-GROUP H | PM03 | 302 | 4WKS PdMS Vibration Check | Group H CIP Supply Pump | C | 0190E014 | 2017-11-02 | 2016-04-29 | PHBASALEN
0190-011-156 | 510134 | 0190-MLK-PRO-CIP-LYEPMP01-LYE RECIRC PMP | PM03 | 302 | 4WKS PdMS Vibration Check | LYE Recirculation Pump | C | 0190E014 | 2017-11-02 | 2016-04-29 | PHBASALEN
0190-011-155 | 510118 | 0190-MLK-PRO-CIP-GHPMP01-GROUP H | PM03 | 305 | 52WKS Motor Inspection | Group H CIP Supply Pump | C | 0190E006 | 2021-03-19 | 2016-04-29 | PHILAGANAN
0190-011-154 | 510122 | 0190-MLK-PRO-CIP-GHPMP01-GROUP H | PM03 | 305 | 52WKS Pump Overhauling | Group H CIP Supply Pump | C | 0190E005 | 2021-03-19 | 2016-04-29 | PHILAGANAN
0190-011-153 | 510118 | 0190-MLK-PRO-CIP-LYEPMP01-LYE RECIRC PMP | PM03 | 305 | 52WKS Motor Inspection | LYE Recirculation Pump | C | 0190E006 | 2021-03-19 | 2016-04-29 | PHILAGANAN
0190-011-152 | 510122 | 0190-MLK-PRO-CIP-LYEPMP01-LYE RECIRC PMP | PM03 | 305 | 52WKS Pump Overhauling | LYE Recirculation Pump | C | 0190E005 | 2021-03-19 | 2016-04-29 | PHILAGANAN
0190-011-151 | 510118 | 0190-MLK-PRO-CIP-GGPMP01-GROUP G | PM03 | 305 | 52WKS Motor Inspection | Group G CIP Supply Pump | C | 0190E006 | 2021-03-19 | 2016-04-29 | PHILAGANAN
0190-011-150 | 510122 | 0190-MLK-PRO-CIP-GGPMP01-GROUP G | PM03 | 305 | 52WKS Pump Overhauling | Group G CIP Supply Pump | C | 0190E005 | 2021-03-19 | 2016-04-29 | PHILAGANAN
0190-011-149 | 510118 | 0190-MLK-PRO-CIP-GFPMP01-GROUP F | PM03 | 305 | 52WKS Motor Inspection | Group F CIP Supply Pump | C | 0190E006 | 2021-03-19 | 2016-04-29 | PHILAGANAN
0190-011-148 | 510122 | 0190-MLK-PRO-CIP-GFPMP01-GROUP F | PM03 | 305 | 52WKS Pump Overhauling | Group F CIP Supply Pump | C | 0190E005 | 2021-03-19 | 2016-04-29 | PHILAGANAN
0190-011-147 | 510118 | 0190-MLK-PRO-CIP-GEPMP01-GROUP E | PM03 | 305 | 52WKS Motor Inspection | Group E CIP Supply Pump | C | 0190E006 | 2021-03-19 | 2016-04-29 | PHILAGANAN
0190-011-146 | 510122 | 0190-MLK-PRO-CIP-GEPMP01-GROUP E | PM03 | 305 | 52WKS Pump Overhauling | Group E CIP Supply Pump | C | 0190E005 | 2021-03-19 | 2016-04-29 | PHILAGANAN
0190-011-145 | 510118 | 0190-MLK-PRO-CIP-GDPMP01-GROUP D | PM03 | 305 | 52WKS Motor Inspection | Group D CIP Supply Pump | C | 0190E006 | 2021-03-19 | 2016-04-29 | PHILAGANAN
0190-011-144 | 510122 | 0190-MLK-PRO-CIP-GDPMP01-GROUP D | PM03 | 305 | 52WKS Pump Overhauling | Group D CIP Supply Pump | C | 0190E005 | 2021-03-19 | 2016-04-29 | PHILAGANAN
0190-011-143 | 510118 | 0190-MLK-PRO-CIP-GCPMP01-GROUP C | PM03 | 305 | 52WKS Motor Inspection | Group C CIP Supply Pump | C | 0190E006 | 2021-03-19 | 2016-04-29 | PHILAGANAN
0190-011-142 | 510122 | 0190-MLK-PRO-CIP-GBPMP01-GROUP B | PM03 | 305 | 52WKS Pump Overhauling | Group B CIP Supply Pump | C | 0190E005 | 2021-03-19 | 2016-04-29 | PHILAGANAN
0190-011-141 | 510118 | 0190-MLK-PRO-CIP-GBPMP01-GROUP B | PM03 | 305 | 52WKS Motor Inspection | Group B CIP Supply Pump | C | 0190E006 | 2021-03-19 | 2016-04-29 | PHILAGANAN
0190-011-140 | 510122 | 0190-MLK-PRO-CIP-GBPMP01-GROUP B | PM03 | 305 | 52WKS Pump Overhauling | Group B CIP Supply Pump | C | 0190E005 | 2021-03-19 | 2016-04-29 | PHILAGANAN
0190-011-139 | 510118 | 0190-MLK-PRO-CIP-GAPMP01-GROUP A | PM03 | 305 | 52WKS Motor Inspection | Group A CIP Supply Pump | C | 0190E006 | 2021-03-19 | 2016-04-29 | PHILAGANAN
0190-011-138 | 510122 | 0190-MLK-PRO-CIP-GAPMP01-GROUP A | PM03 | 305 | 52WKS Pump Overhauling | Group A CIP Supply Pump | C | 0190E005 | 2021-03-19 | 2016-04-29 | PHILAGANAN
0190-011-137 | 510118 | 0190-MLK-PRO-CIP-ACDPMP01-ACID RECIR PMP | PM03 | 305 | 52WKS Motor Inspection | ACID Recirculation Pump | C | 0190E006 | 2021-03-19 | 2016-04-29 | PHILAGANAN
0190-011-136 | 510122 | 0190-MLK-PRO-CIP-ACDPMP01-ACID RECIR PMP | PM03 | 305 | 52WKS Pump Overhauling | ACID Recirculation Pump | C | 0190E005 | 2021-03-19 | 2016-04-29 | PHILAGANAN
0190-011-135 | 510118 | 0190-MLK-PRO-CIP-CAUPMP01-CAUST CON PMP | PM03 | 305 | 52WKS Motor Inspection | Caustic Concetrate Supply Pump | C | 0190E005 | 2021-03-19 | 2016-04-28 | PHILAGANAN
0190-011-134 | 510122 | 0190-MLK-PRO-CIP-CAUPMP01-CAUST CON PMP | PM03 | 305 | 52WKS Pump Overhauling | Caustic Concetrate Supply Pump | C | 0190E005 | 2021-03-19 | 2016-04-28 | PHILAGANAN
0190-011-132 | 434813 | 0190-MLK-PRO-EGB-SAFPNL01 | PM03 | 305 | 52WKS Inspection and Tightness Check ESS | Egron B Safety System Control Panel | A | 0190E005 | 2021-03-19 | 2016-04-11 | PHILAGANAN
0190-011-132 | 434813 | 0190-MLK-PRO-EGC-SAFPNL01 | PM03 | 305 | 52WKS Inspection and Tightness Check ESS | Egron C Safety System Control Panel | A | 0190E005 | 2021-03-19 | 2016-04-11 | PHILAGANAN
0190-011-131 | 424489 | 0190-MLK-PRO-EGC-IRODOS02 | PM03 | 305 | 52WKS Replacement of S/F & Homo assembly | Iron Dosing LIW Homo/Screwfeeder C | A | 0190E006 | 2021-01-25 | 2015-06-01 | PHBASALEN
0190-011-131 | 424490 | 0190-MLK-PRO-EGC-IRODOS02 | PM03 | 305 | 52WKS Replacement of S/F & Homo assembly | Iron Dosing LIW Homo/Screwfeeder C | A | 0190E005 | 2021-01-25 | 2015-06-01 | PHBASALEN
0190-011-131 | 424491 | 0190-MLK-PRO-EGC-IRODOS02 | PM03 | 305 | 52WKS Replacement of S/F & Homo assembly | Iron Dosing LIW Homo/Screwfeeder C | A | 0190E006 | 2021-01-25 | 2015-06-01 | PHBASALEN
0190-011-130 | 424489 | 0190-MLK-PRO-EGB-IRODOS02 | PM03 | 305 | 52WKS Replacement of S/F & Homo assembly | Iron Dosing LIW Homo/Screwfeeder B | A | 0190E006 | 2021-01-25 | 2015-06-01 | PHBASALEN
0190-011-130 | 424490 | 0190-MLK-PRO-EGB-IRODOS02 | PM03 | 305 | 52WKS Replacement of S/F & Homo assembly | Iron Dosing LIW Homo/Screwfeeder B | A | 0190E005 | 2021-01-25 | 2015-06-01 | PHBASALEN
0190-011-130 | 424491 | 0190-MLK-PRO-EGB-IRODOS02 | PM03 | 305 | 52WKS Replacement of S/F & Homo assembly | Iron Dosing LIW Homo/Screwfeeder B | A | 0190E006 | 2021-01-25 | 2015-06-01 | PHBASALEN
0190-011-129 | 424163 | 0190-MLK-PRO-EGB-CODSYS01 | PM03 | 305 | 26WKS Replacement of CO Dual Head-pump | Egron B CO Safety System ATEX | A | 0190E006 | 2021-01-25 | 2015-05-21 | PHBASALEN
0190-011-129 | 424163 | 0190-MLK-PRO-EGC-CODSYS01 | PM03 | 305 | 26WKS Replacement of CO Dual Head-pump | Egron C CO Safety System ATEX | A | 0190E006 | 2021-01-25 | 2015-05-21 | PHBASALEN
0190-011-128 | 422228 | 0190-MLK-PRO-EGB-LWPNL01 | PM03 | 307 | 52WK Gericke LIW Control Panel Terminals | MCC Panel Loss-In-Weight Egron B | A | 0190E006 | 2021-01-25 | 2015-02-21 | PHBASALEN
0190-011-128 | 422228 | 0190-MLK-PRO-EGC-ETRMCC01 | PM03 | 307 | 52WK Gericke LIW Control Panel Terminals | Egron C ETR MCC Panel | A | 0190E006 | 2021-01-25 | 2015-02-21 | PHBASALEN
0190-011-128 | 422228 | 0190-MLK-PRO-EGC-MCCPNL02 | PM03 | 307 | 52WK Gericke LIW Control Panel Terminals | MCC Panel Loss-In-Weight Egron C | A | 0190E006 | 2021-01-25 | 2015-02-21 | PHBASALEN
0190-011-128 | 422228 | 0190-MLK-PRO-SMB-MCCPNL01 | PM03 | 307 | 52WK Gericke LIW Control Panel Terminals | Egron Malto Dosing B MCC Panel | A | 0190E006 | 2021-01-25 | 2015-02-21 | PHBASALEN
0190-011-127 | 403898 | 0190-MLK-PRO-EGB-HETCAB01 | PM03 | 305 | 52WKS Replacement of Steam Check Valve | Egron B Ad Heating Cabinet No. 1 | A | 0190E005 | 2021-01-25 | 2015-02-05 | PHBASALEN
0190-011-127 | 403898 | 0190-MLK-PRO-EGC-HETCAB01 | PM03 | 305 | 52WKS Replacement of Steam Check Valve | Egron C Ad Heating Cabinet No. 1 | A | 0190E005 | 2021-01-25 | 2015-02-05 | PHBASALEN
0190-011-126 | 36409 | 0190-MLK-PRO-CMN-AHU10 | PM03 | 301 | 52WKS Pressure Switch Cal (PSL 02-1890) | AHU 3-Star CTS MSK B&C Wet Tech Room | B | 0190E006 | 2020-09-18 | 2014-12-08 | PHBASALEN
0190-011-125 | 36409 | 0190-MLK-PRO-CMB-AIRBLW01 | PM03 | 301 | 52WKS Pressure Trans Cal (1D7_PIT-98020) | CTS MSK Tipping B Air Blower | B | 0190E006 | 2021-01-25 | 2014-12-08 | PHBASALEN
0190-011-125 | 36409 | 0190-MLK-PRO-CMC-AIRBLW01 | PM03 | 301 | 52WKS Pressure Trans Cal (1D7-PIT-98021) | CTS MSK Tipping C Air Blower | C | 0190E006 | 2021-01-25 | 2014-12-08 | PHBASALEN
0190-011-125 | 36409 | 0190-MLK-PRO-CMN-AHU09 | PM03 | 301 | 52WKS Pressure Trans Cal (PIT 98002) | AHU 3-Star CTS MSK B&C Dry Tech Room | B | 0190E006 | 2021-01-25 | 2014-12-08 | PHBASALEN
0190-011-124 | 63986 | 0190-MLK-PRO-WPC-PHEXGR01 | PM03 | 301 | 52WK Relief valve Cal (1C2-PRV-14.56/01) | SNF Plate Heat Exhanger C1 | C | 0190E006 | 2021-01-25 | 2014-12-08 | PHBASALEN
0190-011-124 | 63986 | 0190-MLK-PRO-WPC-PHEXGR02 | PM03 | 301 | 52WK Relief valve Cal (1C2-PRV-14.56/02) | SNF Plate Heat Exhanger C2 | C | 0190E006 | 2021-01-25 | 2014-12-08 | PHBASALEN
0190-011-123 | 36409 | 0190-MLK-PRO-WPC-3LHBTK01 | PM03 | 301 | 52WKS Pressure Trans Cal (1C2-PIT-05.13) | 3L Homo-HPP Balance Tank C | B | 0190E006 | 2020-09-18 | 2014-12-08 | PHBASALEN
0190-011-122 | 407764 | 0190-MLK-PRO-CMB-ACOFAN01 | PM03 | 301 | 52WKS Press Gauge Cal (1D7-PG-03.33) | CTS MSK Tipping B After Cooler Fan | B | 0190E006 | 2015-04-08 | 2014-12-08 | PHJACOLPA
0190-011-122 | 407764 | 0190-MLK-PRO-CMB-AIRBLW01 | PM03 | 301 | 52WKS Press Gauge Cal (1D7-PG-089) | CTS MSK Tipping B Air Blower | B | 0190E006 | 2015-04-08 | 2014-12-08 | PHJACOLPA
0190-011-122 | 407764 | 0190-MLK-PRO-CMC-AIRBLW01 | PM03 | 301 | 52WKS Press Gauge Cal (1D7-PG-088) | CTS MSK Tipping C Air Blower | C | 0190E006 | 2015-04-08 | 2014-12-08 | PHJACOLPA
0190-011-122 | 407764 | 0190-MLK-PRO-TMB-AIRBLW01 | PM03 | 301 | 52WKS Press Gauge Cal (1D7-PG-090) | CTS Malto Tipping B Air Blower | B | 0190E006 | 2015-04-08 | 2014-12-08 | PHJACOLPA
0190-011-122 | 407764 | 0190-MLK-PRO-TMC-AIRBLW01 | PM03 | 301 | 52WKS Press Gauge Cal (1D7-PG-091) | CTS Malto Tipping C Air Blower | B | 0190E006 | 2015-04-08 | 2014-12-08 | PHJACOLPA
0190-011-121 | 410981 | 0190-MLK-PRO-OHF-HOTTNK01 | PM03 | 301 | 52WKS Temp Gauge Cal (1C TG-002) | OH Hot Water Tank A Oil Line Heater | B | 0190E006 | 2015-04-08 | 2014-12-05 | PHJACOLPA
0190-011-120 | 36411 | 0190-MLK-PRO-EGC-DHUMID04 | PM03 | 301 | 52WKS IP Converter Cal (1D6-TCV-07.19C) | Egron C Dehumidifier No 4 | A | 0190E006 | 2021-01-25 | 2014-12-05 | PHBASALEN
0190-011-119 | 36409 | 0190-MLK-PRO-EGB-COMMON | PM03 | 301 | 52WKS Press Trans Cal (1B3-PT-13.04) | Milks Egron B Facilities | C | 0190E006 | 2019-07-01 | 2014-12-05 | PHBASALEN
0190-011-118 | 407764 | 0190-MLK-PRO-NDC-COMMON01 | PM03 | 301 | 52WKS Press Gauge Cal (1B4-PG-007) | NDC Common Facilities | C | 0190E006 | 2017-12-07 | 2014-12-05 | PHBASALEN
0190-011-118 | 407764 | 0190-MLK-PRO-NDC-COMMON01 | PM03 | 301 | 52WKS Press Gauge Cal (1B7-PG-008) | NDC Common Facilities | C | 0190E006 | 2017-12-07 | 2014-12-05 | PHBASALEN
0190-011-118 | 407764 | 0190-MLK-PRO-NDC-COMMON01 | PM03 | 301 | 52WKS Press Gauge Cal (1B3-PG-01.04) | NDC Common Facilities | C | 0190E006 | 2017-12-07 | 2014-12-05 | PHBASALEN
0190-011-117 | 36408 | 0190-MLK-PRO-WPB-BALVAT01 | PM03 | 301 | 52WKS Level Trans Cal (1B2-LIT-14.09) | 3rd Line B Balance Vat | B | 0190E006 | 2019-07-01 | 2014-12-05 | PHBASALEN
0190-011-116 | 407764 | 0190-MLK-PRO-CMN-AHU08 | PM03 | 301 | 52WKS Press Gauge Cal (1D7-PG-045) | AHU 3-Star CTS Malto Fan Motor Assy | B | 0190E006 | 2015-04-08 | 2014-12-03 | PHJACOLPA
0190-011-116 | 407764 | 0190-MLK-PRO-CMN-AHU08 | PM03 | 301 | 52WKS Press Gauge Cal (1D7-PG-046) | AHU 3-Star CTS Malto Fan Motor Assy | B | 0190E006 | 2015-04-08 | 2014-12-03 | PHJACOLPA
0190-011-115 | 36409 | 0190-MLK-PRO-WPC-SNFHOM01 | PM03 | 301 | 52WKS Press Trans Cal (1C2-PIT-15.03) | SNF C Homogenizer | B | 0190E006 | 2020-09-18 | 2014-12-03 | PHBASALEN
0190-011-114 | 36410 | 0190-MLK-PRO-EGB-DHUMID04-RHTRANSAIT | PM03 | 301 | 52WKS RH Transmitter Cal (AIT 07.53/01B) | Relative Humidity Transmitter | B | 0190E006 | 2020-09-18 | 2014-12-03 | PHBASALEN
0190-011-113 | 36406 | 0190-MLK-PRO-EGB-EXHFAN03 | PM03 | 301 | 52WKS FLOWMETER CAL (1B3-FIT-08.11) | Egron B AD/AC Fine Separator Exh Fan | A | 0190E006 | 2021-06-03 | 2014-12-03 | PHILAGANAN
0190-011-112 | 36411 | 0190-MLK-PRO-WPB-3LHBTK01 | PM03 | 301 | 52WKS I/P Converter Cal (1B2-PCV-05.21) | 3L Homo-HPP Balance Tank B | B | 0190E006 | 2019-07-01 | 2014-12-03 | PHBASALEN
0190-011-111 | 45566 | 0190-MLK-PRO-WPB-3LHPMP01 | PM03 | 305 | 7DAY Plunger Packing Replacement | 3rd Line B Homogenizer | A | 0190E020 | 2016-12-12 | 2014-10-18 | PHBASALEN
0190-011-111 | 45566 | 0190-MLK-PRO-WPB-3LHPMP02 | PM03 | 305 | 7DAY Plunger Packing Replacement | 3rd Line B High Pressure Pump | A | 0190E020 | 2016-12-12 | 2014-10-18 | PHBASALEN
0190-011-111 | 45566 | 0190-MLK-PRO-WPC-3LHPMP02 | PM03 | 305 | 7DAY Plunger Packing Replacement | 3L High Pressure Pump | A | 0190E005 | 2016-12-12 | 2016-08-08 | PHBASALEN
0190-011-110 | 407764 | 0190-MLK-PRO-CMN-AHU10 | PM03 | 301 | 52WKS Press Gauge Cal (1A-PG-035) | AHU 3-Star CTS MSK B&C Wet Tech Room | B | 0190E006 | 2015-04-08 | 2014-09-10 | PHJACOLPA
0190-011-110 | 407764 | 0190-MLK-PRO-CMN-AHU10 | PM03 | 301 | 52WKS Press Gauge Cal (1A-PG-036) | AHU 3-Star CTS MSK B&C Wet Tech Room | B | 0190E006 | 2015-04-08 | 2014-09-10 | PHJACOLPA
0190-011-110 | 407764 | 0190-MLK-PRO-CMN-AHU10 | PM03 | 301 | 52WKS Press Gauge Cal (1A-PG-037) | AHU 3-Star CTS MSK B&C Wet Tech Room | B | 0190E006 | 2015-04-08 | 2014-09-10 | PHJACOLPA
0190-011-110 | 407764 | 0190-MLK-PRO-CMN-AHU10 | PM03 | 301 | 52WKS Press Gauge Cal (1A-PG-038) | AHU 3-Star CTS MSK B&C Wet Tech Room | B | 0190E006 | 2015-04-08 | 2014-09-10 | PHJACOLPA
0190-011-109 | 36410 | 0190-MLK-PRO-EGC-LIWHPR01 | PM03 | 301 | 52WKS RH Trans Cal (1C3-AIT-95.02) | Egron C MSK Dosing Liw Hopper 1 | C | 0190E006 | 2020-09-18 | 2014-09-09 | PHBASALEN
0190-011-108 | 36405 | 0190-MLK-PRO-EGB-COMMON | PM03 | 301 | 52WKS Temp Trans Cal (1B3-TT-13.01/03) | Milks Egron B Facilities | C | 0190E006 | 2019-05-09 | 2014-09-08 | PHBASALEN
0190-011-107 | 36405 | 0190-MLK-PRO-SMB-RNGBLW01 | PM03 | 301 | 52WKS Temp Trans Cal (1B3-TT-04.26) | Egron Malto Dosing B Ring Blower | B | 0190E006 | 2019-05-09 | 2014-09-08 | PHBASALEN
0190-011-106 | 36409 | 0190-MLK-PRO-EGB-COMMON | PM03 | 301 | 52WK Press Switch Cal (1B3-PS- 01.33/11) | Milks Egron B Facilities | C | 0190E006 | 2021-01-25 | 2014-09-06 | PHBASALEN
0190-011-106 | 36409 | 0190-MLK-PRO-EGB-COMMON | PM03 | 301 | 52WKS Press Switch Cal (1B3-PS-01.23/01) | Milks Egron B Facilities | C | 0190E006 | 2021-01-25 | 2014-09-06 | PHBASALEN
0190-011-105 | 36409 | 0190-MLK-PRO-SMB-ACOFAN01 | PM03 | 301 | 52WKS Press Trans Cal (1B3-PIT-02.26) | Egron Malto Dosing B After Cooler Fan | B | 0190E006 | 2020-09-18 | 2014-09-06 | PHBASALEN
0190-011-104 | 407764 | 0190-MLK-PRO-EGB-COMMON | PM03 | 301 | 52WKS Pressure Gauge Cal (1B3-PG-086) | Milks Egron B Facilities | C | 0190E006 | 2015-04-08 | 2014-09-06 | PHJACOLPA
0190-011-103 | 407764 | 0190-MLK-PRO-EGB-MSKSLO01 | PM03 | 301 | 52WKS Pressure Gauge Cal (1B3-PG-054) | Egron B MSK Silo No 1 | C | 0190E006 | 2015-04-08 | 2014-09-06 | PHJACOLPA
0190-011-103 | 407764 | 0190-MLK-PRO-SMB-BACVTR01 | PM03 | 301 | 52WKS Pressure Gauge Cal (1B3-PG-049) | Egron Malto Dosing B Bin Activator | B | 0190E006 | 2015-04-08 | 2014-09-06 | PHJACOLPA
0190-011-103 | 407764 | 0190-MLK-PRO-SMB-BACVTR01 | PM03 | 301 | 52WKS Pressure Gauge Cal (1B3-PG-050) | Egron Malto Dosing B Bin Activator | B | 0190E006 | 2015-04-08 | 2014-09-06 | PHJACOLPA
0190-011-103 | 407764 | 0190-MLK-PRO-SMB-BACVTR01 | PM03 | 301 | 52WKS Pressure Gauge Cal (1B3-PG-051) | Egron Malto Dosing B Bin Activator | B | 0190E006 | 2015-04-08 | 2014-09-06 | PHJACOLPA
0190-011-103 | 407764 | 0190-MLK-PRO-SMB-BACVTR01 | PM03 | 301 | 52WKS Pressure Gauge Cal (1B3-PG-052) | Egron Malto Dosing B Bin Activator | B | 0190E006 | 2015-04-08 | 2014-09-06 | PHJACOLPA
0190-011-103 | 407764 | 0190-MLK-PRO-SMB-BACVTR01 | PM03 | 301 | 52WKS Pressure Gauge Cal (1B3-PG-053) | Egron Malto Dosing B Bin Activator | B | 0190E006 | 2015-04-08 | 2014-09-06 | PHJACOLPA
0190-011-102 | 407764 | 0190-MLK-PRO-EGB-ATXSUPSS01 | PM03 | 301 | 52WKS Pressure Gauge Cal (1B3-PG-015) | ATEX Suppression Bottle Safety System B | A | 0190E006 | 2016-06-23 | 2014-09-06 | PHBASALEN
0190-011-102 | 407764 | 0190-MLK-PRO-EGB-ATXSUPSS01 | PM03 | 301 | 52WKS Pressure Gauge Cal (1B3-PG-121) | ATEX Suppression Bottle Safety System B | A | 0190E006 | 2016-06-23 | 2014-09-06 | PHBASALEN
0190-011-102 | 407764 | 0190-MLK-PRO-EGB-ATXSUPSS01 | PM03 | 301 | 52WKS Pressure Gauge Cal (1B3-PG-122) | ATEX Suppression Bottle Safety System B | A | 0190E006 | 2016-06-23 | 2014-09-06 | PHBASALEN
0190-011-102 | 407764 | 0190-MLK-PRO-EGB-COMMON | PM03 | 301 | 52WKS Pressure Gauge Cal (1B3-PG-001) | Milks Egron B Facilities | C | 0190E006 | 2016-06-23 | 2014-09-06 | PHBASALEN
0190-011-102 | 407764 | 0190-MLK-PRO-EGB-COMMON | PM03 | 301 | 52WKS Pressure Gauge Cal (1B3-PG-003) | Milks Egron B Facilities | C | 0190E006 | 2016-06-23 | 2014-09-06 | PHBASALEN
0190-011-102 | 407764 | 0190-MLK-PRO-EGB-COMMON | PM03 | 301 | 52WKS Pressure Gauge Cal (1B3-PG-005) | Milks Egron B Facilities | C | 0190E006 | 2016-06-23 | 2014-09-06 | PHBASALEN
0190-011-102 | 407764 | 0190-MLK-PRO-EGB-COMMON | PM03 | 301 | 52WKS Pressure Gauge Cal (1B3-PG-011) | Milks Egron B Facilities | C | 0190E006 | 2016-06-23 | 2014-09-06 | PHBASALEN
0190-011-102 | 407764 | 0190-MLK-PRO-EGB-COMMON | PM03 | 301 | 52WKS Pressure Gauge Cal (1B3-PG-012) | Milks Egron B Facilities | C | 0190E006 | 2016-06-23 | 2014-09-06 | PHBASALEN
0190-011-102 | 407764 | 0190-MLK-PRO-EGB-COMMON | PM03 | 301 | 52WKS Pressure Gauge Cal (1B3-PG-046) | Milks Egron B Facilities | C | 0190E006 | 2016-06-23 | 2014-09-06 | PHBASALEN
0190-011-102 | 407764 | 0190-MLK-PRO-EGB-COMMON | PM03 | 301 | 52WKS Pressure Gauge Cal (1B3-PG-119) | Milks Egron B Facilities | C | 0190E006 | 2016-06-23 | 2014-09-06 | PHBASALEN
0190-011-102 | 407764 | 0190-MLK-PRO-EGB-COMMON | PM03 | 301 | 52WKS Pressure Gauge Cal (1B3-PG-120) | Milks Egron B Facilities | C | 0190E006 | 2016-06-23 | 2014-09-06 | PHBASALEN
0190-011-102 | 407764 | 0190-MLK-PRO-EGB-COMMON | PM03 | 301 | 52WKS Pressure Gauge Cal (1B3-PG-125) | Milks Egron B Facilities | C | 0190E006 | 2016-06-23 | 2014-09-06 | PHBASALEN
0190-011-102 | 407764 | 0190-MLK-PRO-EGB-COMMON | PM03 | 301 | 52WKS Pressure Gauge Cal (1B3-PG-126) | Milks Egron B Facilities | C | 0190E006 | 2016-06-23 | 2014-09-06 | PHBASALEN
0190-011-102 | 407764 | 0190-MLK-PRO-EGB-EGRTWR01 | PM03 | 301 | 52WKS Pressure Gauge Cal (1B3-PG-013) | Egron B Tower | A | 0190E006 | 2016-06-23 | 2014-09-06 | PHBASALEN
0190-011-102 | 407764 | 0190-MLK-PRO-EGB-LIWHPR01 | PM03 | 301 | 52WKS Pressure Gauge Cal (1B3-PG-020) | Egron B MSK Dosing Liw Hopper 1 | C | 0190E006 | 2016-06-23 | 2014-09-06 | PHBASALEN
0190-011-102 | 407764 | 0190-MLK-PRO-EGB-LIWHPR01 | PM03 | 301 | 52WKS Pressure Gauge Cal (1B3-PG-021) | Egron B MSK Dosing Liw Hopper 1 | C | 0190E006 | 2016-06-23 | 2014-09-06 | PHBASALEN
0190-011-102 | 407764 | 0190-MLK-PRO-EGB-LIWHPR01 | PM03 | 301 | 52WKS Pressure Gauge Cal (1B3-PG-022) | Egron B MSK Dosing Liw Hopper 1 | C | 0190E006 | 2016-06-23 | 2014-09-06 | PHBASALEN
0190-011-102 | 407764 | 0190-MLK-PRO-EGB-LIWHPR01 | PM03 | 301 | 52WKS Pressure Gauge Cal (1B3-PG-023) | Egron B MSK Dosing Liw Hopper 1 | C | 0190E006 | 2016-06-23 | 2014-09-06 | PHBASALEN
0190-011-102 | 407764 | 0190-MLK-PRO-EGB-LIWHPR01 | PM03 | 301 | 52WKS Pressure Gauge Cal (1B3-PG-029) | Egron B MSK Dosing Liw Hopper 1 | C | 0190E006 | 2016-06-23 | 2014-09-06 | PHBASALEN
0190-011-102 | 407764 | 0190-MLK-PRO-EGB-LIWHPR01 | PM03 | 301 | 52WKS Pressure Gauge Cal (1B3-PG-030) | Egron B MSK Dosing Liw Hopper 1 | C | 0190E006 | 2016-06-23 | 2014-09-06 | PHBASALEN
0190-011-102 | 407764 | 0190-MLK-PRO-EGB-LIWHPR01 | PM03 | 301 | 52WKS Pressure Gauge Cal (1B3-PG-031) | Egron B MSK Dosing Liw Hopper 1 | C | 0190E006 | 2016-06-23 | 2014-09-06 | PHBASALEN
0190-011-102 | 407764 | 0190-MLK-PRO-EGB-LIWHPR01 | PM03 | 301 | 52WKS Pressure Gauge Cal (1B3-PG-032) | Egron B MSK Dosing Liw Hopper 1 | C | 0190E006 | 2016-06-23 | 2014-09-06 | PHBASALEN
0190-011-102 | 407764 | 0190-MLK-PRO-EGB-LIWHPR02 | PM03 | 301 | 52WKS Pressure Gauge Cal (1B3-PG-033) | Egron B MSK Dosing Liw Hopper 2 | C | 0190E006 | 2016-06-23 | 2014-09-06 | PHBASALEN
0190-011-102 | 407764 | 0190-MLK-PRO-EGB-LIWHPR02 | PM03 | 301 | 52WKS Pressure Gauge Cal (1B3-PG-034) | Egron B MSK Dosing Liw Hopper 2 | C | 0190E006 | 2016-06-23 | 2014-09-06 | PHBASALEN
0190-011-102 | 407764 | 0190-MLK-PRO-EGB-LIWHPR02 | PM03 | 301 | 52WKS Pressure Gauge Cal (1B3-PG-035) | Egron B MSK Dosing Liw Hopper 2 | C | 0190E006 | 2016-06-23 | 2014-09-06 | PHBASALEN
0190-011-102 | 407764 | 0190-MLK-PRO-EGB-LIWHPR02 | PM03 | 301 | 52WKS Pressure Gauge Cal (1B3-PG-037) | Egron B MSK Dosing Liw Hopper 2 | C | 0190E006 | 2016-06-23 | 2014-09-06 | PHBASALEN
0190-011-102 | 407764 | 0190-MLK-PRO-EGB-LIWHPR02 | PM03 | 301 | 52WKS Pressure Gauge Cal (1B3-PG-038) | Egron B MSK Dosing Liw Hopper 2 | C | 0190E006 | 2016-06-23 | 2014-09-06 | PHBASALEN
0190-011-102 | 407764 | 0190-MLK-PRO-EGB-LIWHPR02 | PM03 | 301 | 52WKS Pressure Gauge Cal (1B3-PG-039) | Egron B MSK Dosing Liw Hopper 2 | C | 0190E006 | 2016-06-23 | 2014-09-06 | PHBASALEN
0190-011-102 | 407764 | 0190-MLK-PRO-EGB-LIWHPR02 | PM03 | 301 | 52WKS Pressure Gauge Cal (1B3-PG-040) | Egron B MSK Dosing Liw Hopper 2 | C | 0190E006 | 2016-06-23 | 2014-09-06 | PHBASALEN
0190-011-102 | 407764 | 0190-MLK-PRO-EGB-LIWHPR02 | PM03 | 301 | 52WKS Pressure Gauge Cal (1B3-PG-041) | Egron B MSK Dosing Liw Hopper 2 | C | 0190E006 | 2016-06-23 | 2014-09-06 | PHBASALEN
0190-011-102 | 407764 | 0190-MLK-PRO-EGB-MSKSTV01 | PM03 | 301 | 52WKS Pressure Gauge Cal (1B3-PG-018) | Egron B MSK Dosing Starvalve 1 | A | 0190E006 | 2016-06-23 | 2014-09-06 | PHBASALEN
0190-011-102 | 407764 | 0190-MLK-PRO-EGB-MSKSTV01 | PM03 | 301 | 52WKS Pressure Gauge Cal (1B3-PG-019) | Egron B MSK Dosing Starvalve 1 | A | 0190E006 | 2016-06-23 | 2014-09-06 | PHBASALEN
0190-011-102 | 407764 | 0190-MLK-PRO-EGB-MSKSTV02 | PM03 | 301 | 52WKS Pressure Gauge Cal (1B3-PG-036) | Egron B MSK Dosing Starvalve 2 | A | 0190E006 | 2016-06-23 | 2014-09-06 | PHBASALEN
0190-011-102 | 407764 | 0190-MLK-PRO-EGB-MULSEP01 | PM03 | 301 | 52WKS Pressure Gauge Cal (1B3-PG-047) | Egron B Powder Separator 1 Multiclone | B | 0190E006 | 2016-06-23 | 2014-09-06 | PHBASALEN
0190-011-102 | 407764 | 0190-MLK-PRO-SMB-SURHOP01 | PM03 | 301 | 52WKS Pressure Gauge Cal (1B3-PG-024) | Egron Malto Dosing B Surge Hopper | B | 0190E006 | 2016-06-23 | 2014-09-06 | PHBASALEN
0190-011-102 | 407764 | 0190-MLK-PRO-SMB-SURHOP01 | PM03 | 301 | 52WKS Pressure Gauge Cal (1B3-PG-025) | Egron Malto Dosing B Surge Hopper | B | 0190E006 | 2016-06-23 | 2014-09-06 | PHBASALEN
0190-011-102 | 407764 | 0190-MLK-PRO-SMB-SURHOP01 | PM03 | 301 | 52WKS Pressure Gauge Cal (1B3-PG-027) | Egron Malto Dosing B Surge Hopper | B | 0190E006 | 2016-06-23 | 2014-09-06 | PHBASALEN
0190-011-102 | 407764 | 0190-MLK-PRO-SMB-SURHOP01 | PM03 | 301 | 52WKS Pressure Gauge Cal (1B3-PG-028) | Egron Malto Dosing B Surge Hopper | B | 0190E006 | 2016-06-23 | 2014-09-06 | PHBASALEN
0190-011-101 | 410981 | 0190-MLK-PRO-OHF-HOTPHE01 | PM03 | 301 | 52WKS Temp Gauge Cal (1B2-TG-001) | Buffer Hot Water PHE Line B | C | 0190E006 | 2015-04-08 | 2014-09-06 | PHJACOLPA
0190-011-101 | 410981 | 0190-MLK-PRO-WPB-PHEXGR01 | PM03 | 301 | 52WKS Temp Gauge Cal (1B2-TG-018) | SNF Plate Heat Exhanger B1 | C | 0190E006 | 2015-04-08 | 2014-09-06 | PHJACOLPA
0190-011-100 | 36405 | 0190-MLK-PRO-WPB-BALVAT01 | PM03 | 301 | 52WKS Temp Trans Cal (1B2-TT-04.33) | 3rd Line B Balance Vat | B | 0190E006 | 2020-09-18 | 2014-09-06 | PHBASALEN
0190-011-100 | 36405 | 0190-MLK-PRO-WPB-BALVAT01 | PM03 | 301 | 52WK Level Indicating Transmitter 14.09 | 3rd Line B Balance Vat | B | 0190E005 | 2020-09-18 | 2016-06-07 | PHBASALEN
0190-011-099 | 36409 | 0190-MLK-PRO-WPB-SNFHBT01 | PM03 | 301 | 52WKS Press Trans Cal (1B2-PIT-13.06) | SNF Homo-HPP Balance Tank B | B | 0190E006 | 2019-07-01 | 2014-09-06 | PHBASALEN
0190-011-098 | 407764 | 0190-MLK-PRO-WPB-FLSCLR01-1B2PG033 | PM03 | 301 | 52WKS Press Gauge Cal (1B2-PG-033) | 1B2 Pressure Gauge 033 | C | 0190E006 | 2016-06-24 | 2014-09-06 | PHBASALEN
0190-011-098 | 407764 | 0190-MLK-PRO-WPB-FLSCLR01-1B2PG0613 | PM03 | 301 | 52WKS Press Gauge Cal (1B2-PG-06.13) | 1B2 Pressure Gauge 06.13 | C | 0190E006 | 2016-06-24 | 2014-09-06 | PHBASALEN
0190-011-098 | 407764 | 0190-MLK-PRO-WPB-STEDIS01-1B2PG014 | PM03 | 301 | 52WKS Press Gauge Cal (1B2-PG-014) | 1B2 Pressure Gauge 014 | C | 0190E005 | 2016-06-24 | 2014-09-06 | PHBASALEN
0190-011-097 | 407764 | 0190-MLK-PRO-WPB-PSA3DL01 | PM03 | 301 | 52WKS Press Gauge Cal (1B2-PG-010) | K-Patents Sensor Assembly 3rd Line B | B | 0190E006 | 2015-04-08 | 2014-09-05 | PHJACOLPA
0190-011-097 | 407764 | 0190-MLK-PRO-WPB-PSA3DL01 | PM03 | 301 | 52WKS Press Gauge Cal (1B2-PG-011) | K-Patents Sensor Assembly 3rd Line B | B | 0190E006 | 2015-04-08 | 2014-09-05 | PHJACOLPA
0190-011-097 | 407764 | 0190-MLK-PRO-WPB-PSASNF01 | PM03 | 301 | 52WKS Press Gauge Cal (1B2-PG-012) | K-Patents Sensor Assembly SNF | B | 0190E006 | 2015-04-08 | 2014-09-05 | PHJACOLPA
0190-011-097 | 407764 | 0190-MLK-PRO-WPB-PSASNF01 | PM03 | 301 | 52WKS Press Gauge Cal (1B2-PG-013) | K-Patents Sensor Assembly SNF | B | 0190E006 | 2015-04-08 | 2014-09-05 | PHJACOLPA
0190-011-096 | 51346 | 0190-MLK-PRO-CMN-TIPCMN04 | PM03 | 301 | 52WKS Weight Indi Trans Cal (WI 98000) | Milks Malto/MSK Central Tipping Facility | B | 0190E006 | 2021-01-25 | 2014-09-04 | PHBASALEN
0190-011-096 | 51346 | 0190-MLK-PRO-CMN-TIPCMN04 | PM03 | 301 | 52WKS Weight Indi Trans Cal (WI 98022) | Milks Malto/MSK Central Tipping Facility | B | 0190E006 | 2021-01-25 | 2014-09-04 | PHBASALEN
0190-011-095 | 63986 | 0190-MLK-PRO-CMB-RNGBLW01 | PM03 | 301 | 52WKS Relief Valve Cal (PRV_MSK329L162) | CTS MSK Tipping B Ring Blower | B | 0190E006 | 2021-01-25 | 2014-09-04 | PHBASALEN
0190-011-095 | 63986 | 0190-MLK-PRO-CMB-RNGBLW01 | PM03 | 301 | 52WKS Relief Valve Cal (PRV328K254) | CTS MSK Tipping B Ring Blower | B | 0190E006 | 2021-01-25 | 2014-09-04 | PHBASALEN
0190-011-095 | 63986 | 0190-MLK-PRO-CMC-RNGBLW01 | PM03 | 301 | 52WKS Relief Valve Cal (PRV_MSKBLWR) | CTS MSK Tipping C Ring Blower | B | 0190E006 | 2021-01-25 | 2014-09-04 | PHBASALEN
0190-011-095 | 63986 | 0190-MLK-PRO-CMC-RNGBLW01 | PM03 | 301 | 52WKS Relief Valve Cal (PRV328K252) | CTS MSK Tipping C Ring Blower | B | 0190E006 | 2021-01-25 | 2014-09-04 | PHBASALEN
0190-011-094 | 63986 | 0190-MLK-PRO-EGC-COMMON | PM03 | 301 | 52WKS Relief Valve Cal (PRV_ETRC) | Milks Egron C Facilities | C | 0190E006 | 2020-09-18 | 2014-09-04 | PHBASALEN
0190-011-093 | 36411 | 0190-MLK-PRO-CMN-AHU07 | PM03 | 301 | 52WKS IP Converter Cal (PCV 03.22) | AHU 4-Star CTS Malto Tipping Tech Room | C | 0190E006 | 2020-09-18 | 2014-09-04 | PHBASALEN
0190-011-092 | 410981 | 0190-MLK-PRO-NDC-COMMON01 | PM03 | 301 | 52WKS Temp Gauge Cal (ID1_TG-002) | NDC Common Facilities | C | 0190E006 | 2017-12-07 | 2014-09-04 | PHBASALEN
0190-011-091 | 407764 | 0190-MLK-PRO-CMN-AHU09-DPI 01 1828 | PM03 | 301 | 52WKS Press Gauge Cal (DPI 01/1828) | HU 3-Star CTS Dry Tech Room PG | B | 0190E006 | 2015-10-20 | 2014-09-04 | PHBASALEN
0190-011-091 | 407764 | 0190-MLK-PRO-CMN-AHU10-DPI 01 1890 | PM03 | 301 | 52WKS Press Gauge Cal (DPI 01-1890) | HU 3-Star B&C Wet Tech Room PG | B | 0190E006 | 2015-10-20 | 2014-09-04 | PHBASALEN
0190-011-090 | 407764 | 0190-MLK-PRO-CAS-AIRCMP01 | PM03 | 301 | 52WKS Press Gauge Cal (5D6-DPT-334) | Air Compressor 1 | B | 0190E006 | 2017-12-07 | 2014-09-04 | PHBASALEN
0190-011-090 | 407764 | 0190-MLK-PRO-CAS-AIRTNK01 | PM03 | 301 | 52WKS Press Gauge Cal (5D6-PG-04.03) | Compressed Air Tank | C | 0190E006 | 2017-12-07 | 2014-09-04 | PHBASALEN
0190-011-090 | 407764 | 0190-MLK-PRO-CAS-COMMON | PM03 | 301 | 52WKS Press Gauge Cal (5D6-DPT-322) | Milks Air Compressor System Common | C | 0190E006 | 2017-12-07 | 2014-09-04 | PHBASALEN
0190-011-089 | 410981 | 0190-MLK-PRO-CAS-AIRCMP03 | PM03 | 301 | 52WKS Temp Gauge Cal (5D6_TG-340) | Air Compressor 3 | B | 0190E006 | 2015-04-08 | 2014-09-04 | PHJACOLPA
0190-011-089 | 410981 | 0190-MLK-PRO-CAS-AIRCMP04 | PM03 | 301 | 52WKS Temp Gauge Cal (5D6_TG-339) | Air Compressor 4 | B | 0190E006 | 2015-04-08 | 2014-09-04 | PHJACOLPA
0190-011-088 | 410981 | 0190-MLK-PRO-CAS-COMMON | PM03 | 301 | 52WKS Temp Gauge Cal (5D6_TG-329) | Milks Air Compressor System Common | C | 0190E006 | 2015-04-08 | 2014-09-04 | PHJACOLPA
0190-011-088 | 410981 | 0190-MLK-PRO-CAS-COMMON | PM03 | 301 | 52WKS Temp Gauge Cal (5D6_TG-337) | Milks Air Compressor System Common | C | 0190E006 | 2015-04-08 | 2014-09-04 | PHJACOLPA
0190-011-087 | 407764 | 0190-MLK-PRO-CAS-AIRCMP03 | PM03 | 301 | 52WKS Press Gauge Cal (5D6_PG-327) | Air Compressor 3 | B | 0190E006 | 2017-05-05 | 2014-09-04 | PHILAGANAN
0190-011-087 | 407764 | 0190-MLK-PRO-CAS-AIRCMP03 | PM03 | 301 | 52WKS Press Gauge Cal (5D6_PG-328) | Air Compressor 3 | B | 0190E006 | 2017-05-05 | 2014-09-04 | PHILAGANAN
0190-011-087 | 407764 | 0190-MLK-PRO-CAS-AIRCMP04 | PM03 | 301 | 52WKS Press Gauge Cal (5D6_PG-323) | Air Compressor 4 | B | 0190E006 | 2017-05-05 | 2014-09-04 | PHILAGANAN
0190-011-087 | 407764 | 0190-MLK-PRO-CAS-AIRCMP04 | PM03 | 301 | 52WKS Press Gauge Cal (5D6_PG-324) | Air Compressor 4 | B | 0190E006 | 2017-05-05 | 2014-09-04 | PHILAGANAN
0190-011-087 | 407764 | 0190-MLK-PRO-CAS-AIRCMP04 | PM03 | 301 | 52WKS Press Gauge Cal (5D6_PG-325) | Air Compressor 4 | B | 0190E006 | 2017-05-05 | 2014-09-04 | PHILAGANAN
0190-011-086 | 407764 | 0190-MLK-PRO-CAS-AIRTNK01 | PM03 | 301 | 52WKS Press Gauge Cal (5D6_PG-317) | Compressed Air Tank | C | 0190E006 | 2015-04-08 | 2014-09-04 | PHJACOLPA
0190-011-086 | 407764 | 0190-MLK-PRO-CAS-COMMON | PM03 | 301 | 52WKS Press Gauge Cal (5D6_PG-336) | Milks Air Compressor System Common | C | 0190E006 | 2015-04-08 | 2014-09-04 | PHJACOLPA
0190-011-085 | 63986 | 0190-MLK-PRO-CAS-AIRCMP01 | PM03 | 301 | 52WKS Relief Valve Cal (5D5-PRV-001) | Air Compressor 1 | B | 0190E006 | 2020-09-18 | 2014-09-04 | PHBASALEN
0190-011-085 | 63986 | 0190-MLK-PRO-CAS-AIRCMP01 | PM03 | 301 | 52WK Relief Valve Cal (5D6-PRV-002) | Air Compressor 1 | B | 0190E006 | 2020-09-18 | 2014-09-04 | PHBASALEN
0190-011-085 | 63986 | 0190-MLK-PRO-CAS-AIRCMP02 | PM03 | 301 | 52WKS Relief Valve Cal (5D5-PRV-002) | Air Compressor 2 | B | 0190E006 | 2020-09-18 | 2014-09-04 | PHBASALEN
0190-011-085 | 63986 | 0190-MLK-PRO-CAS-AIRCMP03 | PM03 | 301 | 52WKS Relief Valve Cal (5D6-PRV-001) | Air Compressor 3 | B | 0190E006 | 2020-09-18 | 2014-09-04 | PHBASALEN
0190-011-085 | 63986 | 0190-MLK-PRO-CAS-AIRCMP03 | PM03 | 301 | 52WKS Relief Valve Cal (5D6-PRV-003) | Air Compressor 3 | B | 0190E006 | 2020-09-18 | 2014-09-04 | PHBASALEN
0190-011-085 | 63986 | 0190-MLK-PRO-CAS-AIRCMP04 | PM03 | 301 | 52WKS Relief Valve Cal (5D6-PRV-004) | Air Compressor 4 | B | 0190E006 | 2020-09-18 | 2014-09-04 | PHBASALEN
0190-011-084 | 410981 | 0190-MLK-PRO-CMN-AHU10 | PM03 | 301 | 52WKS Temp Gauge Cal (1D7-TG-098) | AHU 3-Star CTS MSK B&C Wet Tech Room | B | 0190E006 | 2017-02-06 | 2014-09-04 | PHBASALEN
0190-011-084 | 410981 | 0190-MLK-PRO-CMN-AHU10 | PM03 | 301 | 52WKS Temp Gauge Cal (1D7-TG-110) | AHU 3-Star CTS MSK B&C Wet Tech Room | B | 0190E006 | 2017-02-06 | 2014-09-04 | PHBASALEN
0190-011-083 | 410981 | 0190-MLK-PRO-CMB-ACOFAN01 | PM03 | 301 | 52WKS Temp Gauge Cal (1D7-TG-010) | CTS MSK Tipping B After Cooler Fan | B | 0190E006 | 2015-04-08 | 2014-09-04 | PHJACOLPA
0190-011-083 | 410981 | 0190-MLK-PRO-CMC-ACOFAN01 | PM03 | 301 | 52WKS Temp Gauge Cal (1D7-TG-011) | CTS MSK Tipping C After Cooler Fan | B | 0190E006 | 2015-04-08 | 2014-09-04 | PHJACOLPA
0190-011-083 | 410981 | 0190-MLK-PRO-CMN-AHU07 | PM03 | 301 | 52WKS Temp Gauge Cal (1D7-TG-006) | AHU 4-Star CTS Malto Tipping Tech Room | C | 0190E006 | 2015-04-08 | 2014-09-04 | PHJACOLPA
0190-011-083 | 410981 | 0190-MLK-PRO-CMN-AHU07 | PM03 | 301 | 52WKS Temp Gauge Cal (1D7-TG-007) | AHU 4-Star CTS Malto Tipping Tech Room | C | 0190E006 | 2015-04-08 | 2014-09-04 | PHJACOLPA
0190-011-083 | 410981 | 0190-MLK-PRO-CMN-AHU09 | PM03 | 301 | 52WKS Temp Gauge Cal (1D7-TG-012) | AHU 3-Star CTS MSK B&C Dry Tech Room | B | 0190E006 | 2015-04-08 | 2014-09-04 | PHJACOLPA
0190-011-083 | 410981 | 0190-MLK-PRO-CMN-AHU09 | PM03 | 301 | 52WKS Temp Gauge Cal (1D7-TG-016) | AHU 3-Star CTS MSK B&C Dry Tech Room | B | 0190E006 | 2015-04-08 | 2014-09-04 | PHJACOLPA
0190-011-083 | 410981 | 0190-MLK-PRO-TMB-ACOFAN01 | PM03 | 301 | 52WKS Temp Gauge Cal (1D7-TG-008) | CTS Malto Tipping B After Cooler Fan | B | 0190E006 | 2015-04-08 | 2014-09-04 | PHJACOLPA
0190-011-083 | 410981 | 0190-MLK-PRO-TMC-ACOFAN01 | PM03 | 301 | 52WKS Temp Gauge Cal (1D7-TG-009) | CTS Malto Tipping C After Cooler Fan | B | 0190E006 | 2015-04-08 | 2014-09-04 | PHJACOLPA
0190-011-082 | 407764 | 0190-MLK-PRO-CMB-ACOFAN01 | PM03 | 301 | 52WKS Press Gauge Cal (1D7-PG-03.33) | CTS MSK Tipping B After Cooler Fan | B | 0190E006 | 2017-02-06 | 2014-09-04 | PHBASALEN
0190-011-082 | 407764 | 0190-MLK-PRO-CMB-AIRBLW01 | PM03 | 301 | 52WKS Press Gauge Cal (1D7-PG-089) | CTS MSK Tipping B Air Blower | B | 0190E006 | 2017-02-06 | 2014-09-04 | PHBASALEN
0190-011-082 | 407764 | 0190-MLK-PRO-CMB-BBDISC01 | PM03 | 301 | 52WKS Press Gauge Cal (1D7-PG-05.02) | CTS MSK Tipping B Big Bag Discharger | B | 0190E006 | 2017-02-06 | 2014-09-04 | PHBASALEN
0190-011-082 | 407764 | 0190-MLK-PRO-CMB-DSTCTR02 | PM03 | 301 | 52WKS Press Gauge Cal (1D7-PG-034) | CTS MSK Tipping B Dust Collector | B | 0190E006 | 2017-02-06 | 2014-09-04 | PHBASALEN
0190-011-082 | 407764 | 0190-MLK-PRO-CMC-ACOFAN01 | PM03 | 301 | 52WKS Press Gauge Cal (1D7_PG-048) | CTS MSK Tipping C After Cooler Fan | B | 0190E006 | 2017-02-06 | 2014-09-04 | PHBASALEN
0190-011-082 | 407764 | 0190-MLK-PRO-CMC-AIRBLW01 | PM03 | 301 | 52WKS Press Gauge Cal (1D7-PG-088) | CTS MSK Tipping C Air Blower | C | 0190E006 | 2017-02-06 | 2014-09-04 | PHBASALEN
0190-011-082 | 407764 | 0190-MLK-PRO-CMC-BBDISC01 | PM03 | 301 | 52WKS Press Gauge Cal (1D7-PG-35.02) | CTS MSK Tipping C Big Bag Discharger | B | 0190E006 | 2017-02-06 | 2014-09-04 | PHBASALEN
0190-011-082 | 407764 | 0190-MLK-PRO-CMC-TIPHOP01 | PM03 | 301 | 52WKS Press Gauge Cal (1D7-DPG-013) | CTS MSK Tipping C Hopper | B | 0190E006 | 2017-02-06 | 2014-09-04 | PHBASALEN
0190-011-082 | 407764 | 0190-MLK-PRO-CMN-AHU07 | PM03 | 301 | 52WKS Press Gauge Cal (1D7-PG-02.15) | AHU 4-Star CTS Malto Tipping Tech Room | C | 0190E006 | 2017-02-06 | 2014-09-04 | PHBASALEN
0190-011-082 | 407764 | 0190-MLK-PRO-CMN-AHU07 | PM03 | 301 | 52WKS Press Gauge Cal (1D7-PG-02.23) | AHU 4-Star CTS Malto Tipping Tech Room | C | 0190E006 | 2017-02-06 | 2014-09-04 | PHBASALEN
0190-011-082 | 407764 | 0190-MLK-PRO-CMN-AHU09 | PM03 | 301 | 52WKS Press Gauge Cal (1D7_PG-02.02) | AHU 3-Star CTS MSK B&C Dry Tech Room | B | 0190E006 | 2017-02-06 | 2014-09-04 | PHBASALEN
0190-011-082 | 407764 | 0190-MLK-PRO-CMN-AHU09 | PM03 | 301 | 52WKS Press Gauge Cal (1D7-PG-025) | AHU 3-Star CTS MSK B&C Dry Tech Room | B | 0190E006 | 2017-02-06 | 2014-09-04 | PHBASALEN
0190-011-082 | 407764 | 0190-MLK-PRO-CMN-AHU09 | PM03 | 301 | 52WKS Press Gauge Cal (1D7-PG-108) | AHU 3-Star CTS MSK B&C Dry Tech Room | B | 0190E006 | 2017-02-06 | 2014-09-04 | PHBASALEN
0190-011-082 | 407764 | 0190-MLK-PRO-CMN-TIPCMN03 | PM03 | 301 | 52WKS Press Gauge Cal (1D7-PG-03.05) | Milks 3L/SNF Tipping Facilities | C | 0190E006 | 2017-02-06 | 2014-09-04 | PHBASALEN
0190-011-082 | 407764 | 0190-MLK-PRO-TMB-AIRBLW01 | PM03 | 301 | 52WKS Press Gauge Cal (1D7-PG-090) | CTS Malto Tipping B Air Blower | B | 0190E006 | 2017-02-06 | 2014-09-04 | PHBASALEN
0190-011-082 | 407764 | 0190-MLK-PRO-TMB-FDCOTR02 | PM03 | 301 | 52WKS Press Gauge Cal (1D7-PG-039) | CTS Malto Tipping B Dust Collector | B | 0190E006 | 2017-02-06 | 2014-09-04 | PHBASALEN
0190-011-082 | 407764 | 0190-MLK-PRO-TMC-ACOFAN01 | PM03 | 301 | 52WKS Press Gauge Cal (1D7-PG-029) | CTS Malto Tipping C After Cooler Fan | B | 0190E006 | 2017-02-06 | 2014-09-04 | PHBASALEN
0190-011-082 | 407764 | 0190-MLK-PRO-TMC-AIRBLW01 | PM03 | 301 | 52WKS Press Gauge Cal (1D7-PG-091) | CTS Malto Tipping C Air Blower | B | 0190E006 | 2017-02-06 | 2014-09-04 | PHBASALEN
0190-011-081 | 407764 | 0190-MLK-PRO-CMN-TIPCMN04 | PM03 | 301 | 52WKS Press Gauge Cal (1D7_PG-010) | Milks Malto/MSK Central Tipping Facility | B | 0190E006 | 2015-04-08 | 2014-09-04 | PHJACOLPA
0190-011-081 | 407764 | 0190-MLK-PRO-CMN-TIPCMN04 | PM03 | 301 | 52WKS Press Gauge Cal (1D7_PG-011) | Milks Malto/MSK Central Tipping Facility | B | 0190E006 | 2015-04-08 | 2014-09-04 | PHJACOLPA
0190-011-081 | 407764 | 0190-MLK-PRO-CMN-TIPCMN04 | PM03 | 301 | 52WKS Press Gauge Cal (1D7_PG-044) | Milks Malto/MSK Central Tipping Facility | B | 0190E006 | 2015-04-08 | 2014-09-04 | PHJACOLPA
0190-011-081 | 407764 | 0190-MLK-PRO-CMN-TIPCMN04 | PM03 | 301 | 52WKS Press Gauge Cal (1D7-PG-03.09) | Milks Malto/MSK Central Tipping Facility | B | 0190E006 | 2015-04-08 | 2014-09-04 | PHJACOLPA
0190-011-081 | 407764 | 0190-MLK-PRO-CMN-TIPCMN04 | PM03 | 301 | 52WKS Press Gauge Cal (1D7-PG-03.14) | Milks Malto/MSK Central Tipping Facility | B | 0190E006 | 2015-04-08 | 2014-09-04 | PHJACOLPA
0190-011-081 | 407764 | 0190-MLK-PRO-CMN-TIPCMN04 | PM03 | 301 | 52WKS Press Gauge Cal (1D7-PG-03.20) | Milks Malto/MSK Central Tipping Facility | B | 0190E006 | 2015-04-08 | 2014-09-04 | PHJACOLPA
0190-011-081 | 407764 | 0190-MLK-PRO-CMN-TIPCMN04 | PM03 | 301 | 52WKS Press Gauge Cal (1D7-PG-075) | Milks Malto/MSK Central Tipping Facility | B | 0190E006 | 2015-04-08 | 2014-09-04 | PHJACOLPA
0190-011-081 | 407764 | 0190-MLK-PRO-CMN-TIPCMN04 | PM03 | 301 | 52WKS Press Gauge Cal (1D7-PG-076) | Milks Malto/MSK Central Tipping Facility | B | 0190E006 | 2015-04-08 | 2014-09-04 | PHJACOLPA
0190-011-081 | 407764 | 0190-MLK-PRO-CMN-TIPCMN04 | PM03 | 301 | 52WKS Press Gauge Cal (1D7-PG-077) | Milks Malto/MSK Central Tipping Facility | B | 0190E006 | 2015-04-08 | 2014-09-04 | PHJACOLPA
0190-011-081 | 407764 | 0190-MLK-PRO-CMN-TIPCMN04 | PM03 | 301 | 52WKS Press Gauge Cal (1D7-PG-078) | Milks Malto/MSK Central Tipping Facility | B | 0190E006 | 2015-04-08 | 2014-09-04 | PHJACOLPA
0190-011-081 | 407764 | 0190-MLK-PRO-CMN-TIPCMN04 | PM03 | 301 | 52WKS Press Gauge Cal (1D7-PG-32.10) | Milks Malto/MSK Central Tipping Facility | B | 0190E006 | 2015-04-08 | 2014-09-04 | PHJACOLPA
0190-011-081 | 407764 | 0190-MLK-PRO-CMN-TIPCMN04 | PM03 | 301 | 52WKS Press Gauge Cal (1D7-PG-32.13) | Milks Malto/MSK Central Tipping Facility | B | 0190E006 | 2015-04-08 | 2014-09-04 | PHJACOLPA
0190-011-081 | 407764 | 0190-MLK-PRO-CMN-TIPCMN04 | PM03 | 301 | 52WKS Press Gauge Cal (1D7-PG-33.41) | Milks Malto/MSK Central Tipping Facility | B | 0190E006 | 2015-04-08 | 2014-09-04 | PHJACOLPA
0190-011-080 | 63986 | 0190-MLK-PRO-STM-STMLIN01 | PM03 | 301 | 52WKS Relief Valve Cal (1D6-PRV-30.30) | Common Steam Pipework System | A | 0190E006 | 2021-01-25 | 2014-09-04 | PHBASALEN
0190-011-079 | 36411 | 0190-MLK-PRO-EGB-DHUMID04 | PM03 | 301 | 52WKS IP Converter Cal (1D6-TCV-002) | Egron B Dehumidifier No 4 | B | 0190E006 | 2021-01-25 | 2014-09-04 | PHBASALEN
0190-011-079 | 36411 | 0190-MLK-PRO-EGB-DHUMID04 | PM03 | 301 | 52WKS IP Converter Cal (1D6-TCV-004) | Egron B Dehumidifier No 4 | B | 0190E006 | 2021-01-25 | 2014-09-04 | PHBASALEN
0190-011-078 | 410981 | 0190-MLK-PRO-CMN-PROCMN01 | PM03 | 301 | 52WKS Temp Gauge Cal (1D6-LIG-003) | Milks Process Facilities | C | 0190E006 | 2015-04-08 | 2014-09-03 | PHJACOLPA
0190-011-078 | 410981 | 0190-MLK-PRO-CMN-PROCMN01 | PM03 | 301 | 52WKS Temp Gauge Cal (1D6-LIG-004) | Milks Process Facilities | C | 0190E006 | 2015-04-08 | 2014-09-03 | PHJACOLPA
0190-011-078 | 410981 | 0190-MLK-PRO-CMN-PROCMN01 | PM03 | 301 | 52WKS Temp Gauge Cal (1D6-LIG-005) | Milks Process Facilities | C | 0190E006 | 2015-04-08 | 2014-09-03 | PHJACOLPA
0190-011-077 | 407764 | 0190-MLK-PRO-CMN-PROCMN01 | PM03 | 301 | 52WKS Press Gauge Cal (1D6-PG-001) | Milks Process Facilities | C | 0190E006 | 2015-04-08 | 2014-09-03 | PHJACOLPA
0190-011-077 | 407764 | 0190-MLK-PRO-CMN-PROCMN01 | PM03 | 301 | 52WKS Press Gauge Cal (1D6-PG-002) | Milks Process Facilities | C | 0190E006 | 2015-04-08 | 2014-09-03 | PHJACOLPA
0190-011-077 | 407764 | 0190-MLK-PRO-CMN-PROCMN01 | PM03 | 301 | 52WKS Press Gauge Cal (1D6-PG-003) | Milks Process Facilities | C | 0190E006 | 2015-04-08 | 2014-09-03 | PHJACOLPA
0190-011-077 | 407764 | 0190-MLK-PRO-CMN-PROCMN01 | PM03 | 301 | 52WKS Press Gauge Cal (1D6-PG-005) | Milks Process Facilities | C | 0190E006 | 2015-04-08 | 2014-09-03 | PHJACOLPA
0190-011-077 | 407764 | 0190-MLK-PRO-CMN-PROCMN01 | PM03 | 301 | 52WKS Press Gauge Cal (1D6-PG-006) | Milks Process Facilities | C | 0190E006 | 2015-04-08 | 2014-09-03 | PHJACOLPA
0190-011-077 | 407764 | 0190-MLK-PRO-CMN-PROCMN01 | PM03 | 301 | 52WKS Press Gauge Cal (1D6-PG-057) | Milks Process Facilities | C | 0190E006 | 2015-04-08 | 2014-09-03 | PHJACOLPA
0190-011-076 | 36406 | 0190-MLK-PRO-EGB-COMMON | PM03 | 301 | 52WKS Flowmeter Cal (1D6-FIT-13.20B) | Milks Egron B Facilities | C | 0190E006 | 2019-07-01 | 2014-09-03 | PHBASALEN
0190-011-075 | 36411 | 0190-MLK-PRO-EGB-DHUMID03 | PM03 | 301 | 52WKS IP Converter Cal (1D6-CV-06.37B) | Egron B Dehumidifier No 3 | A | 0190E006 | 2019-07-01 | 2014-09-03 | PHBASALEN
0190-011-074 | 36411 | 0190-MLK-PRO-EGB-COMMON | PM03 | 301 | 52WKS IP Converter Cal (1D6-CV-014) | Milks Egron B Facilities | C | 0190E006 | 2020-09-18 | 2014-09-03 | PHBASALEN
0190-011-074 | 36411 | 0190-MLK-PRO-EGB-COMMON | PM03 | 301 | 52WKS IP Converter Cal (1D6-CV-016) | Milks Egron B Facilities | C | 0190E006 | 2020-09-18 | 2014-09-03 | PHBASALEN
0190-011-074 | 36411 | 0190-MLK-PRO-EGB-COMMON | PM03 | 301 | 52WKS IP Converter Cal (1D6-CV-05.17) | Milks Egron B Facilities | C | 0190E006 | 2020-09-18 | 2014-09-03 | PHBASALEN
0190-011-074 | 36411 | 0190-MLK-PRO-EGB-COMMON | PM03 | 301 | 52WKS IP Converter Cal (1D6-CV-05.18B) | Milks Egron B Facilities | C | 0190E006 | 2020-09-18 | 2014-09-03 | PHBASALEN
0190-011-074 | 36411 | 0190-MLK-PRO-EGC-COMMON | PM03 | 301 | 52WKS IP Converter Cal (1D6-PCV-06.67C) | Milks Egron C Facilities | C | 0190E006 | 2020-09-18 | 2014-09-03 | PHBASALEN
0190-011-073 | 51346 | 0190-MLK-PRO-NDC-COMMON01 | PM03 | 301 | 52WKS Weight Trans Cal (1D1-WI-Glucose) | NDC Common Facilities | C | 0190E006 | 2019-01-03 | 2014-09-03 | PHBASALEN
0190-011-072 | 63986 | 0190-MLK-PRO-NDC-STEAMHDRMAIN | PM03 | 301 | 52WKS Relief Valve Cal (1D1-PRV-001) | NDC Steam Header | C | 0190E005 | 2021-01-25 | 2014-09-03 | PHBASALEN
0190-011-071 | 407764 | 0190-MLK-PRO-NDC-GLUPMP01 | PM03 | 301 | 52WKS Press Gauge Cal (1D1-PG-009) | NDC Glucose Storage Tank Transfer Pump C | A | 0190E005 | 2017-12-07 | 2014-09-03 | PHBASALEN
0190-011-071 | 407764 | 0190-MLK-PRO-NDC-GLUPMP02 | PM03 | 301 | 52WKS Press Gauge Cal (1D1-PG-27.02) | NDC Glucose Storage Tank Transfer Pump B | A | 0190E005 | 2017-12-07 | 2014-09-03 | PHBASALEN
0190-011-070 | 407764 | 0190-MLK-PRO-NDC-GLCSTOTNK01 | PM03 | 301 | 52WKS Press Gauge Cal (1D1-PG-003) | NDC Glucose Storage Tank B | C | 0190E005 | 2017-12-07 | 2014-09-03 | PHBASALEN
0190-011-069 | 410981 | 0190-MLK-PRO-OHF-DRUCVY01 | PM03 | 301 | 52WKS Temp Gauge Cal (1D2_TG-002) | OH Butter Oil Loading Facility | C | 0190E006 | 2015-04-08 | 2014-09-03 | PHJACOLPA
0190-011-069 | 410981 | 0190-MLK-PRO-OHF-OILTNK01 | PM03 | 301 | 52WKS Temp Gauge Cal (1D2_TG-07.10) | OH Tank No 1 Palmolein Oil | B | 0190E006 | 2015-04-08 | 2014-09-03 | PHJACOLPA
0190-011-069 | 410981 | 0190-MLK-PRO-OHF-OILTNK01 | PM03 | 301 | 52WKS Temp Gauge Cal (1D2_TG-07.11) | OH Tank No 1 Palmolein Oil | B | 0190E006 | 2015-04-08 | 2014-09-03 | PHJACOLPA
0190-011-068 | 407764 | 0190-MLK-PRO-NDC-GLCSTOTNK02 | PM03 | 301 | 52WKS Press Gauge Cal (1D1-PG-007) | NDC Glucose Storage Tank C | C | 0190E005 | 2017-12-07 | 2014-09-03 | PHBASALEN
0190-011-068 | 407764 | 0190-MLK-PRO-OHF-DRUCVY01 | PM03 | 301 | 52WKS Press Gauge Cal (1D2-PG-071) | OH Butter Oil Loading Facility | C | 0190E006 | 2017-12-07 | 2014-09-03 | PHBASALEN
0190-011-068 | 407764 | 0190-MLK-PRO-OHF-DRUCVY01 | PM03 | 301 | 52WKS Press Gauge Cal (1D2-PG-21.39) | OH Butter Oil Loading Facility | C | 0190E006 | 2017-12-07 | 2014-09-03 | PHBASALEN
0190-011-068 | 407764 | 0190-MLK-PRO-OHF-DRUCVY01 | PM03 | 301 | 52WKS Press Gauge Cal (1D2-PG-014) | OH Butter Oil Loading Facility | C | 0190E006 | 2017-12-07 | 2014-09-03 | PHBASALEN
0190-011-067 | 407764 | 0190-MLK-PRO-CMN-AHU11 | PM03 | 301 | 52WKS Press Gauge Cal (1D4-PG-040) | AHU 3-Star MALTO/MSK B&C Silo Room | A | 0190E006 | 2015-04-08 | 2014-09-03 | PHJACOLPA
0190-011-067 | 407764 | 0190-MLK-PRO-CMN-AHU11 | PM03 | 301 | 52WKS Press Gauge Cal (1D4-PG-041) | AHU 3-Star MALTO/MSK B&C Silo Room | A | 0190E006 | 2015-04-08 | 2014-09-03 | PHJACOLPA
0190-011-067 | 407764 | 0190-MLK-PRO-CMN-PROCMN01 | PM03 | 301 | 52WKS Press Gauge Cal (1D5-PG-01.16) | Milks Process Facilities | C | 0190E006 | 2015-04-08 | 2014-09-03 | PHJACOLPA
0190-011-067 | 407764 | 0190-MLK-PRO-OHF-STEDIS01 | PM03 | 301 | 52WKS Press Gauge Cal (1D2-PG-28.10) | Oil Handling Steam Distribution Line | B | 0190E006 | 2015-04-08 | 2014-12-08 | PHJACOLPA
0190-011-066 | 410981 | 0190-MLK-PRO-CMN-AHU11 | PM03 | 301 | 52WKS Temp Gauge Cal (1D4-TG-030) | AHU 3-Star MALTO/MSK B&C Silo Room | A | 0190E006 | 2015-04-08 | 2014-09-03 | PHJACOLPA
0190-011-066 | 410981 | 0190-MLK-PRO-CMN-AHU11 | PM03 | 301 | 52WKS Temp Gauge Cal (1D4-TG-032) | AHU 3-Star MALTO/MSK B&C Silo Room | A | 0190E006 | 2015-04-08 | 2014-09-03 | PHJACOLPA
0190-011-065 | 36409 | 0190-MLK-PRO-CMN-AHU11 | PM03 | 301 | 52WK Press Switch Cal (1D4-DPSH-01/1829) | AHU 3-Star MALTO/MSK B&C Silo Room | A | 0190E006 | 2021-01-25 | 2014-09-03 | PHBASALEN
0190-011-065 | 36409 | 0190-MLK-PRO-CMN-AHU11 | PM03 | 301 | 52WKS Press Switch Cal (1D4-PS-02/1829) | AHU 3-Star MALTO/MSK B&C Silo Room | A | 0190E006 | 2021-01-25 | 2014-09-03 | PHBASALEN
0190-011-064 | 36405 | 0190-MLK-PRO-CMN-AHU11 | PM03 | 301 | 52WKS Temp Trans Cal (1D4-TT-04/1829) | AHU 3-Star MALTO/MSK B&C Silo Room | A | 0190E006 | 2021-01-25 | 2014-09-03 | PHBASALEN
0190-011-064 | 36405 | 0190-MLK-PRO-CMN-AHU11 | PM03 | 301 | 52WKS Temp Trans Cal (1D4-TT-03/1829) | AHU 3-Star MALTO/MSK B&C Silo Room | A | 0190E006 | 2021-01-25 | 2014-09-03 | PHBASALEN
0190-011-063 | 410981 | 0190-MLK-PRO-CIP-ACITNK01 | PM03 | 301 | 52WKS Temp Gauge Cal (1D3-TG-03.03) | CIP Acid Tank | C | 0190E006 | 2015-06-15 | 2014-09-03 | PHJACOLPA
0190-011-063 | 410981 | 0190-MLK-PRO-CIP-FWATNK01 | PM03 | 301 | 52WKS Temp Gauge Cal (1D3-TG-023) | CIP Fresh Water Tank | C | 0190E006 | 2015-06-15 | 2014-09-03 | PHJACOLPA
0190-011-063 | 410981 | 0190-MLK-PRO-CIP-LYETNK01 | PM03 | 301 | 52WKS Temp Gauge Cal (1D3-TG-02.03) | CIP Lye Tank | C | 0190E006 | 2015-06-15 | 2014-09-03 | PHJACOLPA
0190-011-063 | 410981 | 0190-MLK-PRO-CIP-USETNK01 | PM03 | 301 | 52WKS Temp Gauge Cal (1D3-TG-04.67) | CIP Reused Water Tank | C | 0190E006 | 2015-06-15 | 2014-09-03 | PHJACOLPA
0190-011-062 | 407764 | 0190-MLK-PRO-CIP-GAFPMP01 | PM03 | 301 | 52WKS Press Gauge Cal (1D3-PG 04.33) | CIP Feed Pump Group A | B | 0190E006 | 2015-06-15 | 2014-09-03 | PHJACOLPA
0190-011-062 | 407764 | 0190-MLK-PRO-CIP-GBFPMP01 | PM03 | 301 | 52WKS Press Gauge Cal (1D3-PG-029) | CIP Feed Pump Group B | B | 0190E006 | 2015-06-15 | 2014-09-03 | PHJACOLPA
0190-011-062 | 407764 | 0190-MLK-PRO-CIP-GCFPMP01 | PM03 | 301 | 52WKS Press Gauge Cal (1D3-PG 04.30) | CIP Feed Pump Group C | B | 0190E006 | 2015-06-15 | 2014-09-03 | PHJACOLPA
0190-011-062 | 407764 | 0190-MLK-PRO-CIP-GDFPMP01 | PM03 | 301 | 52WKS Press Gauge Cal (1D3-PG 04.31) | CIP Feed Pump Group D | B | 0190E006 | 2015-06-15 | 2014-09-03 | PHJACOLPA
0190-011-062 | 407764 | 0190-MLK-PRO-CIP-GEFPMP01 | PM03 | 301 | 52WKS Press Gauge Cal (1D3-PG-030) | CIP Feed Pump Group E | B | 0190E006 | 2015-06-15 | 2014-09-03 | PHJACOLPA
0190-011-062 | 407764 | 0190-MLK-PRO-CIP-GFFPMP01 | PM03 | 301 | 52WKS Press Gauge Cal (1D3-PG-031) | CIP Feed Pump Group F | B | 0190E006 | 2015-06-15 | 2014-09-03 | PHJACOLPA
0190-011-061 | 36405 | 0190-MLK-PRO-OHF-HOTTNK03 | PM03 | 301 | 52WKS Temp Trans Cal (1D2-TT-30.03/02) | OH Hot Water Tank C SNF Buffer Tank C | B | 0190E006 | 2020-09-18 | 2014-09-03 | PHBASALEN
0190-011-060 | 36405 | 0190-MLK-PRO-OHF-HOTTNK01 | PM03 | 301 | 52WKS Temp Trans Cal (1D2-TT-13.02) | OH Hot Water Tank A Oil Line Heater | B | 0190E006 | 2020-09-18 | 2014-09-03 | PHBASALEN
0190-011-059 | 410981 | 0190-MLK-PRO-OHF-HOTTNK03 | PM03 | 301 | 52WKS Temp Gauge Cal (1D2-TG-31.11/02) | OH Hot Water Tank C SNF Buffer Tank C | B | 0190E006 | 2015-04-08 | 2014-09-03 | PHJACOLPA
0190-011-058 | 407764 | 0190-MLK-PRO-CMN-TIPCMN03 | PM03 | 301 | 52WKS Pressure Gauge Cal (1D7-PG-06.05) | Milks 3L/SNF Tipping Facilities | C | 0190E006 | 2015-04-08 | 2015-04-07 | PHJACOLPA
0190-011-058 | 407764 | 0190-MLK-PRO-OHF-ILDPMP02 | PM03 | 301 | 52WKS Pressure Gauge Cal (1D2-PG-006) | OH In Line Dosing Pump Line C | B | 0190E006 | 2015-04-08 | 2014-09-03 | PHJACOLPA
0190-011-058 | 407764 | 0190-MLK-PRO-OHF-RCVPMP01 | PM03 | 301 | 52WKS Pressure Gauge Cal (1D2-PG-01.28) | OH Receiving Pump No 1 | B | 0190E006 | 2015-04-08 | 2014-09-03 | PHJACOLPA
0190-011-057 | 407764 | 0190-MLK-PRO-OHF-ILDPMP02 | PM03 | 301 | 52WKS Pressure Gauge Cal (1D2-PG-02.26) | OH In Line Dosing Pump Line C | B | 0190E006 | 2017-02-06 | 2014-09-03 | PHBASALEN
0190-011-057 | 407764 | 0190-MLK-PRO-OHF-LECPMP01 | PM03 | 301 | 52WKS Pressure Gauge Cal (1D2-PG-10.17) | OH Lecithin Pump No 1 To Tank 7&8 | B | 0190E006 | 2017-02-06 | 2014-09-03 | PHBASALEN
0190-011-056 | 36411 | 0190-MLK-PRO-OHF-HOTTNK02 | PM03 | 301 | 52WKS I/P Converter Cal (1D2-PCV-29.06) | OH Hot Water Tank B SNF Buffer Tank B | B | 0190E006 | 2020-09-18 | 2014-09-03 | PHBASALEN
0190-011-055 | 410981 | 0190-MLK-PRO-CMN-AHU09 | PM03 | 301 | 52WKS Temp Gauge Cal (1D TG-004) | AHU 3-Star CTS MSK B&C Dry Tech Room | B | 0190E006 | 2015-04-08 | 2014-09-02 | PHJACOLPA
0190-011-055 | 410981 | 0190-MLK-PRO-CMN-AHU10 | PM03 | 301 | 52WKS Temp Gauge Cal (1D TG-002) | AHU 3-Star CTS MSK B&C Wet Tech Room | B | 0190E006 | 2015-04-08 | 2014-09-02 | PHJACOLPA
0190-011-055 | 410981 | 0190-MLK-PRO-CMN-AHU10 | PM03 | 301 | 52WKS Temp Gauge Cal (1D TG-003) | AHU 3-Star CTS MSK B&C Wet Tech Room | B | 0190E006 | 2015-04-08 | 2014-09-02 | PHJACOLPA
0190-011-055 | 410981 | 0190-MLK-PRO-CMN-AHU10 | PM03 | 301 | 52WKS Temp Gauge Cal (ID TG-001) | AHU 3-Star CTS MSK B&C Wet Tech Room | B | 0190E006 | 2015-04-08 | 2014-09-04 | PHJACOLPA
0190-011-054 | 36409 | 0190-MLK-PRO-STM-STMLIN01 | PM03 | 301 | 52WKS Press Trans Cal (1COM8-PG-13.06) | Common Steam Pipework System | A | 0190E006 | 2019-07-01 | 2014-08-20 | PHBASALEN
0190-011-053 | 51346 | 0190-MLK-PRO-NDC-GLCSTOTNK02 | PM03 | 301 | 52WKS Weight Trans Cal (1C4-WIT-01.33) | NDC Glucose Storage Tank C | C | 0190E006 | 2019-01-03 | 2014-08-18 | PHBASALEN
0190-011-051 | 36405 | 0190-MLK-PRO-EGC-ACOBED01 | PM03 | 301 | 52WKS Temp Trans Cal (1C3-TT-07.51) | Egron C After Cooler Bed | A | 0190E006 | 2021-01-25 | 2014-08-16 | PHBASALEN
0190-011-050 | 36405 | 0190-MLK-PRO-EGC-COMMON | PM03 | 301 | 52WKS Temp Trans Cal (1C3-TT-01.42/01) | Milks Egron C Facilities | C | 0190E006 | 2019-05-09 | 2014-08-16 | PHBASALEN
0190-011-050 | 36405 | 0190-MLK-PRO-EGC-COMMON | PM03 | 301 | 52WKS Temp Trans Cal (1C3-TT-01.42/04) | Milks Egron C Facilities | C | 0190E006 | 2019-05-09 | 2014-08-16 | PHBASALEN
0190-011-050 | 36405 | 0190-MLK-PRO-EGC-COMMON | PM03 | 301 | 52WKS Temp Trans Cal (1C3-TT-01.42/05) | Milks Egron C Facilities | C | 0190E006 | 2019-05-09 | 2014-08-16 | PHBASALEN
0190-011-049 | 407764 | 0190-MLK-PRO-EGC-COMMON | PM03 | 301 | 52WKS Pressure Gauge Cal (1C3-PG-093) | Milks Egron C Facilities | C | 0190E006 | 2015-04-08 | 2014-08-16 | PHJACOLPA
0190-011-048 | 407764 | 0190-MLK-PRO-EGC-SCWCVY02 | PM03 | 301 | 52WKS Pressure Gauge Cal (1C3-PG-062) | Egron C MSK Dosing 2 Homo/Screwfeeder | A | 0190E006 | 2015-04-08 | 2014-08-16 | PHJACOLPA
0190-011-047 | 407764 | 0190-MLK-PRO-EGC-CODSYS01 | PM03 | 301 | 52WKS Pressure Gauge Cal (1C3-PG-017) | Egron C CO Safety System ATEX | A | 0190E006 | 2015-04-08 | 2014-09-09 | PHJACOLPA
0190-011-047 | 407764 | 0190-MLK-PRO-EGC-COMMON | PM03 | 301 | 52WKS Pressure Gauge Cal (1C3-PG-070) | Milks Egron C Facilities | C | 0190E006 | 2015-04-08 | 2014-09-09 | PHJACOLPA
0190-011-047 | 407764 | 0190-MLK-PRO-EGC-EXHFAN03 | PM03 | 301 | 52WKS Pressure Gauge Cal (1C3-PG-071) | Egron C Ad Ac Exhaust Fan | A | 0190E006 | 2015-04-08 | 2014-09-09 | PHJACOLPA
0190-011-047 | 407764 | 0190-MLK-PRO-EGC-LIWHPR02 | PM03 | 301 | 52WKS Pressure Gauge Cal (1C3-PG-024) | Egron C MSK Dosing Liw Hopper 2 | C | 0190E006 | 2015-04-08 | 2014-09-09 | PHJACOLPA
0190-011-047 | 407764 | 0190-MLK-PRO-EGC-LIWHPR02 | PM03 | 301 | 52WKS Pressure Gauge Cal (1C3-PG-025) | Egron C MSK Dosing Liw Hopper 2 | C | 0190E006 | 2015-04-08 | 2014-09-09 | PHJACOLPA
0190-011-047 | 407764 | 0190-MLK-PRO-EGC-LIWHPR02 | PM03 | 301 | 52WKS Pressure Gauge Cal (1C3-PG-026) | Egron C MSK Dosing Liw Hopper 2 | C | 0190E006 | 2015-04-08 | 2014-09-09 | PHJACOLPA
0190-011-047 | 407764 | 0190-MLK-PRO-EGC-LIWHPR02 | PM03 | 301 | 52WKS Pressure Gauge Cal (1C3-PG-027) | Egron C MSK Dosing Liw Hopper 2 | C | 0190E006 | 2015-04-08 | 2014-09-09 | PHJACOLPA
0190-011-047 | 407764 | 0190-MLK-PRO-EGC-LIWHPR02 | PM03 | 301 | 52WKS Pressure Gauge Cal (1C3-PG-028) | Egron C MSK Dosing Liw Hopper 2 | C | 0190E006 | 2015-04-08 | 2014-09-09 | PHJACOLPA
0190-011-047 | 407764 | 0190-MLK-PRO-EGC-LIWHPR02 | PM03 | 301 | 52WKS Pressure Gauge Cal (1C3-PG-029) | Egron C MSK Dosing Liw Hopper 2 | C | 0190E006 | 2015-04-08 | 2014-09-09 | PHJACOLPA
0190-011-047 | 407764 | 0190-MLK-PRO-EGC-LIWHPR02 | PM03 | 301 | 52WKS Pressure Gauge Cal (1C3-PG-030) | Egron C MSK Dosing Liw Hopper 2 | C | 0190E006 | 2015-04-08 | 2014-09-09 | PHJACOLPA
0190-011-047 | 407764 | 0190-MLK-PRO-EGC-MSKSTV02 | PM03 | 301 | 52WKS Pressure Gauge Cal (1C3-PG-033) | Egron C MSK Dosing Starvalve 2 | A | 0190E006 | 2015-04-08 | 2014-08-16 | PHJACOLPA
0190-011-047 | 407764 | 0190-MLK-PRO-EGC-MULSEP01 | PM03 | 301 | 52WKS Pressure Gauge Cal (1C3-PG-073) | Egron C Powder Separator 1 Multiclone 1 | B | 0190E006 | 2015-04-08 | 2014-09-09 | PHJACOLPA
0190-011-047 | 407764 | 0190-MLK-PRO-EGC-MULSEP02 | PM03 | 301 | 52WKS Pressure Gauge Cal (1C3-PG-074) | Egron C Powder Separator 2 Multiclone 2 | B | 0190E006 | 2015-04-08 | 2014-09-09 | PHJACOLPA
0190-011-047 | 407764 | 0190-MLK-PRO-EGC-MULSEP02 | PM03 | 301 | 52WKS Pressure Gauge Cal (1C3-PG-075) | Egron C Powder Separator 2 Multiclone 2 | B | 0190E006 | 2015-04-08 | 2014-09-09 | PHJACOLPA
0190-011-047 | 407764 | 0190-MLK-PRO-EGC-SCWCVY01 | PM03 | 301 | 52WKS Pressure Gauge Cal (1C3-PG-036*) | Egron C MSK Dosing 1 Homo/Screwfeeder | A | 0190E006 | 2015-04-08 | 2014-08-16 | PHJACOLPA
0190-011-047 | 407764 | 0190-MLK-PRO-EGC-SCWCVY01 | PM03 | 301 | 52WKS Pressure Gauge Cal 1C3-PG-037) | Egron C MSK Dosing 1 Homo/Screwfeeder | A | 0190E006 | 2015-04-08 | 2014-08-16 | PHJACOLPA
0190-011-047 | 407764 | 0190-MLK-PRO-EGC-SCWCVY01 | PM03 | 301 | 52WKS Pressure Gauge Cal 1C3-PG-038) | Egron C MSK Dosing 1 Homo/Screwfeeder | A | 0190E006 | 2015-04-08 | 2014-08-16 | PHJACOLPA
0190-011-047 | 407764 | 0190-MLK-PRO-EGC-XSUPSS01 | PM03 | 301 | 52WKS Pressure Gauge Cal (1C3-PG-072) | ATEX Suppression Bottle Safety System C | A | 0190E006 | 2015-04-08 | 2014-09-09 | PHJACOLPA
0190-011-047 | 407764 | 0190-MLK-PRO-EGC-XSUPSS01 | PM03 | 301 | 52WKS Pressure Gauge Cal (1C3-PG-076) | ATEX Suppression Bottle Safety System C | A | 0190E006 | 2015-04-08 | 2014-09-09 | PHJACOLPA
0190-011-047 | 407764 | 0190-MLK-PRO-EGC-XSUPSS01 | PM03 | 301 | 52WKS Pressure Gauge Cal (1C3-PG-077) | ATEX Suppression Bottle Safety System C | A | 0190E006 | 2015-04-08 | 2014-09-09 | PHJACOLPA
0190-011-047 | 407764 | 0190-MLK-PRO-SMC-SCWFDR01 | PM03 | 301 | 52WKS Pressure Gauge Cal 1C3-PG-041) | Egron Malto Dosing C Homo/Screwfeeder | A | 0190E006 | 2015-04-08 | 2014-08-16 | PHJACOLPA
0190-011-046 | 407764 | 0190-MLK-PRO-EGC-EGRTWR01-1C3PG036 | PM03 | 301 | 52WKS Pressure Gauge Cal (1C3-PG-036) | 1C3 Pressure Gauge 036 | C | 0190E006 | 2019-07-01 | 2014-08-16 | PHBASALEN
0190-011-046 | 407764 | 0190-MLK-PRO-EGC-MSKSTV02-1C3PG032 | PM03 | 301 | 52WKS Pressure Gauge Cal (1C3-PG-032) | 1C3 Pressure Gauge 032 | C | 0190E006 | 2019-07-01 | 2014-08-16 | PHBASALEN
0190-011-046 | 407764 | 0190-MLK-PRO-SMC-SURHOP01-1C3PG042 | PM03 | 301 | 52WKS Pressure Gauge Cal (1C3-PG-042) | 1C3 Pressure Gauge 042 | C | 0190E006 | 2019-07-01 | 2014-08-16 | PHBASALEN
0190-011-045 | 407764 | 0190-MLK-PRO-EGC-COMMON | PM03 | 301 | 52WKS Pressure Gauge Cal (1C3-PG-002) | Milks Egron C Facilities | C | 0190E006 | 2015-04-08 | 2014-08-15 | PHJACOLPA
0190-011-045 | 407764 | 0190-MLK-PRO-EGC-COMMON | PM03 | 301 | 52WKS Pressure Gauge Cal (1C3-PG-002*) | Milks Egron C Facilities | C | 0190E006 | 2015-04-08 | 2014-09-09 | PHJACOLPA
0190-011-044 | 36406 | 0190-MLK-PRO-EGC-EXHFAN03 | PM03 | 301 | 52WKS Flow Ind Trans Cal (1C3-FIT-08.11) | Egron C Ad Ac Exhaust Fan | A | 0190E006 | 2020-03-03 | 2014-08-14 | PHBASALEN
0190-011-043 | 51346 | 0190-MLK-PRO-WPC-DISHPR01 | PM03 | 301 | 52WKS Weight Trans Cal (1C2-WIT-10.04) | SNF C Anag Discharging Hopper | C | 0190E006 | 2020-09-18 | 2014-08-14 | PHBASALEN
0190-011-042 | 410981 | 0190-MLK-PRO-NDC-TROVAT01 | PM03 | 301 | 52WKS Temp Gauge Cal (1B1-TG-020) | NDC Glucose Heating Vat B | B | 0190E006 | 2017-03-14 | 2014-09-08 | PHBASALEN
0190-011-042 | 410981 | 0190-MLK-PRO-NDC-TROVAT02 | PM03 | 301 | 52WKS Temp Gauge Cal (1C2-TG-022) | NDC Glucose Heating Vat C | B | 0190E006 | 2017-03-14 | 2014-08-14 | PHBASALEN
0190-011-041 | 410981 | 0190-MLK-PRO-WPC-PHEXGR01 | PM03 | 301 | 52WKS Temp Gauge Cal (1C2-TG-019) | SNF Plate Heat Exhanger C1 | C | 0190E006 | 2015-04-08 | 2014-08-14 | PHJACOLPA
0190-011-041 | 410981 | 0190-MLK-PRO-WPC-PHEXGR02 | PM03 | 301 | 52WKS Temp Gauge Cal (1C2-TG-017) | SNF Plate Heat Exhanger C2 | C | 0190E006 | 2015-04-08 | 2014-08-14 | PHJACOLPA
0190-011-040 | 36409 | 0190-MLK-PRO-WPC-SNFHOM01 | PM03 | 301 | 52WKS Press Trans Cal (1C2-PIT-15.20) | SNF C Homogenizer | B | 0190E006 | 2020-09-18 | 2014-08-14 | PHBASALEN
0190-011-039 | 36409 | 0190-MLK-PRO-WPC-PHEXGR01 | PM03 | 301 | 52WK Press Trans Cal (1C2-PIT-14.48/01C) | SNF Plate Heat Exhanger C1 | C | 0190E006 | 2021-01-25 | 2014-08-14 | PHBASALEN
0190-011-039 | 36409 | 0190-MLK-PRO-WPC-PHEXGR01 | PM03 | 301 | 52WKS Press Trans Cal (1C2-PIT-14.84/02) | SNF Plate Heat Exhanger C1 | C | 0190E006 | 2021-01-25 | 2014-08-14 | PHBASALEN
0190-011-038 | 407764 | 0190-MLK-PRO-WPC-FLSCLR01-1C2 PG 003 | PM03 | 301 | 52WKS Pressure Gauge Cal (1C2-PG-003) | 3L C FC Pressure Gauge 1C2-PG-003 | C | 0190E006 | 2016-04-25 | 2014-08-14 | PHBASALEN
0190-011-038 | 407764 | 0190-MLK-PRO-WPC-FLSCLR01-1C2PG-004 | PM03 | 301 | 52WKS Pressure Gauge Cal (1C2-PG-004) | 1C2 Pressure Gauge 004 | B | 0190E005 | 2016-04-25 | 2014-08-14 | PHBASALEN
0190-011-038 | 407764 | 0190-MLK-PRO-WPC-FLSCLR01-1C2PG-0439 | PM03 | 301 | 52WKS Pressure Gauge Cal (1C2-PG-04.39) | 1C2 Pressure Gauge 04.39 | B | 0190E005 | 2016-04-25 | 2014-08-14 | PHBASALEN
0190-011-038 | 407764 | 0190-MLK-PRO-WPC-FLSCLR01-1C2PG085 | PM03 | 301 | 52WKS Pressure Gauge Cal (1C2-PG-085) | 1C2 Pressure Gauge 085 | B | 0190E005 | 2016-04-25 | 2014-08-14 | PHBASALEN
0190-011-038 | 407764 | 0190-MLK-PRO-WPC-PHEXGR01 | PM03 | 301 | 52WKS Pressure Gauge Cal (1C2-PG-005) | SNF Plate Heat Exhanger C1 | C | 0190E006 | 2016-04-25 | 2014-08-14 | PHBASALEN
0190-011-038 | 407764 | 0190-MLK-PRO-WPC-PSA3DL01 | PM03 | 301 | 52WKS Pressure Gauge Cal (1C2-PG-014) | K-Patents Sensor Assembly 3rd Line C | B | 0190E006 | 2016-04-25 | 2014-08-14 | PHBASALEN
0190-011-038 | 407764 | 0190-MLK-PRO-WPC-PSA3DL01 | PM03 | 301 | 52WKS Pressure Gauge Cal (1C2-PG-015) | K-Patents Sensor Assembly 3rd Line C | B | 0190E006 | 2016-04-25 | 2014-08-14 | PHBASALEN
0190-011-038 | 407764 | 0190-MLK-PRO-WPC-PSA3DL01 | PM03 | 301 | 52WKS Pressure Gauge Cal (1C2-PG-092) | K-Patents Sensor Assembly 3rd Line C | B | 0190E006 | 2016-04-25 | 2014-08-14 | PHBASALEN
0190-011-038 | 407764 | 0190-MLK-PRO-WPC-PSASNF01 | PM03 | 301 | 52WKS Pressure Gauge Cal (1C2-PG-070) | K-Patents Sensor Assembly SNF | B | 0190E006 | 2016-04-25 | 2014-08-14 | PHBASALEN
0190-011-038 | 407764 | 0190-MLK-PRO-WPC-PSASNF01 | PM03 | 301 | 52WKS Pressure Gauge Cal (1C2-PG-013) | K-Patents Sensor Assembly SNF | B | 0190E006 | 2016-04-25 | 2014-08-14 | PHBASALEN
0190-011-038 | 407764 | 0190-MLK-PRO-WPC-SCAMXR01-1C2PG018 | PM03 | 301 | 52WKS Pressure Gauge Cal (1C2-PG-018) | SNF C Scanima Mixer PG-018 | B | 0190E005 | 2016-04-25 | 2014-08-14 | PHBASALEN
0190-011-038 | 407764 | 0190-MLK-PRO-WPC-STEDIS01 | PM03 | 301 | 52WKS Pressure Gauge Cal (1C2-PG-095) | Wet Process C Steam Distribution Line | C | 0190E006 | 2016-04-25 | 2014-09-09 | PHBASALEN
0190-011-037 | 36411 | 0190-MLK-PRO-WPC-3LHBTK01 | PM03 | 301 | 52WKS I/P Converter Cal (1C2-PCV-05.12) | 3L Homo-HPP Balance Tank C | B | 0190E006 | 2021-06-03 | 2014-08-14 | PHILAGANAN
0190-011-036 | 36411 | 0190-MLK-PRO-DSC-LIQUIV01 | PM03 | 301 | 52WKS I/P Converter Cal (1C2-CV-02.08) | Diss C Liquiverter | C | 0190E006 | 2017-02-21 | 2014-08-14 | PHBASALEN
0190-011-035 | 36406 | 0190-MLK-PRO-DSC-LIQUIV01 | PM03 | 301 | 52WKS Flow Ind Trans Cal (1C1-FIT-01.10) | Diss C Liquiverter | C | 0190E006 | 2017-02-21 | 2014-08-14 | PHBASALEN
0190-011-034 | 417347 | 0190-MLK-PRO-WPB-PHEXGR01 | PM03 | 305 | 52WKS Replacement of PHE Gasket | SNF Plate Heat Exhanger B1 | C | 0190E005 | 2021-03-19 | 2014-08-08 | PHILAGANAN
0190-011-034 | 417347 | 0190-MLK-PRO-WPB-PHEXGR02 | PM03 | 305 | 52WKS Replacement of PHE Gasket | SNF Plate Heat Exhanger B2 | C | 0190E005 | 2021-03-19 | 2014-08-08 | PHILAGANAN
0190-011-034 | 417347 | 0190-MLK-PRO-WPC-PHEXGR01 | PM03 | 305 | 52WKS Replacement of PHE Gasket | SNF Plate Heat Exhanger C1 | C | 0190E005 | 2021-03-19 | 2014-08-08 | PHILAGANAN
0190-011-034 | 417347 | 0190-MLK-PRO-WPC-PHEXGR02 | PM03 | 305 | 52WKS Replacement of PHE Gasket | SNF Plate Heat Exhanger C2 | C | 0190E005 | 2021-03-19 | 2014-08-08 | PHILAGANAN
0190-011-033 | 63986 | 0190-MLK-PRO-EGC-COMMON | PM03 | 301 | 52WKS Relief valve Cal (1C3-PRV-13.02) | Milks Egron C Facilities | C | 0190E006 | 2019-07-01 | 2014-08-05 | PHBASALEN
0190-011-033 | 63986 | 0190-MLK-PRO-EGC-COMMON | PM03 | 301 | 52WK Relief valve Cal (1C3-PRV-01.33/01) | Milks Egron C Facilities | C | 0190E006 | 2019-07-01 | 2014-08-05 | PHBASALEN
0190-011-032 | 36405 | 0190-MLK-PRO-EGB-MSKBLW03 | PM03 | 301 | 52WKS Temp Trans Cal (1B3-TT-01.34) | Egron B MSK Dosing Blower No. 1 | A | 0190E006 | 2021-01-25 | 2014-06-26 | PHBASALEN
0190-011-031 | 36409 | 0190-MLK-PRO-WPB-PHEPMP03 | PM03 | 301 | 52WKS Press Trans Cal (1B2-PIT-14.66/02) | Milk PHE B Recirculation Pump M49 | B | 0190E006 | 2021-01-25 | 2014-06-26 | PHBASALEN
0190-011-030 | 36409 | 0190-MLK-PRO-EGB-BLWBCK01 | PM03 | 301 | 52WKS Press Trans Cal (1B3-PIT-10.20) | Egron B Blowback Blower No 1 | A | 0190E006 | 2019-01-03 | 2014-06-05 | PHBASALEN
0190-011-030 | 36409 | 0190-MLK-PRO-EGB-BLWBCK02 | PM03 | 301 | 52WKS Press Trans Cal (1B3-PIT-01.33) | Egron B Blowback Blower No 2 | A | 0190E006 | 2019-01-03 | 2014-06-05 | PHBASALEN
0190-011-029 | 36409 | 0190-MLK-PRO-SMB-AIRBLW01 | PM03 | 301 | 52WKS Press Trans Cal (1B3-PIT-04.24) | Egron Malto Dosing B Air Blower | B | 0190E006 | 2019-01-03 | 2014-06-05 | PHBASALEN
0190-011-028 | 36410 | 0190-MLK-PRO-EGB-DHUMID03 | PM03 | 301 | 52WKS %RH Trans Cal (1B3-MIT-06.58) | Egron B Dehumidifier No 3 | A | 0190E006 | 2021-01-25 | 2014-06-05 | PHBASALEN
0190-011-027 | 36409 | 0190-MLK-PRO-EGB-DHUMID04 | PM03 | 301 | 1Y PRESSURE X'MITTER CAL (PIT 07.52B) | Egron B Dehumidifier No 4 | B | 0190E006 | 2014-09-08 | 2014-06-05 | PHJACOLPA
0190-011-026 | 403168 | 0190-MLK-PRO-TBA-INLNWEGH01 | PM03 | 301 | 52WKS Test Stone Cal (1B4-TS-04.06 AB) | Milk Totebin In-line Weigher Hopper B | B | 0190E006 | 2021-01-25 | 2014-06-05 | PHBASALEN
0190-011-026 | 403168 | 0190-MLK-PRO-TBA-INLNWEGH01 | PM03 | 301 | 52WKS Test Stone Cal (1B4-TS-04.06 BB) | Milk Totebin In-line Weigher Hopper B | B | 0190E006 | 2021-01-25 | 2014-06-05 | PHBASALEN
0190-011-025 | 36411 | 0190-MLK-PRO-EGB-ADRBED01 | PM03 | 301 | 52WKS IP Converter Cal (1B3-TCV-07.28) | Egron B After Dryer Bed | A | 0190E006 | 2020-03-03 | 2014-06-05 | PHBASALEN
0190-011-024 | 407764 | 0190-MLK-PRO-EGB-COMMON | PM03 | 301 | 52WKS Press Gauge Cal (1A PG-054) | Milks Egron B Facilities | C | 0190E006 | 2015-04-08 | 2014-09-10 | PHJACOLPA
0190-011-024 | 407764 | 0190-MLK-PRO-EGB-COMMON | PM03 | 301 | 52WKS Press Gauge Cal (1A PG-059) | Milks Egron B Facilities | C | 0190E006 | 2015-04-08 | 2014-09-10 | PHJACOLPA
0190-011-024 | 407764 | 0190-MLK-PRO-EGC-COMMON | PM03 | 301 | 52WKS Press Gauge Cal (1A PG-041) | Milks Egron C Facilities | C | 0190E006 | 2015-04-08 | 2014-06-04 | PHJACOLPA
0190-011-023 | 36409 | 0190-MLK-PRO-WPC-SCAMXR01 | PM03 | 301 | 52WKS Press Trans Cal (1C2-PT-11.22) | SNF C Scanima Mixer | B | 0190E006 | 2019-07-01 | 2014-06-04 | PHBASALEN
0190-011-022 | 36405 | 0190-MLK-PRO-EGB-EGRTWR01 | PM03 | 301 | 52WKS Temp Trans Cal (1B3-TT-01.28) | Egron B Tower | A | 0190E006 | 2021-06-03 | 2014-06-04 | PHILAGANAN
0190-011-021 | 36410 | 0190-MLK-PRO-EGC-COMMON | PM03 | 301 | 52WKS RH & Temp Cal (1C3-AIT-01.42/02) | Milks Egron C Facilities | C | 0190E006 | 2019-07-01 | 2014-06-04 | PHBASALEN
0190-011-021 | 36410 | 0190-MLK-PRO-EGC-COMMON | PM03 | 301 | 52WKS RH & Temp Cal (1C3-AIT-01.42/05) | Milks Egron C Facilities | C | 0190E006 | 2019-07-01 | 2014-06-04 | PHBASALEN
0190-011-020 | 36411 | 0190-MLK-PRO-EGC-DHUMID04 | PM03 | 301 | 52WKS IP Converter Cal (1D6-TCV-07.17) | Egron C Dehumidifier No 4 | A | 0190E006 | 2019-07-01 | 2014-06-03 | PHBASALEN
0190-011-020 | 36411 | 0190-MLK-PRO-EGC-DHUMID04 | PM03 | 301 | 52WKS I/P Converter Cal (1D6-TCV-07.18) | Egron C Dehumidifier No 4 | A | 0190E006 | 2019-07-01 | 2014-06-03 | PHBASALEN
0190-011-019 | 36405 | 0190-MLK-PRO-EGC-EGRTWR01 | PM03 | 301 | 52WKS Temp Trans Cal (1C3-TT-01.32) | Egron C Tower | A | 0190E006 | 2020-09-18 | 2014-06-03 | PHBASALEN
0190-011-019 | 36405 | 0190-MLK-PRO-EGC-EGRTWR01 | PM03 | 301 | 52WKS Temp Trans Cal (1C3-TE-01.32) | Egron C Tower | A | 0190E006 | 2020-09-18 | 2014-09-09 | PHBASALEN
0190-011-018 | 36409 | 0190-MLK-PRO-EGB-VANVLV02 | PM03 | 301 | 52WKS Press Trans Cal (1B3-PIT-01.40) | Egron B Vanessa Valve to Tower | B | 0190E006 | 2019-07-01 | 2014-06-03 | PHBASALEN
0190-011-017 | 36411 | 0190-MLK-PRO-EGB-DHUMID03 | PM03 | 301 | 52WKS IP Converter Cal (ZIC 9531) | Egron B Dehumidifier No 3 | A | 0190E006 | 2019-07-01 | 2014-05-28 | PHBASALEN
0190-011-017 | 36411 | 0190-MLK-PRO-EGB-DHUMID04 | PM03 | 301 | 52WKS IP Converter Cal (TCV 9517) | Egron B Dehumidifier No 4 | B | 0190E006 | 2019-07-01 | 2014-05-28 | PHBASALEN
0190-011-016 | 415466 | 0190-MLK-PRO-WPB-SCAMXR01-VALVE07 | PM03 | 305 | 13WKS V07 Replacement | Powder Inlet Valve | B | 0190E006 | 2021-03-19 | 2014-05-27 | PHILAGANAN
0190-011-016 | 415466 | 0190-MLK-PRO-WPC-SCAMXR01 | PM03 | 305 | 13WKS V07 Replacement | SNF C Scanima Mixer | B | 0190E006 | 2021-03-19 | 2014-05-27 | PHILAGANAN
0190-011-015 | 410981 | 0190-MLK-PRO-CMN-AHU10 | PM03 | 301 | 52WKS Temp Gauge Cal (1D7-TG-02.10) | AHU 3-Star CTS MSK B&C Wet Tech Room | B | 0190E006 | 2015-04-08 | 2014-03-27 | PHJACOLPA
0190-011-015 | 410981 | 0190-MLK-PRO-CMN-AHU10 | PM03 | 301 | 52WKS Temp Gauge Cal (1D7-TG-02.03) | AHU 3-Star CTS MSK B&C Wet Tech Room | B | 0190E006 | 2015-04-08 | 2014-03-27 | PHJACOLPA
0190-011-014 | 407764 | 0190-MLK-PRO-OHF-OILTNK05 | PM03 | 301 | 52WKS Pressure Gauge Cal (1D2-PG-08.25) | OH Tank No 5 Soya Oil Day Tank | B | 0190E006 | 2015-04-08 | 2014-03-27 | PHJACOLPA
0190-011-014 | 407764 | 0190-MLK-PRO-OHF-OILTNK05 | PM03 | 301 | 52WKS Pressure Gauge Cal (1D2-PG-08.29) | OH Tank No 5 Soya Oil Day Tank | B | 0190E006 | 2015-04-08 | 2014-03-27 | PHJACOLPA
0190-011-014 | 407764 | 0190-MLK-PRO-OHF-OILTNK06 | PM03 | 301 | 52WKS Pressure Gauge Cal (1D2-PG-08.33) | OH Tank No 6 Coconut Oil | C | 0190E006 | 2015-04-08 | 2014-03-27 | PHJACOLPA
0190-011-014 | 407764 | 0190-MLK-PRO-OHF-OILTNK06 | PM03 | 301 | 52WKS Pressure Gauge Cal (1D2-PG-08.37) | OH Tank No 6 Coconut Oil | C | 0190E006 | 2015-04-08 | 2014-03-27 | PHJACOLPA
0190-011-013 | 36410 | 0190-MLK-PRO-EGB-COMMON | PM03 | 301 | 52WKS %RH Trans Cal (1B3-MIT-13.02B) | Milks Egron B Facilities | C | 0190E006 | 2020-03-03 | 2014-03-27 | PHBASALEN
0190-011-012 | 36411 | 0190-MLK-PRO-WPB-BALVAT02 | PM03 | 301 | 52WKS I/P Converter Cal (1B2-LCV-14.02) | SNF B Balance Vat | B | 0190E006 | 2020-09-18 | 2014-01-22 | PHBASALEN
0190-011-011 | 36409 | 0190-MLK-PRO-EGB-SEAFAN01 | PM03 | 301 | 52WKS Press Trans Cal (1B3-PIT-05.09/01) | Secondary Air Fan 1B | A | 0190E006 | 2020-03-03 | 2014-01-22 | PHBASALEN
0190-011-011 | 36409 | 0190-MLK-PRO-EGB-SEAFAN01 | PM03 | 301 | 52WKS Press Trans Cal (1B3-PIT-05.09/02) | Secondary Air Fan 1B | A | 0190E006 | 2020-03-03 | 2014-01-22 | PHBASALEN
0190-011-010 | 36409 | 0190-MLK-PRO-EGC-BLWBCK02 | PM03 | 301 | 52WKS Pressure Trans Cal (1C3-PT-01.16) | Egron C Blowback Blower No 2 | A | 0190E006 | 2019-01-03 | 2014-01-22 | PHBASALEN
0190-011-009 | 403158 | 0190-MLK-PRO-EGB-LHPSYS01 | PM03 | 301 | 26WKS Temp Trans Cal (1B3-TT-01.27) | Egron B LHPN System | A | 0190E006 | 2019-07-01 | 2014-01-21 | PHBASALEN
0190-011-008 | 36409 | 0190-MLK-PRO-EGB-BLWBCK01 | PM03 | 301 | 52WKS PRESSURE X'MITTER CAL (PIT 95015) | Egron B Blowback Blower No 1 | A | 0190E006 | 2020-09-18 | 2014-01-21 | PHBASALEN
0190-011-008 | 36409 | 0190-MLK-PRO-EGB-BLWBCK02 | PM03 | 301 | 52WKS PRESSURE X'MITTER CAL (PIT 95014) | Egron B Blowback Blower No 2 | A | 0190E006 | 2020-09-18 | 2014-01-21 | PHBASALEN
0190-011-008 | 36409 | 0190-MLK-PRO-SMB-AIRBLW01 | PM03 | 301 | 52WKS PRESSURE X'MITTER CAL (PIT 95011) | Egron Malto Dosing B Air Blower | B | 0190E006 | 2020-09-18 | 2014-01-21 | PHBASALEN
0190-011-007 | 407764 | 0190-MLK-PRO-WPB-FLSCLR01 | PM03 | 301 | 52WKS Pressure Gauge Cal (1A_PI-039) | 3rd Line B Flash Cooler | A | 0190E006 | 2017-09-20 | 2014-01-21 | PHBASALEN
0190-011-006 | 36405 | 0190-MLK-PRO-EGB-BLWBCK01-1B3TT1022 | PM03 | 301 | 52WKS Temp Trans Cal (1B3-TT-10.22) | BBI Temperature Transmitter | B | 0190E005 | 2020-09-18 | 2014-01-21 | PHBASALEN
0190-011-006 | 36405 | 0190-MLK-PRO-EGB-BLWBCK02-1B3TT0114 | PM03 | 301 | 52WKS Temp Trans Cal (1B3-TT-01.14) | BB2Temperature Transmitter | B | 0190E005 | 2020-09-18 | 2014-01-21 | PHBASALEN
0190-011-006 | 36405 | 0190-MLK-PRO-EGB-MSKBLW04-1B3TT0421 | PM03 | 301 | 52WKS Temp Trans Cal (1B3-TT-04.21) | MSKBLW04Temperature Transmitter | B | 0190E005 | 2020-09-18 | 2014-01-21 | PHBASALEN
0190-011-005 | 411550 | 0190-MLK-PRO-EGB-MSKSLO01 | PM03 | 307 | 13WKS BV Actuator Functionality Check | Egron B MSK Silo No 1 | C | 0190E006 | 2021-03-19 | 2014-01-15 | PHILAGANAN
0190-011-005 | 411550 | 0190-MLK-PRO-EGB-MSKSLO02 | PM03 | 307 | 13WKS BV Actuator Functionality Check | Egron B MSK Silo No 2 | C | 0190E006 | 2021-03-19 | 2014-01-15 | PHILAGANAN
0190-011-005 | 411550 | 0190-MLK-PRO-EGB-SURHPR01 | PM03 | 307 | 13WKS BV Actuator Functionality Check | Nucon Surge Hopper Egron B | B | 0190E006 | 2021-03-19 | 2014-01-15 | PHILAGANAN
0190-011-005 | 411550 | 0190-MLK-PRO-SMB-BACVTR01 | PM03 | 307 | 13WKS BV Actuator Functionality Check | Egron Malto Dosing B Bin Activator | B | 0190E006 | 2021-03-19 | 2014-01-15 | PHILAGANAN
0190-011-004 | 411550 | 0190-MLK-PRO-EGC-MSKSLO01 | PM03 | 307 | 13WKS BV Actuator Functionality Check | Egron C MSK Silo No 1 | C | 0190E006 | 2020-09-18 | 2014-01-15 | PHBASALEN
0190-011-004 | 411550 | 0190-MLK-PRO-EGC-MSKSLO02 | PM03 | 307 | 13WKS BV Actuator Functionality Check | Egron C MSK Silo No 2 | C | 0190E006 | 2020-09-18 | 2014-01-15 | PHBASALEN
0190-011-004 | 411550 | 0190-MLK-PRO-EGC-SURHPR01 | PM03 | 307 | 13WKS BV Actuator Functionality Check | Nucon Surge Hopper Egron C | C | 0190E006 | 2020-09-18 | 2014-01-15 | PHBASALEN
0190-011-004 | 411550 | 0190-MLK-PRO-SMC-BACVTR01 | PM03 | 307 | 13WKS BV Actuator Functionality Check | Egron Malto Dosing C Bin Activator | B | 0190E006 | 2020-09-18 | 2014-01-15 | PHBASALEN
0190-011-003 | 411549 | 0190-MLK-PRO-TBA-INLNWEGH01 | PM03 | 307 | 13WKS Solimar Valve Check & Retightening | Milk Totebin In-line Weigher Hopper B | B | 0190E006 | 2017-02-18 | 2014-01-15 | PHBASALEN
0190-011-003 | 411549 | 0190-MLK-PRO-TBA-INLNWEGH02 | PM03 | 307 | 13WKS Solimar Valve Check & Retightening | Milk Totebin In-line Weigher Hopper C | C | 0190E006 | 2017-02-18 | 2014-01-15 | PHBASALEN
0190-011-002 | 411549 | 0190-MLK-PRO-EGC-DRPCHT01 | PM03 | 307 | 13WKS Solimar Valve Check & Retightening | Egron C Drop Chute | B | 0190E006 | 2017-02-18 | 2014-01-15 | PHBASALEN
0190-011-002 | 411549 | 0190-MLK-PRO-EGC-FDPSYS01 | PM03 | 307 | 13WKS Solimar Valve Check & Retightening | Fines Dense Phase System C | B | 0190E006 | 2017-02-18 | 2014-01-15 | PHBASALEN
0190-011-002 | 411549 | 0190-MLK-PRO-EGC-PICHPR01 | PM03 | 307 | 13WKS Solimar Valve Check & Retightening | Egron C Pick-Up Hopper | B | 0190E006 | 2017-02-18 | 2014-01-15 | PHBASALEN
0190-011-002 | 411549 | 0190-MLK-PRO-EGC-SURHPR01 | PM03 | 307 | 13WKS Solimar Valve Check & Retightening | Nucon Surge Hopper Egron C | C | 0190E006 | 2017-02-18 | 2014-01-15 | PHBASALEN
0190-011-002 | 411549 | 0190-MLK-PRO-EGC-VACHPR01 | PM03 | 307 | 13WKS Solimar Valve Check & Retightening | Nucon Vacuum Hopper Egron C | B | 0190E006 | 2017-02-18 | 2014-01-15 | PHBASALEN
0190-011-001 | 411549 | 0190-MLK-PRO-EGB-DRPCHT01 | PM03 | 307 | 13WKS Solimar Valve Check & Retightening | Egron B Drop Chute | B | 0190E006 | 2017-02-18 | 2014-01-15 | PHBASALEN
0190-011-001 | 411549 | 0190-MLK-PRO-EGB-FDPSYS01 | PM03 | 307 | 13WKS Solimar Valve Check & Retightening | Fines Dense Phase System B | B | 0190E006 | 2017-02-18 | 2014-01-15 | PHBASALEN
0190-011-001 | 411549 | 0190-MLK-PRO-EGB-PICHPR01 | PM03 | 307 | 13WKS Solimar Valve Check & Retightening | Egron B Pick-Up Hopper | C | 0190E006 | 2017-02-18 | 2014-01-15 | PHBASALEN
0190-011-001 | 411549 | 0190-MLK-PRO-EGB-SURHPR01 | PM03 | 307 | 13WKS Solimar Valve Check & Retightening | Nucon Surge Hopper Egron B | B | 0190E006 | 2017-02-18 | 2014-01-15 | PHBASALEN
0190-011-001 | 411549 | 0190-MLK-PRO-EGB-VACHPR01 | PM03 | 307 | 13WKS Solimar Valve Check & Retightening | Nucon Vacuum Hopper Egron B | A | 0190E006 | 2017-02-18 | 2014-01-15 | PHBASALEN
0190-010-993 | 51741 | 0190-MLK-PRO-CAS-AIRCMP04 | PM03 | 305 | 8000RH Planned Maintenance Service AC4 | Air Compressor 4 | B | 0190E005 | 2021-07-27 | 2016-09-15 | PHILAGANAN
0190-010-992 | 51739 | 0190-MLK-PRO-CAS-AIRCMP04 | PM03 | 305 | 4000RH Planned Maintenance Service AC4 | Air Compressor 4 | B | 0190E005 | 2021-01-13 | 2016-09-15 | PHILAGANAN
0190-010-991 | 51743 | 0190-MLK-PRO-CAS-AIRCMP03 | PM03 | 305 | 40000RH Planned Maintenance Service AC3 | Air Compressor 3 | B | 0190E018 | 2021-05-10 | 2016-09-15 | PHILAGANAN
0190-010-99 | 411537 | 0190-MLK-PRO-EGC-BLWBCK01 | PM03 | 305 | 104WKS Aerzen Blower Overhauling | Egron C Blowback Blower No 1 | A | 0190E005 | 2020-10-27 | 2014-01-15 | PHBASALEN
0190-010-99 | 411537 | 0190-MLK-PRO-EGC-BLWBCK02 | PM03 | 305 | 104WKS Aerzen Blower Overhauling | Egron C Blowback Blower No 2 | A | 0190E005 | 2020-10-27 | 2014-01-15 | PHBASALEN
0190-010-99 | 411537 | 0190-MLK-PRO-EGC-MSKBLW03 | PM03 | 305 | 104WKS Aerzen Blower Overhauling | Egron C MSK Dosing Blower No. 1 | A | 0190E005 | 2020-10-27 | 2014-01-15 | PHBASALEN
0190-010-99 | 411537 | 0190-MLK-PRO-EGC-MSKBLW04 | PM03 | 305 | 104WKS Aerzen Blower Overhauling | Egron C MSK Dosing Blower No. 2 | A | 0190E005 | 2020-10-27 | 2014-01-15 | PHBASALEN
0190-010-99 | 411537 | 0190-MLK-PRO-SMC-AIRBLW01 | PM03 | 305 | 104WKS Aerzen Blower Overhauling | Egron Malto Dosing C Air Blower | B | 0190E005 | 2020-10-27 | 2014-01-15 | PHBASALEN
0190-010-989 | 36406 | 0190-MLK-PRO-EGB-LECGUN01-1B3_FIT_1209 | PM03 | 301 | 52WKS Flowmeter Cal (1B3-FIT-12.09) | 1B3 Flowmeter Indicator Trans 12.09 | B | 0190E006 | 2021-06-03 | 2012-12-13 | PHILAGANAN
0190-010-988 | 36406 | 0190-MLK-PRO-EGC-LECGUN01 | PM03 | 301 | 52WKS Flowmeter Cal (1C3-FIT-01.41) | Egron C Lecithin Gun | A | 0190E006 | 2021-06-03 | 2012-12-13 | PHILAGANAN
0190-010-987 | 36409 | 0190-MLK-PRO-EGC-XSUPSS01 | PM03 | 301 | 1YR Pressure Trans Cal (1C3-PS-02.25/01) | ATEX Suppression Bottle Safety System C | A | 0190E006 | 2015-04-08 | 2012-12-12 | PHJACOLPA
0190-010-987 | 36409 | 0190-MLK-PRO-EGC-XSUPSS01 | PM03 | 301 | 1YR Pressure Trans Cal (1C3-PS-02.25/02) | ATEX Suppression Bottle Safety System C | A | 0190E006 | 2015-04-08 | 2012-12-12 | PHJACOLPA
0190-010-987 | 36409 | 0190-MLK-PRO-EGC-XSUPSS01 | PM03 | 301 | 1YR Pressure Trans Cal (1C3-PS-03.17/01) | ATEX Suppression Bottle Safety System C | A | 0190E006 | 2015-04-08 | 2012-12-12 | PHJACOLPA
0190-010-987 | 36409 | 0190-MLK-PRO-EGC-XSUPSS01 | PM03 | 301 | 1YR Pressure Trans Cal (1C3-PS-03.17/02) | ATEX Suppression Bottle Safety System C | A | 0190E006 | 2015-04-08 | 2012-12-12 | PHJACOLPA
0190-010-987 | 36409 | 0190-MLK-PRO-EGC-XSUPSS01 | PM03 | 301 | 1YR Pressure Trans Cal (1C3-PS-01.35/07) | ATEX Suppression Bottle Safety System C | A | 0190E006 | 2015-04-08 | 2012-12-12 | PHJACOLPA
0190-010-987 | 36409 | 0190-MLK-PRO-EGC-XSUPSS01 | PM03 | 301 | 1YR Pressure Trans Cal (1C3-PS-01.35/08) | ATEX Suppression Bottle Safety System C | A | 0190E006 | 2015-04-08 | 2012-12-12 | PHJACOLPA
0190-010-987 | 36409 | 0190-MLK-PRO-EGC-XSUPSS01 | PM03 | 301 | 1YR Pressure Trans Cal (1C3-PS-01.35/09) | ATEX Suppression Bottle Safety System C | A | 0190E006 | 2015-04-08 | 2012-12-12 | PHJACOLPA
0190-010-987 | 36409 | 0190-MLK-PRO-EGC-XSUPSS01 | PM03 | 301 | 1YR Pressure Trans Cal (1C3-PS-01.35/04) | ATEX Suppression Bottle Safety System C | A | 0190E006 | 2015-04-08 | 2012-12-12 | PHJACOLPA
0190-010-987 | 36409 | 0190-MLK-PRO-EGC-XSUPSS01 | PM03 | 301 | 1YR Pressure Trans Cal (1C3-PS-01.35/05) | ATEX Suppression Bottle Safety System C | A | 0190E006 | 2015-04-08 | 2012-12-12 | PHJACOLPA
0190-010-987 | 36409 | 0190-MLK-PRO-EGC-XSUPSS01 | PM03 | 301 | 1YR Pressure Trans Cal (1C3-PS-01.35/06) | ATEX Suppression Bottle Safety System C | A | 0190E006 | 2015-04-08 | 2012-12-12 | PHJACOLPA
0190-010-987 | 36409 | 0190-MLK-PRO-EGC-XSUPSS01 | PM03 | 301 | 1YR Pressure Trans Cal (1C3-PS-01.35/10) | ATEX Suppression Bottle Safety System C | A | 0190E006 | 2015-04-08 | 2012-12-12 | PHJACOLPA
0190-010-987 | 36409 | 0190-MLK-PRO-EGC-XSUPSS01 | PM03 | 301 | 1YR Pressure Trans Cal (1C3-PS-01.35/11) | ATEX Suppression Bottle Safety System C | A | 0190E006 | 2015-04-08 | 2012-12-12 | PHJACOLPA
0190-010-987 | 36409 | 0190-MLK-PRO-EGC-XSUPSS01 | PM03 | 301 | 1YR Pressure Trans Cal (1C3-PS-01.35/12) | ATEX Suppression Bottle Safety System C | A | 0190E006 | 2015-04-08 | 2012-12-12 | PHJACOLPA
0190-010-987 | 36409 | 0190-MLK-PRO-EGC-XSUPSS01 | PM03 | 301 | 1YR Pressure Trans Cal (1C3-PS-01.35/01) | ATEX Suppression Bottle Safety System C | A | 0190E006 | 2015-04-08 | 2012-12-12 | PHJACOLPA
0190-010-987 | 36409 | 0190-MLK-PRO-EGC-XSUPSS01 | PM03 | 301 | 1YR Pressure Trans Cal (1C3-PS-01.35/02) | ATEX Suppression Bottle Safety System C | A | 0190E006 | 2015-04-08 | 2012-12-12 | PHJACOLPA
0190-010-987 | 36409 | 0190-MLK-PRO-EGC-XSUPSS01 | PM03 | 301 | 1YR Pressure Trans Cal (1C3-PS-01.35/03) | ATEX Suppression Bottle Safety System C | A | 0190E006 | 2015-04-08 | 2012-12-12 | PHJACOLPA
0190-010-987 | 36409 | 0190-MLK-PRO-EGC-XSUPSS01 | PM03 | 301 | 1YR Pressure Trans Cal (1C3-PS-10.30/01) | ATEX Suppression Bottle Safety System C | A | 0190E006 | 2015-04-08 | 2012-12-12 | PHJACOLPA
0190-010-987 | 36409 | 0190-MLK-PRO-EGC-XSUPSS01 | PM03 | 301 | 1YR Pressure Trans Cal (1C3-PS-10.31/01) | ATEX Suppression Bottle Safety System C | A | 0190E006 | 2015-04-08 | 2012-12-12 | PHJACOLPA
0190-010-987 | 36409 | 0190-MLK-PRO-EGC-XSUPSS01 | PM03 | 301 | 1YR Pressure Trans Cal (1C3-PS-10.30/02) | ATEX Suppression Bottle Safety System C | A | 0190E006 | 2015-04-08 | 2012-12-12 | PHJACOLPA
0190-010-987 | 36409 | 0190-MLK-PRO-EGC-XSUPSS01 | PM03 | 301 | 1YR Pressure Trans Cal (1C3-PS-10.31/02) | ATEX Suppression Bottle Safety System C | A | 0190E006 | 2015-04-08 | 2012-12-12 | PHJACOLPA
0190-010-987 | 36409 | 0190-MLK-PRO-EGC-XSUPSS01 | PM03 | 301 | 1YR Pressure Trans Cal (1C3-PS-08.16/01) | ATEX Suppression Bottle Safety System C | A | 0190E006 | 2015-04-08 | 2012-12-12 | PHJACOLPA
0190-010-987 | 36409 | 0190-MLK-PRO-EGC-XSUPSS01 | PM03 | 301 | 1YR Pressure Trans Cal (1C3-PS-08.16/02) | ATEX Suppression Bottle Safety System C | A | 0190E006 | 2015-04-08 | 2012-12-12 | PHJACOLPA
0190-010-986 | 51346 | 0190-MLK-PRO-DSB-3LSNFS01 | PM03 | 301 | 1YR Weight Transmitter Cal (WIT 95051) | Diss Raw Material Silo B1 | A | 0190E006 | 2014-09-08 | 2012-12-13 | PHJACOLPA
0190-010-986 | 51346 | 0190-MLK-PRO-DSB-RAWSLO02 | PM03 | 301 | 1YR Weight Transmitter Cal (WIT 95052) | Diss Raw Material Silo B2 | A | 0190E006 | 2014-09-08 | 2012-12-13 | PHJACOLPA
0190-010-985 | 36409 | 0190-MLK-PRO-WPB-FLSCLR01-1B2 PIT 06 14 | PM03 | 301 | 52WKS Press Trans Cal (1B2-PIT-06.14) | 3L B FC Press Trans 1B2-PIT-06.14 | B | 0190E006 | 2021-03-09 | 2012-12-13 | PHBASALEN
0190-010-985 | 36409 | 0190-MLK-PRO-WPB-PHEPMP03 | PM03 | 301 | 52WKS Press Trans Cal (1B2-PIT-14.66/01) | Milk PHE B Recirculation Pump M49 | B | 0190E006 | 2021-03-09 | 2012-12-13 | PHBASALEN
0190-010-985 | 36409 | 0190-MLK-PRO-WPC-PHEPMP03 | PM03 | 301 | 52WKS Press Trans Cal (1C2-PIT-14.84/02) | Milk PHE C Recirculation pump | B | 0190E006 | 2021-03-09 | 2012-12-13 | PHBASALEN
0190-010-985 | 36409 | 0190-MLK-PRO-WPC-PHEPMP03 | PM03 | 301 | 52WKS Press Trans Cal (1C2-PIT-14.48/01) | Milk PHE C Recirculation pump | B | 0190E006 | 2021-03-09 | 2014-12-05 | PHBASALEN
0190-010-984 | 36411 | 0190-MLK-PRO-WPB-3LHBTK01 | PM03 | 301 | 52WKS I/P Converter Cal (1B2-PCV-05.20) | 3L Homo-HPP Balance Tank B | B | 0190E006 | 2020-09-18 | 2012-12-13 | PHBASALEN
0190-010-984 | 36411 | 0190-MLK-PRO-WPB-SCAMXR01-1B2 CV 11 04 | PM03 | 301 | 52WKS I/P Conv Cal 1B2-CV-11.04 (B00) | SNF B Scanima Mixer 1B2-CV-11.04 (B00) | B | 0190E006 | 2020-09-18 | 2012-12-13 | PHBASALEN
0190-010-984 | 36411 | 0190-MLK-PRO-WPB-SCAMXR01-CV 11 12B | PM03 | 301 | 52WKS I/P Converter Cal (CV 11.12B) | SNF B Scanima Mixer I/P Cal (CV 11.12B) | B | 0190E006 | 2020-09-18 | 2012-12-13 | PHBASALEN
0190-010-984 | 36411 | 0190-MLK-PRO-WPB-SNFHBT01 | PM03 | 301 | 52WKS I/P Converter Cal (1B2-PCV-13.08) | SNF Homo-HPP Balance Tank B | B | 0190E006 | 2020-09-18 | 2012-12-13 | PHBASALEN
0190-010-984 | 36411 | 0190-MLK-PRO-WPB-SNFHBT01 | PM03 | 301 | 52WKS I/P Converter Cal (1B2-PCV-13.17) | SNF Homo-HPP Balance Tank B | B | 0190E006 | 2020-09-18 | 2012-12-13 | PHBASALEN
0190-010-983 | 36405 | 0190-MLK-PRO-OHF-HOTTNK02 | PM03 | 301 | 52WKS Temp Trans Cal (1D2-TT-31.12/01) | OH Hot Water Tank B SNF Buffer Tank B | B | 0190E006 | 2020-09-18 | 2012-12-13 | PHBASALEN
0190-010-983 | 36405 | 0190-MLK-PRO-OHF-HOTTNK02 | PM03 | 301 | 52WKS Temp Trans Cal (1D2-TT-30.03/01) | OH Hot Water Tank B SNF Buffer Tank B | B | 0190E006 | 2020-09-18 | 2012-12-13 | PHBASALEN
0190-010-983 | 36405 | 0190-MLK-PRO-OHF-HOTTNK03 | PM03 | 301 | 52WKS Temp Trans Cal (1D2-TT-31.12/02) | OH Hot Water Tank C SNF Buffer Tank C | B | 0190E006 | 2020-09-18 | 2012-12-13 | PHBASALEN
0190-010-983 | 36405 | 0190-MLK-PRO-WPB-BALVAT02 | PM03 | 301 | 52WKS Temp Trans Cal (1B2-TT-14.58) | SNF B Balance Vat | B | 0190E006 | 2020-09-18 | 2014-09-06 | PHBASALEN
0190-010-982 | 36409 | 0190-MLK-PRO-EGB-ATXSUPSS01 | PM03 | 301 | 1YR Press Switch Cal (1B3-PS- 01.33/11) | ATEX Suppression Bottle Safety System B | A | 0190E006 | 2015-04-08 | 2012-12-07 | PHJACOLPA
0190-010-982 | 36409 | 0190-MLK-PRO-EGB-ATXSUPSS01 | PM03 | 301 | 1YR Press Switch Cal (1B3-PS-01.23/01) | ATEX Suppression Bottle Safety System B | A | 0190E006 | 2015-04-08 | 2012-12-12 | PHJACOLPA
0190-010-982 | 36409 | 0190-MLK-PRO-EGB-ATXSUPSS01 | PM03 | 301 | 1YR Press Switch Cal (1B3-PS-01.23/02) | ATEX Suppression Bottle Safety System B | A | 0190E006 | 2015-04-08 | 2012-12-12 | PHJACOLPA
0190-010-982 | 36409 | 0190-MLK-PRO-EGB-ATXSUPSS01 | PM03 | 301 | 1YR Press Switch Cal (1B3-PS-01.24.01) | ATEX Suppression Bottle Safety System B | A | 0190E006 | 2015-04-08 | 2012-12-12 | PHJACOLPA
0190-010-982 | 36409 | 0190-MLK-PRO-EGB-ATXSUPSS01 | PM03 | 301 | 1YR Press Switch Cal (1B3-PS-01.24/02) | ATEX Suppression Bottle Safety System B | A | 0190E006 | 2015-04-08 | 2012-12-12 | PHJACOLPA
0190-010-982 | 36409 | 0190-MLK-PRO-EGB-ATXSUPSS01 | PM03 | 301 | 1YR Press Switch Cal (1B3-PS-01.33/01) | ATEX Suppression Bottle Safety System B | A | 0190E006 | 2015-04-08 | 2012-12-12 | PHJACOLPA
0190-010-982 | 36409 | 0190-MLK-PRO-EGB-ATXSUPSS01 | PM03 | 301 | 1YR Press Switch Cal (1B3-PS-01.33/02) | ATEX Suppression Bottle Safety System B | A | 0190E006 | 2015-04-08 | 2012-12-12 | PHJACOLPA
0190-010-982 | 36409 | 0190-MLK-PRO-EGB-ATXSUPSS01 | PM03 | 301 | 1YR Press Switch Cal (1B3-PS-01.33/03) | ATEX Suppression Bottle Safety System B | A | 0190E006 | 2015-04-08 | 2012-12-12 | PHJACOLPA
0190-010-982 | 36409 | 0190-MLK-PRO-EGB-ATXSUPSS01 | PM03 | 301 | 1YR Press Switch Cal (1B3-PS-01.33/04) | ATEX Suppression Bottle Safety System B | A | 0190E006 | 2015-04-08 | 2012-12-12 | PHJACOLPA
0190-010-982 | 36409 | 0190-MLK-PRO-EGB-ATXSUPSS01 | PM03 | 301 | 1YR Press Switch Cal (1B3-PS-01.33/05) | ATEX Suppression Bottle Safety System B | A | 0190E006 | 2015-04-08 | 2012-12-12 | PHJACOLPA
0190-010-982 | 36409 | 0190-MLK-PRO-EGB-ATXSUPSS01 | PM03 | 301 | 1YR Press Switch Cal (1B3-PS-01.33/06) | ATEX Suppression Bottle Safety System B | A | 0190E006 | 2015-04-08 | 2012-12-12 | PHJACOLPA
0190-010-982 | 36409 | 0190-MLK-PRO-EGB-ATXSUPSS01 | PM03 | 301 | 1YR Press Switch Cal (1B3-PS-01.33/07) | ATEX Suppression Bottle Safety System B | A | 0190E006 | 2015-04-08 | 2012-12-12 | PHJACOLPA
0190-010-982 | 36409 | 0190-MLK-PRO-EGB-ATXSUPSS01 | PM03 | 301 | 1YR Press Switch Cal (1B3-PS-01.33/08) | ATEX Suppression Bottle Safety System B | A | 0190E006 | 2015-04-08 | 2012-12-12 | PHJACOLPA
0190-010-982 | 36409 | 0190-MLK-PRO-EGB-ATXSUPSS01 | PM03 | 301 | 1YR Press Switch Cal (1B3-PS-01.33/09) | ATEX Suppression Bottle Safety System B | A | 0190E006 | 2015-04-08 | 2012-12-12 | PHJACOLPA
0190-010-982 | 36409 | 0190-MLK-PRO-EGB-ATXSUPSS01 | PM03 | 301 | 1YR Press Switch Cal (1B3-PS-01.33/10) | ATEX Suppression Bottle Safety System B | A | 0190E006 | 2015-04-08 | 2012-12-12 | PHJACOLPA
0190-010-982 | 36409 | 0190-MLK-PRO-EGB-ATXSUPSS01 | PM03 | 301 | 1YR Press Switch Cal (1B3-PS-01.33/12) | ATEX Suppression Bottle Safety System B | A | 0190E006 | 2015-04-08 | 2012-12-12 | PHJACOLPA
0190-010-982 | 36409 | 0190-MLK-PRO-EGB-ATXSUPSS01 | PM03 | 301 | 1YR Press Switch Cal (1B3-PS-02.20/01) | ATEX Suppression Bottle Safety System B | A | 0190E006 | 2015-04-08 | 2012-12-12 | PHJACOLPA
0190-010-982 | 36409 | 0190-MLK-PRO-EGB-ATXSUPSS01 | PM03 | 301 | 1YR Press Switch Cal (1B3-PS-02.20/02) | ATEX Suppression Bottle Safety System B | A | 0190E006 | 2015-04-08 | 2012-12-12 | PHJACOLPA
0190-010-982 | 36409 | 0190-MLK-PRO-EGB-ATXSUPSS01 | PM03 | 301 | 1YR Press Switch Cal (1B3-PS-03.21/01) | ATEX Suppression Bottle Safety System B | A | 0190E006 | 2015-04-08 | 2012-12-12 | PHJACOLPA
0190-010-982 | 36409 | 0190-MLK-PRO-EGB-ATXSUPSS01 | PM03 | 301 | 1YR Press Switch Cal (1B3-PS-03.21/02) | ATEX Suppression Bottle Safety System B | A | 0190E006 | 2015-04-08 | 2012-12-12 | PHJACOLPA
0190-010-982 | 36409 | 0190-MLK-PRO-EGB-ATXSUPSS01 | PM03 | 301 | 1YR Press Switch Cal (1B3-PS-08.13/01) | ATEX Suppression Bottle Safety System B | A | 0190E006 | 2015-04-08 | 2012-12-12 | PHJACOLPA
0190-010-982 | 36409 | 0190-MLK-PRO-EGB-ATXSUPSS01 | PM03 | 301 | 1YR Press Switch Cal (1B3-PS-08.13/02) | ATEX Suppression Bottle Safety System B | A | 0190E006 | 2015-04-08 | 2012-12-12 | PHJACOLPA
0190-010-981 | 29636 | 0190-MLK-PRO-WPC-3CNPMP01 | PM03 | 307 | 52WKS Motor Inspection | 3rd Line C Condensate Pump | B | 0190E006 | 2021-03-19 | 2012-12-05 | PHILAGANAN
0190-010-981 | 29636 | 0190-MLK-PRO-WPC-3L2HOM01 | PM03 | 307 | 52WKS Motor Inspection | 3rd Line C FC Outlet Pump | B | 0190E006 | 2021-03-19 | 2012-12-05 | PHILAGANAN
0190-010-981 | 29636 | 0190-MLK-PRO-WPC-3LHPMP02 | PM03 | 307 | 52WKS Motor Inspection (HPP/Lube) | 3L High Pressure Pump | A | 0190E006 | 2021-03-19 | 2012-12-05 | PHILAGANAN
0190-010-981 | 29636 | 0190-MLK-PRO-WPC-3LHPMP03 | PM03 | 307 | 52W Motor Inspecti (Homo/Lube/Hydraulic) | 3rd Line C Homogeniser (Rannie) | A | 0190E006 | 2021-03-19 | 2012-12-05 | PHILAGANAN
0190-010-981 | 29636 | 0190-MLK-PRO-WPC-3LOPMP03 | PM03 | 307 | 52WKS Motor Inspection | 3rd Line C STD Tank Outlet Pump | B | 0190E006 | 2021-03-19 | 2012-12-05 | PHILAGANAN
0190-010-981 | 29636 | 0190-MLK-PRO-WPC-3LOPMP04 | PM03 | 307 | 52WKS Motor Inspection | 3rd Line C Balance Vat Outlet Pump | A | 0190E006 | 2021-03-19 | 2012-12-05 | PHILAGANAN
0190-010-981 | 29636 | 0190-MLK-PRO-WPC-3RLTNK01 | PM03 | 307 | 52WKS Motor Inspection Agitator 1 | 3rd Line C Tank No 1 | B | 0190E006 | 2021-03-19 | 2012-12-05 | PHILAGANAN
0190-010-981 | 29636 | 0190-MLK-PRO-WPC-3RLTNK02 | PM03 | 307 | 52WKS Motor Inspection Agitator 2 | 3rd Line C Tank No 2 | B | 0190E006 | 2021-03-19 | 2012-12-05 | PHILAGANAN
0190-010-981 | 29636 | 0190-MLK-PRO-WPC-HBTPMP01 | PM03 | 307 | 52WKS Motor Inspection | SNF Discharge Pump HBT C | A | 0190E006 | 2021-03-19 | 2012-12-05 | PHILAGANAN
0190-010-981 | 29636 | 0190-MLK-PRO-WPC-HBTPMP02 | PM03 | 307 | 52WKS Motor Inspection | 3L Discharge Pump HBT C | A | 0190E006 | 2021-03-19 | 2012-12-05 | PHILAGANAN
0190-010-981 | 29636 | 0190-MLK-PRO-WPC-PHEPMP01 | PM03 | 307 | 52WKS Motor Inspection | PHE 1C Hot Water Recirculation Pump | B | 0190E006 | 2021-03-19 | 2012-12-05 | PHILAGANAN
0190-010-981 | 29636 | 0190-MLK-PRO-WPC-PHEPMP02 | PM03 | 307 | 52WKS Motor Inspection | PHE 2C Hot Water Recirculation Pump | B | 0190E006 | 2021-03-19 | 2012-12-05 | PHILAGANAN
0190-010-981 | 29636 | 0190-MLK-PRO-WPC-PHEPMP03 | PM03 | 307 | 52WKS Motor Inspection | Milk PHE C Recirculation pump | B | 0190E006 | 2021-03-19 | 2012-12-05 | PHILAGANAN
0190-010-981 | 29636 | 0190-MLK-PRO-WPC-SCAMXR01 | PM03 | 307 | 52WKS Motor Inspection | SNF C Scanima Mixer | B | 0190E006 | 2021-03-19 | 2012-12-05 | PHILAGANAN
0190-010-981 | 29636 | 0190-MLK-PRO-WPC-SCWCVY01 | PM03 | 307 | 52WKS Motor Inspection | SNF SIlo C Homo/Screwfeeder | C | 0190E006 | 2021-03-19 | 2012-12-05 | PHILAGANAN
0190-010-981 | 29636 | 0190-MLK-PRO-WPC-SHPPMP01 | PM03 | 307 | 52WKS Motor Inspection (HPP/Lube) | SNF C High Pressure Pump | A | 0190E006 | 2021-03-19 | 2012-12-05 | PHILAGANAN
0190-010-981 | 29636 | 0190-MLK-PRO-WPC-SNFHOM01 | PM03 | 307 | 52W Motor Inspecti (Homo/Lube/Hydraulic) | SNF C Homogenizer | B | 0190E006 | 2021-03-19 | 2012-12-05 | PHILAGANAN
0190-010-981 | 29636 | 0190-MLK-PRO-WPC-SNFPMP01 | PM03 | 307 | 52WKS Motor Inspection | SNF C Scanima Outlet Pump | B | 0190E006 | 2021-03-19 | 2012-12-05 | PHILAGANAN
0190-010-981 | 29636 | 0190-MLK-PRO-WPC-SNFPMP02 | PM03 | 307 | 52WKS Motor Inspection | SNF C STD Tank Outlet Pump | B | 0190E006 | 2021-03-19 | 2012-12-05 | PHILAGANAN
0190-010-981 | 29636 | 0190-MLK-PRO-WPC-SNFPMP03 | PM03 | 307 | 52WKS Motor Inspection | SNF C Balance Vat Outlet Pump | A | 0190E006 | 2021-03-19 | 2012-12-05 | PHILAGANAN
0190-010-981 | 29636 | 0190-MLK-PRO-WPC-SNFTNK01 | PM03 | 307 | 52WKS Motor Inspection Agitator 1 | SNF C Tank No 1 | B | 0190E006 | 2021-03-19 | 2012-12-05 | PHILAGANAN
0190-010-981 | 29636 | 0190-MLK-PRO-WPC-SNFTNK02 | PM03 | 307 | 52WKS Motor Inspection Agitator 2 | SNF C Tank No 2 | B | 0190E006 | 2021-03-19 | 2012-12-05 | PHILAGANAN
0190-010-981 | 29636 | 0190-MLK-PRO-WPC-VACPMP01 | PM03 | 307 | 52WKS Motor Inspection | SNF Scanima C Vacuum Pump | X | 0190E006 | 2021-03-19 | 2012-12-05 | PHILAGANAN
0190-010-980 | 29636 | 0190-MLK-PRO-WPB-3CNPMP01 | PM03 | 307 | 52WKS Motor Inspection | 3rd Line B Condensate Pump | B | 0190E006 | 2020-09-18 | 2012-12-05 | PHBASALEN
0190-010-980 | 29636 | 0190-MLK-PRO-WPB-3L2HOM01 | PM03 | 307 | 52WKS Motor Inspection | 3rd Line B FC outlet pump to Homo | B | 0190E006 | 2020-09-18 | 2012-12-05 | PHBASALEN
0190-010-980 | 29636 | 0190-MLK-PRO-WPB-3LHPMP01 | PM03 | 307 | 52W Motor Inspecti (Homo/Lube/Hydraulic) | 3rd Line B Homogenizer | A | 0190E006 | 2020-09-18 | 2012-12-05 | PHBASALEN
0190-010-980 | 29636 | 0190-MLK-PRO-WPB-3LHPMP02 | PM03 | 307 | 52WKS Motor Inspection (HPP/Lube) | 3rd Line B High Pressure Pump | A | 0190E006 | 2020-09-18 | 2012-12-05 | PHBASALEN
0190-010-980 | 29636 | 0190-MLK-PRO-WPB-3LOPMP01 | PM03 | 307 | 52WKS Motor Inspection | 3rd Line B STD Tank Outlet Pump | B | 0190E006 | 2020-09-18 | 2012-12-05 | PHBASALEN
0190-010-980 | 29636 | 0190-MLK-PRO-WPB-3LOPMP02 | PM03 | 307 | 52WKS Motor Inspection | 3rd Line B Balance Vat Outlet Pump | A | 0190E006 | 2020-09-18 | 2012-12-05 | PHBASALEN
0190-010-980 | 29636 | 0190-MLK-PRO-WPB-3RLTNK01 | PM03 | 307 | 52WKS Motor Inspection Agitator 1 | 3rd Line B Tank No 1 | B | 0190E006 | 2020-09-18 | 2012-12-05 | PHBASALEN
0190-010-980 | 29636 | 0190-MLK-PRO-WPB-3RLTNK02 | PM03 | 307 | 52WKS Motor Inspection Agitator 2 | 3rd Line B Tank No 2 | B | 0190E006 | 2020-09-18 | 2012-12-05 | PHBASALEN
0190-010-980 | 29636 | 0190-MLK-PRO-WPB-HBTPMP01 | PM03 | 307 | 52WKS Motor Inspection | SNF Discharge Pump HBT B | A | 0190E006 | 2020-09-18 | 2012-12-05 | PHBASALEN
0190-010-980 | 29636 | 0190-MLK-PRO-WPB-HBTPMP02 | PM03 | 307 | 52WKS Motor Inspection | 3L Discharge Pump HBT B | A | 0190E006 | 2020-09-18 | 2012-12-05 | PHBASALEN
0190-010-980 | 29636 | 0190-MLK-PRO-WPB-PHEPMP01 | PM03 | 307 | 52WKS Motor Inspection | PHE 1B Hot Water Recirculation Pump | B | 0190E006 | 2020-09-18 | 2012-12-05 | PHBASALEN
0190-010-980 | 29636 | 0190-MLK-PRO-WPB-PHEPMP02 | PM03 | 307 | 52WKS Motor Inspection | PHE 2B Hot Water Recirculation Pump | B | 0190E006 | 2020-09-18 | 2012-12-05 | PHBASALEN
0190-010-980 | 29636 | 0190-MLK-PRO-WPB-PHEPMP03 | PM03 | 307 | 52WKS Motor Inspection | Milk PHE B Recirculation Pump M49 | B | 0190E006 | 2020-09-18 | 2012-12-05 | PHBASALEN
0190-010-980 | 29636 | 0190-MLK-PRO-WPB-SCAMXR01 | PM03 | 307 | 52WKS Motor Inspection | SNF B Scanima Mixer Tank | A | 0190E006 | 2020-09-18 | 2012-12-05 | PHBASALEN
0190-010-980 | 29636 | 0190-MLK-PRO-WPB-SCWCVY01 | PM03 | 307 | 52WKS Motor Inspection | SNF SIlo B Homo/Screwfeeder | C | 0190E006 | 2020-09-18 | 2012-12-05 | PHBASALEN
0190-010-980 | 29636 | 0190-MLK-PRO-WPB-SHPPMP01 | PM03 | 307 | 52WKS Motor Inspection (HPP/Lube) | SNF B High Pressure Pump | A | 0190E006 | 2020-09-18 | 2012-12-05 | PHBASALEN
0190-010-980 | 29636 | 0190-MLK-PRO-WPB-SNFHOM01 | PM03 | 307 | 52W Motor Inspecti (Homo/Lube/Hydraulic) | SNF B Homogenizer | B | 0190E006 | 2020-09-18 | 2012-12-05 | PHBASALEN
0190-010-980 | 29636 | 0190-MLK-PRO-WPB-SNFPMP01 | PM03 | 307 | 52WKS Motor Inspection | SNF B Scanima Outlet Pump | B | 0190E006 | 2020-09-18 | 2012-12-05 | PHBASALEN
0190-010-980 | 29636 | 0190-MLK-PRO-WPB-SNFPMP02 | PM03 | 307 | 52WKS Motor Inspection | SNF B STD Tank Outlet Pump | B | 0190E006 | 2020-09-18 | 2012-12-05 | PHBASALEN
0190-010-980 | 29636 | 0190-MLK-PRO-WPB-SNFPMP03 | PM03 | 307 | 52WKS Motor Inspection | SNF B Balance Vat Outlet Pump | A | 0190E006 | 2020-09-18 | 2012-12-05 | PHBASALEN
0190-010-980 | 29636 | 0190-MLK-PRO-WPB-SNFTNK01 | PM03 | 307 | 52WKS Motor Inspection Agitator 1 | SNF B Tank No 1 | B | 0190E006 | 2020-09-18 | 2012-12-05 | PHBASALEN
0190-010-980 | 29636 | 0190-MLK-PRO-WPB-SNFTNK02 | PM03 | 307 | 52WKS Motor Inspection Agitator 2 | SNF B Tank No 2 | B | 0190E006 | 2020-09-18 | 2012-12-05 | PHBASALEN
0190-010-980 | 29636 | 0190-MLK-PRO-WPB-VACPMP01 | PM03 | 307 | 52WKS Motor Inspection | SNF Scanima B Vacuum Pump | A | 0190E006 | 2020-09-18 | 2012-12-05 | PHBASALEN
0190-010-98 | 411537 | 0190-MLK-PRO-EGB-BLWBCK01 | PM03 | 305 | 104WKS Aerzen Blower Overhauling | Egron B Blowback Blower No 1 | A | 0190E005 | 2020-10-27 | 2014-01-15 | PHBASALEN
0190-010-98 | 411537 | 0190-MLK-PRO-EGB-BLWBCK02 | PM03 | 305 | 104WKS Aerzen Blower Overhauling | Egron B Blowback Blower No 2 | A | 0190E005 | 2020-10-27 | 2014-01-15 | PHBASALEN
0190-010-98 | 411537 | 0190-MLK-PRO-EGB-MSKBLW03 | PM03 | 305 | 104WKS Aerzen Blower Overhauling | Egron B MSK Dosing Blower No. 1 | A | 0190E005 | 2020-10-27 | 2014-01-15 | PHBASALEN
0190-010-98 | 411537 | 0190-MLK-PRO-EGB-MSKBLW04 | PM03 | 305 | 104WKS Aerzen Blower Overhauling | Egron B MSK Dosing Blower No. 2 | A | 0190E005 | 2020-10-27 | 2014-01-15 | PHBASALEN
0190-010-98 | 411537 | 0190-MLK-PRO-SMB-AIRBLW01 | PM03 | 305 | 104WKS Aerzen Blower Overhauling | Egron Malto Dosing B Air Blower | B | 0190E005 | 2020-10-27 | 2014-01-15 | PHBASALEN
0190-010-979 | 29636 | 0190-MLK-PRO-OHF-AMFPMP01 | PM03 | 307 | 52WKS Motor Inspection | AMF Transfer Pump | A | 0190E006 | 2021-03-19 | 2012-12-05 | PHILAGANAN
0190-010-979 | 29636 | 0190-MLK-PRO-OHF-BATPMP01 | PM03 | 307 | 52WKS Motor Inspection | OH Batch Type Dosing Pump Line B | B | 0190E006 | 2021-03-19 | 2012-12-05 | PHILAGANAN
0190-010-979 | 29636 | 0190-MLK-PRO-OHF-BATPMP02 | PM03 | 307 | 52WKS Motor Inspection | OH Batch Type Dosing Pump Line C | B | 0190E006 | 2021-03-19 | 2012-12-05 | PHILAGANAN
0190-010-979 | 29636 | 0190-MLK-PRO-OHF-GLUPMP01 | PM03 | 307 | 52WKS Motor Inspection | Glucose Hotwater Jacket Supply Pump | C | 0190E006 | 2021-03-19 | 2012-12-05 | PHILAGANAN
0190-010-979 | 29636 | 0190-MLK-PRO-OHF-HTRPMP21 | PM03 | 307 | 52WKS Motor Inspection | OH Hot Water Line Heater Pump 21 | B | 0190E006 | 2021-03-19 | 2012-12-05 | PHILAGANAN
0190-010-979 | 29636 | 0190-MLK-PRO-OHF-HWTPMP01 | PM03 | 307 | 52WKS Motor Inspection | OH Hot Water Buffer Tank SNF B Discharge | B | 0190E006 | 2021-03-19 | 2012-12-05 | PHILAGANAN
0190-010-979 | 29636 | 0190-MLK-PRO-OHF-HWTPMP02 | PM03 | 307 | 52WKS Motor Inspection | OH Hot Water Buffer Tank SNF C Discharge | B | 0190E006 | 2021-03-19 | 2012-12-05 | PHILAGANAN
0190-010-979 | 29636 | 0190-MLK-PRO-OHF-HWTPMP03 | PM03 | 307 | 52WKS Motor Inspection | OH Hot Water Buffer Tank SNF B recircula | B | 0190E006 | 2021-03-19 | 2012-12-05 | PHILAGANAN
0190-010-979 | 29636 | 0190-MLK-PRO-OHF-HWTPMP04 | PM03 | 307 | 52WKS Motor Inspection | OH Hot Water Buffer Tank SNF C recircula | B | 0190E006 | 2021-03-19 | 2012-12-05 | PHILAGANAN
0190-010-979 | 29636 | 0190-MLK-PRO-OHF-ILDPMP01 | PM03 | 307 | 52WKS Motor Inspection | OH In Line Dosing Pump Line B | B | 0190E006 | 2021-03-19 | 2012-12-05 | PHILAGANAN
0190-010-979 | 29636 | 0190-MLK-PRO-OHF-ILDPMP02 | PM03 | 307 | 52WKS Motor Inspection | OH In Line Dosing Pump Line C | B | 0190E006 | 2021-03-19 | 2012-12-05 | PHILAGANAN
0190-010-979 | 29636 | 0190-MLK-PRO-OHF-LECPMP01 | PM03 | 307 | 52WKS Motor Inspection | OH Lecithin Pump No 1 To Tank 7&8 | B | 0190E006 | 2021-03-19 | 2012-12-05 | PHILAGANAN
0190-010-979 | 29636 | 0190-MLK-PRO-OHF-LECPMP02 | PM03 | 307 | 52WKS Motor Inspection | OH Lecithin Pump No 2 Lecit Tank Egron | B | 0190E006 | 2021-03-19 | 2012-12-05 | PHILAGANAN
0190-010-979 | 29636 | 0190-MLK-PRO-OHF-OHTPMP07 | PM03 | 307 | 52WKS Motor Inspection | OH Tank No 7 Discharge pump | B | 0190E006 | 2021-03-19 | 2012-12-05 | PHILAGANAN
0190-010-979 | 29636 | 0190-MLK-PRO-OHF-OILTNK01 | PM03 | 307 | 52WKS Motor Inspection | OH Tank No 1 Palmolein Oil | B | 0190E006 | 2021-03-19 | 2012-12-05 | PHILAGANAN
0190-010-979 | 29636 | 0190-MLK-PRO-OHF-OILTNK02 | PM03 | 307 | 52WKS Motor Inspection | OH Tank No 2 Butter Oil Corn Oil | C | 0190E006 | 2021-03-19 | 2012-12-05 | PHILAGANAN
0190-010-979 | 29636 | 0190-MLK-PRO-OHF-OILTNK03 | PM03 | 307 | 52WKS Motor Inspection | OH Tank No 3 Palmolein Oil | B | 0190E006 | 2021-03-19 | 2012-12-05 | PHILAGANAN
0190-010-979 | 29636 | 0190-MLK-PRO-OHF-OILTNK04 | PM03 | 307 | 52WKS Motor Inspection | OH Tank No 4 Blend A | B | 0190E006 | 2021-03-19 | 2012-12-05 | PHILAGANAN
0190-010-979 | 29636 | 0190-MLK-PRO-OHF-OILTNK05 | PM03 | 307 | 52WKS Motor Inspection | OH Tank No 5 Soya Oil Day Tank | B | 0190E006 | 2021-03-19 | 2012-12-05 | PHILAGANAN
0190-010-979 | 29636 | 0190-MLK-PRO-OHF-OILTNK06 | PM03 | 307 | 52WKS Motor Inspection | OH Tank No 6 Coconut Oil | C | 0190E006 | 2021-03-19 | 2012-12-05 | PHILAGANAN
0190-010-979 | 29636 | 0190-MLK-PRO-OHF-OILTNK07 | PM03 | 307 | 52WKS Motor Inspection | OH Tank No 7 Vitamin Mixing Tank | C | 0190E006 | 2021-03-19 | 2012-12-05 | PHILAGANAN
0190-010-979 | 29636 | 0190-MLK-PRO-OHF-OILTNK08 | PM03 | 307 | 52WKS Motor Inspection | OH Tank No 8 Vitamin Mixing Tank | C | 0190E006 | 2021-03-19 | 2012-12-05 | PHILAGANAN
0190-010-979 | 29636 | 0190-MLK-PRO-OHF-RCVPMP01 | PM03 | 307 | 52WKS Motor Inspection | OH Receiving Pump No 1 | B | 0190E006 | 2021-03-19 | 2012-12-05 | PHILAGANAN
0190-010-979 | 29636 | 0190-MLK-PRO-OHF-RCVPMP02 | PM03 | 307 | 52WKS Motor Inspection | OH Receiving Pump No 2 | B | 0190E006 | 2021-03-19 | 2012-12-05 | PHILAGANAN
0190-010-978 | 29636 | 0190-MLK-PRO-CIP-3LRPMP01 | PM03 | 307 | 52WKS Motor Inspection | CIP Return Pump Line B | B | 0190E006 | 2021-03-19 | 2012-12-04 | PHILAGANAN
0190-010-978 | 29636 | 0190-MLK-PRO-CIP-3LRPMP02 | PM03 | 307 | 52WKS Motor Inspection | CIP Return Pump Line C | B | 0190E006 | 2021-03-19 | 2012-12-04 | PHILAGANAN
0190-010-978 | 29636 | 0190-MLK-PRO-CIP-ACIPMP01 | PM03 | 307 | 52WKS Motor Inspection | CIP Acid Tank Recirc Pump | A | 0190E006 | 2021-03-19 | 2012-12-04 | PHILAGANAN
0190-010-978 | 29636 | 0190-MLK-PRO-CIP-GAFPMP01 | PM03 | 307 | 52WKS Motor Inspection | CIP Feed Pump Group A | B | 0190E006 | 2021-03-19 | 2012-12-04 | PHILAGANAN
0190-010-978 | 29636 | 0190-MLK-PRO-CIP-GBFPMP01 | PM03 | 307 | 52WKS Motor Inspection | CIP Feed Pump Group B | B | 0190E006 | 2021-03-19 | 2012-12-04 | PHILAGANAN
0190-010-978 | 29636 | 0190-MLK-PRO-CIP-GCFPMP01 | PM03 | 307 | 52WKS Motor Inspection | CIP Feed Pump Group C | B | 0190E006 | 2021-03-19 | 2012-12-04 | PHILAGANAN
0190-010-978 | 29636 | 0190-MLK-PRO-CIP-GDFPMP01 | PM03 | 307 | 52WKS Motor Inspection | CIP Feed Pump Group D | B | 0190E006 | 2021-03-19 | 2012-12-04 | PHILAGANAN
0190-010-978 | 29636 | 0190-MLK-PRO-CIP-GEFPMP01 | PM03 | 307 | 52WKS Motor Inspection | CIP Feed Pump Group E | B | 0190E006 | 2021-03-19 | 2012-12-04 | PHILAGANAN
0190-010-978 | 29636 | 0190-MLK-PRO-CIP-GFFPMP01 | PM03 | 307 | 52WKS Motor Inspection | CIP Feed Pump Group F | B | 0190E006 | 2021-03-19 | 2012-12-04 | PHILAGANAN
0190-010-978 | 29636 | 0190-MLK-PRO-CIP-HBTPMP01 | PM03 | 307 | 52WKS Motor Inspection | SNF HBT B CIP Return Pump | B | 0190E006 | 2021-03-19 | 2012-12-04 | PHILAGANAN
0190-010-978 | 29636 | 0190-MLK-PRO-CIP-HBTPMP02 | PM03 | 307 | 52WKS Motor Inspection | 3L Balance Tank B CIP Return Pump | B | 0190E006 | 2021-03-19 | 2012-12-04 | PHILAGANAN
0190-010-978 | 29636 | 0190-MLK-PRO-CIP-HBTPMP03 | PM03 | 307 | 52WKS Motor Inspection | SNF HBT C CIP Return Pump | B | 0190E006 | 2021-03-19 | 2012-12-04 | PHILAGANAN
0190-010-978 | 29636 | 0190-MLK-PRO-CIP-HBTPMP04 | PM03 | 307 | 52WKS Motor Inspection | 3L Balance Tank C CIP Return Pump | B | 0190E006 | 2021-03-19 | 2012-12-04 | PHILAGANAN
0190-010-978 | 29636 | 0190-MLK-PRO-CIP-LYEPMP01 | PM03 | 307 | 52WKS Motor Inspection | CIP Lye Tank Recirc Pump | A | 0190E006 | 2021-03-19 | 2012-12-04 | PHILAGANAN
0190-010-978 | 29636 | 0190-MLK-PRO-CIP-LYEPMP02 | PM03 | 307 | 52WKS Motor Inspection | CIP Lye Dissolving Tank Recirc Pump | A | 0190E006 | 2021-03-19 | 2012-12-04 | PHILAGANAN
0190-010-978 | 29636 | 0190-MLK-PRO-CIP-SNRPMP01 | PM03 | 307 | 52WKS Motor Inspection | CIP Return Pump SNF B | B | 0190E006 | 2021-03-19 | 2012-12-04 | PHILAGANAN
0190-010-978 | 29636 | 0190-MLK-PRO-CIP-SNRPMP02 | PM03 | 307 | 52WKS Motor Inspection | CIP Return Pump SNF C | B | 0190E006 | 2021-03-19 | 2012-12-04 | PHILAGANAN
0190-010-978 | 29636 | 0190-MLK-PRO-CIP-SWBPMP01 | PM03 | 307 | 52WKS Motor Inspection | Sieve Washing Chamber B Return Pump | C | 0190E006 | 2021-03-19 | 2012-12-04 | PHILAGANAN
0190-010-978 | 29636 | 0190-MLK-PRO-CIP-SWCPMP01 | PM03 | 307 | 52WKS Motor Inspection | Sieve Washing Chamber C Return Pump | C | 0190E006 | 2021-03-19 | 2012-12-04 | PHILAGANAN
0190-010-977 | 29636 | 0190-MLK-PRO-DSB-3LXPMP01 | PM03 | 307 | 52WKS Motor Inspection | 3rd Line B Transfer Pump | A | 0190E006 | 2017-02-21 | 2012-12-04 | PHBASALEN
0190-010-977 | 29636 | 0190-MLK-PRO-DSB-LIQUIV01 | PM03 | 307 | 52WKS Motor Inspection | Diss B Liquiverter | C | 0190E006 | 2017-02-21 | 2012-12-04 | PHBASALEN
0190-010-977 | 29636 | 0190-MLK-PRO-DSB-SCWCVY01 | PM03 | 307 | 52WKS Motor Inspection | Diss Silo B1 Homo/Screwfeeder Assy | B | 0190E006 | 2017-02-21 | 2012-12-04 | PHBASALEN
0190-010-977 | 29636 | 0190-MLK-PRO-DSB-SCWCVY02 | PM03 | 307 | 52WKS Motor Inspection | Diss Silo B2 Homo/Screwfeeder Assy | B | 0190E006 | 2017-02-21 | 2012-12-04 | PHBASALEN
0190-010-977 | 29636 | 0190-MLK-PRO-DSC-3LXPMP01 | PM03 | 307 | 52WKS Motor Inspection | 3rd Line C Transfer Pump | A | 0190E006 | 2017-02-21 | 2012-12-04 | PHBASALEN
0190-010-977 | 29636 | 0190-MLK-PRO-DSC-LIQUIV01 | PM03 | 307 | 52WKS Motor Inspection | Diss C Liquiverter | C | 0190E006 | 2017-02-21 | 2012-12-04 | PHBASALEN
0190-010-977 | 29636 | 0190-MLK-PRO-DSC-SCWCVY01 | PM03 | 307 | 52WKS Motor Inspection | Diss Silo C1 Homo/Screwfeeder Assy | B | 0190E006 | 2017-02-21 | 2012-12-04 | PHBASALEN
0190-010-977 | 29636 | 0190-MLK-PRO-DSC-SCWCVY02 | PM03 | 307 | 52WKS Motor Inspection | Diss Silo C2 Homo/Screwfeeder Assy | B | 0190E006 | 2017-02-21 | 2012-12-04 | PHBASALEN
0190-010-977 | 29636 | 0190-MLK-PRO-NDC-CIRPMP01 | PM03 | 307 | 52WKS Motor Inspection | NDC Glucose Storage Tank CIP Pump | B | 0190E006 | 2017-02-21 | 2012-12-05 | PHBASALEN
0190-010-977 | 29636 | 0190-MLK-PRO-NDC-GLUPMP01 | PM03 | 307 | 52WKS Motor Inspection | NDC Glucose Storage Tank Transfer Pump C | A | 0190E006 | 2017-02-21 | 2012-12-05 | PHBASALEN
0190-010-977 | 29636 | 0190-MLK-PRO-NDC-GLUPMP02 | PM03 | 307 | 52WKS Motor Inspection | NDC Glucose Storage Tank Transfer Pump B | A | 0190E006 | 2017-02-21 | 2012-12-05 | PHBASALEN
0190-010-977 | 29636 | 0190-MLK-PRO-NDC-RCVPMP01 | PM03 | 307 | 52WKS Motor Inspection | NDC Glucose Receiving Pump B | A | 0190E006 | 2017-02-21 | 2012-12-05 | PHBASALEN
0190-010-977 | 29636 | 0190-MLK-PRO-NDC-RCVPMP02 | PM03 | 307 | 52WKS Motor Inspection | NDC Glucose Receiving Pump C | A | 0190E006 | 2017-02-21 | 2012-12-05 | PHBASALEN
0190-010-977 | 29636 | 0190-MLK-PRO-NDC-TNKAGI01 | PM03 | 307 | 52WKS Motor Inspection | NDC Glucose Storage Tank Agitator B | B | 0190E006 | 2017-02-21 | 2012-12-05 | PHBASALEN
0190-010-977 | 29636 | 0190-MLK-PRO-NDC-TNKAGI02 | PM03 | 307 | 52WKS Motor Inspection | NDC Glucose Storage Tank Agitator C | B | 0190E006 | 2017-02-21 | 2012-12-05 | PHBASALEN
0190-010-977 | 29636 | 0190-MLK-PRO-NDC-TRUPMP01 | PM03 | 307 | 52WKS Motor Inspection | NDC Glucose Heatng Vat Discharge Pump B | A | 0190E006 | 2017-02-21 | 2012-12-05 | PHBASALEN
0190-010-977 | 29636 | 0190-MLK-PRO-NDC-TRUPMP02 | PM03 | 307 | 52WKS Motor Inspection | NDC Glucose Heatng Vat Discharge Pump C | A | 0190E006 | 2017-02-21 | 2012-12-05 | PHBASALEN
0190-010-976 | 400041 | 0190-MLK-PRO-WPB-3LHPMP01-CYLNDRASSY | PM03 | 305 | 13WKS Plunger Packing Replacement | 3L-B HOMO Cylinder Assy | A | 0190E020 | 2020-09-18 | 2019-10-25 | PHBASALEN
0190-010-976 | 400041 | 0190-MLK-PRO-WPB-3LHPMP02-CYLNDRASSY | PM03 | 305 | 13WKS Plunger Packing Replacement | 3L-B HPP Cylinder Assy | B | 0190E020 | 2020-09-18 | 2019-10-25 | PHBASALEN
0190-010-976 | 400041 | 0190-MLK-PRO-WPB-SHPPMP01-CYLNDRASSY | PM03 | 305 | 13WKS Plunger Packing Replacement | SNF-B HPP Homo Cylinder Assy | B | 0190E020 | 2020-09-18 | 2019-10-25 | PHBASALEN
0190-010-976 | 400041 | 0190-MLK-PRO-WPB-SNFHOM01-CYLNDRASSY | PM03 | 305 | 13WKS Plunger Packing Replacement | SNF-B HOMO Cylinder Block Assembly | B | 0190E020 | 2020-09-18 | 2019-10-25 | PHBASALEN
0190-010-976 | 400041 | 0190-MLK-PRO-WPC-3LHPMP02-CYLNDRASSY | PM03 | 305 | 13WKS Plunger Packing Replacement | 3L-C HPP Cylinder Assy | B | 0190E020 | 2020-09-18 | 2018-01-25 | PHBASALEN
0190-010-976 | 400041 | 0190-MLK-PRO-WPC-3LHPMP03-CYLNDRASSY | PM03 | 305 | 13WKS Plunger Packing Replacement | 3L-C HOMO Cylinder Assy | B | 0190E020 | 2020-09-18 | 2012-12-03 | PHBASALEN
0190-010-976 | 400041 | 0190-MLK-PRO-WPC-SHPPMP01-CYLNDRASSY | PM03 | 305 | 13WKS Plunger Packing Replacement | SNF-C HPP Homo Cylinder Assy | B | 0190E020 | 2020-09-18 | 2019-10-25 | PHBASALEN
0190-010-976 | 400041 | 0190-MLK-PRO-WPC-SNFHOM01-CYLNDRASSY | PM03 | 305 | 13WKS Plunger Packing Replacement | SNF-C HOMO Cylinder Assy | B | 0190E020 | 2020-09-18 | 2019-10-25 | PHBASALEN
0190-010-975 | 70889 | 0190-MLK-PRO-EGC-ACOBED01 | PM03 | 307 | 157HRS PXD Sensor Check C | Egron C After Cooler Bed | A | 0190E006 | 2016-04-26 | 2012-11-21 | PHBASALEN
0190-010-975 | 70889 | 0190-MLK-PRO-EGC-ADRBED01 | PM03 | 307 | 157HRS PXD Sensor Check C | Egron C After Dryer Bed | B | 0190E006 | 2016-04-26 | 2012-11-21 | PHBASALEN
0190-010-975 | 70889 | 0190-MLK-PRO-EGC-EGRTWR01 | PM03 | 307 | 157HRS PXD Sensor Check C | Egron C Tower | A | 0190E006 | 2016-04-26 | 2012-11-21 | PHBASALEN
0190-010-974 | 70889 | 0190-MLK-PRO-EGB-ACOBED01 | PM03 | 307 | 157HRS PXD Sensor Check B | Egron B After Cooler Bed | A | 0190E006 | 2016-12-12 | 2012-11-21 | PHBASALEN
0190-010-974 | 70889 | 0190-MLK-PRO-EGB-ADRBED01 | PM03 | 307 | 157HRS PXD Sensor Check B | Egron B After Dryer Bed | A | 0190E006 | 2016-12-12 | 2012-11-21 | PHBASALEN
0190-010-974 | 70889 | 0190-MLK-PRO-EGB-EGRTWR01 | PM03 | 307 | 157HRS PXD Sensor Check B | Egron B Tower | A | 0190E006 | 2016-12-12 | 2012-11-21 | PHBASALEN
0190-010-973 | 70781 | 0190-MLK-PRO-EGC-MSKSLO01 | PM03 | 307 | 26WKS Purging Valve Diaphragm Check C | Egron C MSK Silo No 1 | C | 0190E006 | 2020-09-18 | 2012-11-15 | PHBASALEN
0190-010-973 | 70781 | 0190-MLK-PRO-EGC-MSKSLO02 | PM03 | 307 | 26WKS Purging Valve Diaphragm Check C | Egron C MSK Silo No 2 | C | 0190E006 | 2020-09-18 | 2012-11-15 | PHBASALEN
0190-010-973 | 70781 | 0190-MLK-PRO-EGC-MSKSTV01 | PM03 | 307 | 26WKS Purging Valve Diaphragm Check C | Egron C MSK Dosing Starvalve 1 | A | 0190E006 | 2020-09-18 | 2012-11-15 | PHBASALEN
0190-010-973 | 70781 | 0190-MLK-PRO-EGC-MSKSTV02 | PM03 | 307 | 26WKS Purging Valve Diaphragm Check C | Egron C MSK Dosing Starvalve 2 | A | 0190E006 | 2020-09-18 | 2012-11-15 | PHBASALEN
0190-010-973 | 70781 | 0190-MLK-PRO-EGC-VACHPR01 | PM03 | 307 | 26WKS Purging Valve Diaphragm Check C | Nucon Vacuum Hopper Egron C | B | 0190E006 | 2020-09-18 | 2012-11-15 | PHBASALEN
0190-010-973 | 70781 | 0190-MLK-PRO-SMC-HOPPER01 | PM03 | 307 | 26WKS Purging Valve Diaphragm Check C | Egron Malto Dosing C Intermediate Hopper | B | 0190E006 | 2020-09-18 | 2012-11-15 | PHBASALEN
0190-010-973 | 70781 | 0190-MLK-PRO-SMC-RCVSLO01 | PM03 | 307 | 26WKS Purging Valve Diaphragm Check C | Egron Malto Dosing C Receiving Silo | C | 0190E006 | 2020-09-18 | 2012-11-15 | PHBASALEN
0190-010-973 | 70781 | 0190-MLK-PRO-SMC-SURHOP01 | PM03 | 307 | 26WKS Purging Valve Diaphragm Check C | Egron Malto Dosing C Surge Hopper | B | 0190E006 | 2020-09-18 | 2012-11-15 | PHBASALEN
0190-010-972 | 70781 | 0190-MLK-PRO-EGB-MSKSLO01 | PM03 | 307 | 26WKS Purging Valve Diaphragm Check B | Egron B MSK Silo No 1 | C | 0190E006 | 2021-03-19 | 2012-11-15 | PHILAGANAN
0190-010-972 | 70781 | 0190-MLK-PRO-EGB-MSKSLO02 | PM03 | 307 | 26WKS Purging Valve Diaphragm Check B | Egron B MSK Silo No 2 | C | 0190E006 | 2021-03-19 | 2012-11-15 | PHILAGANAN
0190-010-972 | 70781 | 0190-MLK-PRO-EGB-MSKSTV01 | PM03 | 307 | 26WKS Purging Valve Diaphragm Check B | Egron B MSK Dosing Starvalve 1 | A | 0190E006 | 2021-03-19 | 2012-11-15 | PHILAGANAN
0190-010-972 | 70781 | 0190-MLK-PRO-EGB-MSKSTV02 | PM03 | 307 | 26WKS Purging Valve Diaphragm Check B | Egron B MSK Dosing Starvalve 2 | A | 0190E006 | 2021-03-19 | 2012-11-15 | PHILAGANAN
0190-010-972 | 70781 | 0190-MLK-PRO-EGB-VACHPR01 | PM03 | 307 | 26WKS Purging Valve Diaphragm Check B | Nucon Vacuum Hopper Egron B | A | 0190E006 | 2021-03-19 | 2012-11-15 | PHILAGANAN
0190-010-972 | 70781 | 0190-MLK-PRO-SMB-HOPPER01 | PM03 | 307 | 26WKS Purging Valve Diaphragm Check B | Egron Malto Dosing B Intermediate Hopper | B | 0190E006 | 2021-03-19 | 2012-11-15 | PHILAGANAN
0190-010-972 | 70781 | 0190-MLK-PRO-SMB-RCVSLO01 | PM03 | 307 | 26WKS Purging Valve Diaphragm Check B | Egron Malto Dosing B Receiving Silo | B | 0190E006 | 2021-03-19 | 2012-11-15 | PHILAGANAN
0190-010-972 | 70781 | 0190-MLK-PRO-SMB-SURHOP01 | PM03 | 307 | 26WKS Purging Valve Diaphragm Check B | Egron Malto Dosing B Surge Hopper | B | 0190E006 | 2021-03-19 | 2012-11-15 | PHILAGANAN
0190-010-971 | 51662 | 0190-MLK-PRO-NDC-GLUPMP01 | PM03 | 302 | 4WKS PdMS Vibration Check | NDC Glucose Storage Tank Transfer Pump C | A | 0190E014 | 2017-09-20 | 2012-11-14 | PHBASALEN
0190-010-971 | 51662 | 0190-MLK-PRO-NDC-GLUPMP02 | PM03 | 302 | 4WKS PdMS Vibration Check | NDC Glucose Storage Tank Transfer Pump B | A | 0190E014 | 2017-09-20 | 2012-11-14 | PHBASALEN
0190-010-971 | 51662 | 0190-MLK-PRO-NDC-RCVPMP01 | PM03 | 302 | 4WKS PdMS Vibration Check | NDC Glucose Receiving Pump B | A | 0190E014 | 2017-09-20 | 2012-11-14 | PHBASALEN
0190-010-971 | 51662 | 0190-MLK-PRO-NDC-RCVPMP02 | PM03 | 302 | 4WKS PdMS Vibration Check | NDC Glucose Receiving Pump C | A | 0190E014 | 2017-09-20 | 2012-11-14 | PHBASALEN
0190-010-971 | 51662 | 0190-MLK-PRO-NDC-TRUPMP01 | PM03 | 302 | 4WKS PdMS Vibration Check | NDC Glucose Heatng Vat Discharge Pump B | A | 0190E014 | 2017-09-20 | 2012-11-14 | PHBASALEN
0190-010-971 | 51662 | 0190-MLK-PRO-NDC-TRUPMP02 | PM03 | 302 | 4WKS PdMS Vibration Check | NDC Glucose Heatng Vat Discharge Pump C | A | 0190E014 | 2017-09-20 | 2012-11-14 | PHBASALEN
0190-010-970 | 51662 | 0190-MLK-PRO-OHF-AMFPMP01 | PM03 | 302 | 4WKS PdMS Vibration Check | AMF Transfer Pump | A | 0190E014 | 2014-09-30 | 2012-11-14 | PHJACOLPA
0190-010-970 | 51662 | 0190-MLK-PRO-OHF-BATPMP01 | PM03 | 302 | 4WKS PdMS Vibration Check | OH Batch Type Dosing Pump Line B | B | 0190E014 | 2014-09-30 | 2012-11-14 | PHJACOLPA
0190-010-970 | 51662 | 0190-MLK-PRO-OHF-BATPMP02 | PM03 | 302 | 4WKS PdMS Vibration Check | OH Batch Type Dosing Pump Line C | B | 0190E014 | 2014-09-30 | 2012-11-14 | PHJACOLPA
0190-010-970 | 51662 | 0190-MLK-PRO-OHF-GLUPMP01 | PM03 | 302 | 4WKS PdMS Vibration Check | Glucose Hotwater Jacket Supply Pump | C | 0190E014 | 2014-09-30 | 2012-11-14 | PHJACOLPA
0190-010-970 | 51662 | 0190-MLK-PRO-OHF-HOTPHE01 | PM03 | 302 | 4WKS PdMS Vibration Check | Buffer Hot Water PHE Line B | C | 0190E014 | 2014-09-30 | 2012-11-14 | PHJACOLPA
0190-010-970 | 51662 | 0190-MLK-PRO-OHF-HOTPHE02 | PM03 | 302 | 4WKS PdMS Vibration Check | Buffer Hot Water PHE Line C | C | 0190E014 | 2014-09-30 | 2012-11-14 | PHJACOLPA
0190-010-970 | 51662 | 0190-MLK-PRO-OHF-HOTTNK01 | PM03 | 302 | 4WKS PdMS Vibration Check | OH Hot Water Tank A Oil Line Heater | B | 0190E014 | 2014-09-30 | 2012-11-14 | PHJACOLPA
0190-010-970 | 51662 | 0190-MLK-PRO-OHF-HOTTNK02 | PM03 | 302 | 4WKS PdMS Vibration Check | OH Hot Water Tank B SNF Buffer Tank B | B | 0190E014 | 2014-09-30 | 2012-11-14 | PHJACOLPA
0190-010-970 | 51662 | 0190-MLK-PRO-OHF-HOTTNK03 | PM03 | 302 | 4WKS PdMS Vibration Check | OH Hot Water Tank C SNF Buffer Tank C | B | 0190E014 | 2014-09-30 | 2012-11-14 | PHJACOLPA
0190-010-970 | 51662 | 0190-MLK-PRO-OHF-HTRPMP21 | PM03 | 302 | 4WKS PdMS Vibration Check | OH Hot Water Line Heater Pump 21 | B | 0190E014 | 2014-09-30 | 2012-11-14 | PHJACOLPA
0190-010-970 | 51662 | 0190-MLK-PRO-OHF-LECPMP01 | PM03 | 302 | 4WKS PdMS Vibration Check | OH Lecithin Pump No 1 To Tank 7&8 | B | 0190E014 | 2014-09-30 | 2012-11-14 | PHJACOLPA
0190-010-970 | 51662 | 0190-MLK-PRO-OHF-LECPMP02 | PM03 | 302 | 4WKS PdMS Vibration Check | OH Lecithin Pump No 2 Lecit Tank Egron | B | 0190E014 | 2014-09-30 | 2012-11-14 | PHJACOLPA
0190-010-970 | 51662 | 0190-MLK-PRO-OHF-OHTPMP07 | PM03 | 302 | 4WKS PdMS Vibration Check | OH Tank No 7 Discharge pump | B | 0190E014 | 2014-09-30 | 2014-09-30 | PHJACOLPA
0190-010-970 | 51662 | 0190-MLK-PRO-OHF-OILTNK07 | PM03 | 302 | 4WKS PdMS Vibration Check | OH Tank No 7 Vitamin Mixing Tank | C | 0190E014 | 2014-09-30 | 2012-11-14 | PHJACOLPA
0190-010-970 | 51662 | 0190-MLK-PRO-OHF-OILTNK08 | PM03 | 302 | 4WKS PdMS Vibration Check | OH Tank No 8 Vitamin Mixing Tank | C | 0190E014 | 2014-09-30 | 2012-11-14 | PHJACOLPA
0190-010-970 | 51662 | 0190-MLK-PRO-OHF-RCVPMP01 | PM03 | 302 | 4WKS PdMS Vibration Check | OH Receiving Pump No 1 | B | 0190E014 | 2014-09-30 | 2012-11-14 | PHJACOLPA
0190-010-970 | 51662 | 0190-MLK-PRO-OHF-RCVPMP02 | PM03 | 302 | 4WKS PdMS Vibration Check | OH Receiving Pump No 2 | B | 0190E014 | 2014-09-30 | 2012-11-14 | PHJACOLPA
0190-010-97 | 411537 | 0190-MLK-PRO-CMB-AIRBLW01 | PM03 | 305 | 104WKS Aerzen Blower Overhauling | CTS MSK Tipping B Air Blower | B | 0190E005 | 2020-10-27 | 2014-01-15 | PHBASALEN
0190-010-97 | 411537 | 0190-MLK-PRO-CMC-AIRBLW01 | PM03 | 305 | 104WKS Aerzen Blower Overhauling | CTS MSK Tipping C Air Blower | C | 0190E005 | 2020-10-27 | 2014-01-15 | PHBASALEN
0190-010-97 | 411537 | 0190-MLK-PRO-TMB-AIRBLW01 | PM03 | 305 | 104WKS Aerzen Blower Overhauling | CTS Malto Tipping B Air Blower | B | 0190E005 | 2020-10-27 | 2014-01-15 | PHBASALEN
0190-010-97 | 411537 | 0190-MLK-PRO-TMC-AIRBLW01 | PM03 | 305 | 104WKS Aerzen Blower Overhauling | CTS Malto Tipping C Air Blower | B | 0190E005 | 2020-10-27 | 2014-01-15 | PHBASALEN
0190-010-969 | 51662 | 0190-MLK-PRO-CIP-3LRPMP01 | PM03 | 302 | 4WKS PdMS Vibration Check | CIP Return Pump Line B | B | 0190E014 | 2013-07-01 | 2012-11-14 | PHJACOLPA
0190-010-969 | 51662 | 0190-MLK-PRO-CIP-3LRPMP02 | PM03 | 302 | 4WKS PdMS Vibration Check | CIP Return Pump Line C | B | 0190E014 | 2013-07-01 | 2012-11-14 | PHJACOLPA
0190-010-969 | 51662 | 0190-MLK-PRO-CIP-ACIPMP01 | PM03 | 302 | 4WKS PdMS Vibration Check | CIP Acid Tank Recirc Pump | A | 0190E014 | 2013-07-01 | 2012-11-14 | PHJACOLPA
0190-010-969 | 51662 | 0190-MLK-PRO-CIP-GAFPMP01 | PM03 | 302 | 4WKS PdMS Vibration Check | CIP Feed Pump Group A | B | 0190E014 | 2013-07-01 | 2012-11-14 | PHJACOLPA
0190-010-969 | 51662 | 0190-MLK-PRO-CIP-GBFPMP01 | PM03 | 302 | 4WKS PdMS Vibration Check | CIP Feed Pump Group B | B | 0190E014 | 2013-07-01 | 2012-11-14 | PHJACOLPA
0190-010-969 | 51662 | 0190-MLK-PRO-CIP-GCFPMP01 | PM03 | 302 | 4WKS PdMS Vibration Check | CIP Feed Pump Group C | B | 0190E014 | 2013-07-01 | 2012-11-14 | PHJACOLPA
0190-010-969 | 51662 | 0190-MLK-PRO-CIP-GDFPMP01 | PM03 | 302 | 4WKS PdMS Vibration Check | CIP Feed Pump Group D | B | 0190E014 | 2013-07-01 | 2012-11-14 | PHJACOLPA
0190-010-969 | 51662 | 0190-MLK-PRO-CIP-GEFPMP01 | PM03 | 302 | 4WKS PdMS Vibration Check | CIP Feed Pump Group E | B | 0190E014 | 2013-07-01 | 2012-11-14 | PHJACOLPA
0190-010-969 | 51662 | 0190-MLK-PRO-CIP-GFFPMP01 | PM03 | 302 | 4WKS PdMS Vibration Check | CIP Feed Pump Group F | B | 0190E014 | 2013-07-01 | 2012-11-14 | PHJACOLPA
0190-010-969 | 51662 | 0190-MLK-PRO-CIP-HBTPMP01 | PM03 | 302 | 4WKS PdMS Vibration Check | SNF HBT B CIP Return Pump | B | 0190E014 | 2013-07-01 | 2012-11-14 | PHJACOLPA
0190-010-969 | 51662 | 0190-MLK-PRO-CIP-HBTPMP02 | PM03 | 302 | 4WKS PdMS Vibration Check | 3L Balance Tank B CIP Return Pump | B | 0190E014 | 2013-07-01 | 2012-11-14 | PHJACOLPA
0190-010-969 | 51662 | 0190-MLK-PRO-CIP-HBTPMP03 | PM03 | 302 | 4WKS PdMS Vibration Check | SNF HBT C CIP Return Pump | B | 0190E014 | 2013-07-01 | 2012-11-14 | PHJACOLPA
0190-010-969 | 51662 | 0190-MLK-PRO-CIP-HBTPMP04 | PM03 | 302 | 4WKS PdMS Vibration Check | 3L Balance Tank C CIP Return Pump | B | 0190E014 | 2013-07-01 | 2012-11-14 | PHJACOLPA
0190-010-969 | 51662 | 0190-MLK-PRO-CIP-LYEPMP01 | PM03 | 302 | 4WKS PdMS Vibration Check | CIP Lye Tank Recirc Pump | A | 0190E014 | 2013-07-01 | 2012-11-14 | PHJACOLPA
0190-010-969 | 51662 | 0190-MLK-PRO-CIP-LYEPMP02 | PM03 | 302 | 4WKS PdMS Vibration Check | CIP Lye Dissolving Tank Recirc Pump | A | 0190E014 | 2013-07-01 | 2012-11-14 | PHJACOLPA
0190-010-969 | 51662 | 0190-MLK-PRO-CIP-SNRPMP01 | PM03 | 302 | 4WKS PdMS Vibration Check | CIP Return Pump SNF B | B | 0190E014 | 2013-07-01 | 2012-11-14 | PHJACOLPA
0190-010-969 | 51662 | 0190-MLK-PRO-CIP-SNRPMP02 | PM03 | 302 | 4WKS PdMS Vibration Check | CIP Return Pump SNF C | B | 0190E014 | 2013-07-01 | 2012-11-14 | PHJACOLPA
0190-010-969 | 51662 | 0190-MLK-PRO-CIP-SWBPMP01 | PM03 | 302 | 4WKS PdMS Vibration Check | Sieve Washing Chamber B Return Pump | C | 0190E014 | 2013-07-01 | 2012-11-14 | PHJACOLPA
0190-010-969 | 51662 | 0190-MLK-PRO-CIP-SWCPMP01 | PM03 | 302 | 4WKS PdMS Vibration Check | Sieve Washing Chamber C Return Pump | C | 0190E014 | 2013-07-01 | 2012-11-14 | PHJACOLPA
0190-010-969 | 51662 | 0190-MLK-PRO-CIP-WASBLW01 | PM03 | 302 | 4WKS PdMS Vibration Check | Sieve Washing Chamber Blower | C | 0190E014 | 2013-07-01 | 2012-11-14 | PHJACOLPA
0190-010-968 | 69390 | 0190-MLK-PRO-EGC-MULSEP01 | PM03 | 305 | 13WKS Pneumatic KD Ball Replacement C | Egron C Powder Separator 1 Multiclone 1 | B | 0190E006 | 2019-01-04 | 2012-10-25 | PHBASALEN
0190-010-968 | 69390 | 0190-MLK-PRO-EGC-MULSEP02 | PM03 | 305 | 13WKS Pneumatic KD Ball Replacement C | Egron C Powder Separator 2 Multiclone 2 | B | 0190E006 | 2019-01-04 | 2012-10-25 | PHBASALEN
0190-010-967 | 69390 | 0190-MLK-PRO-EGC-EGRTWR01 | PM03 | 305 | 3MON Pneumatic KD Replacement C | Egron C Tower | A | 0190E006 | 2014-06-13 | 2012-10-25 | PHJACOLPA
0190-010-966 | 69390 | 0190-MLK-PRO-EGB-MULSEP01 | PM03 | 305 | 13WKS Pneumatic KD Replacement B | Egron B Powder Separator 1 Multiclone | B | 0190E006 | 2019-09-01 | 2012-10-25 | PHBASALEN
0190-010-966 | 69390 | 0190-MLK-PRO-EGB-MULSEP02 | PM03 | 305 | 13WKS Pneumatic KD Replacement B | Egron B Powder Separator 2 Multiclone | B | 0190E006 | 2019-09-01 | 2012-10-25 | PHBASALEN
0190-010-965 | 69390 | 0190-MLK-PRO-EGB-EGRTWR01 | PM03 | 305 | 3MON Pneumatic KD Replacement B | Egron B Tower | A | 0190E006 | 2014-06-13 | 2012-10-25 | PHJACOLPA
0190-010-964 | 69389 | 0190-MLK-PRO-EGB-VACPMP01 | PM03 | 307 | 18WKS Angle Seat Valve Check B1 | Nucon Vacuum Pump B1 | A | 0190E006 | 2021-03-19 | 2012-10-25 | PHILAGANAN
0190-010-964 | 69389 | 0190-MLK-PRO-EGC-VACPMP01 | PM03 | 307 | 18WKS Angle Seat Valve Check C1 | Nucon Vacuum Pump C1 | A | 0190E006 | 2021-03-19 | 2012-10-25 | PHILAGANAN
0190-010-963 | 69385 | 0190-MLK-PRO-CMC-VROSVE01 | PM03 | 307 | 16WKS Pneumatic Cylinder Leak Test C | CTS MSK Tipping C Vibra Sifter | B | 0190E006 | 2020-09-18 | 2012-10-24 | PHBASALEN
0190-010-963 | 69385 | 0190-MLK-PRO-TMC-VROSVE01 | PM03 | 307 | 16WKS Pneumatic Cylinder Leak Test C | CTS Malto Tipping C Vibra Sifter | B | 0190E006 | 2020-09-18 | 2012-10-24 | PHBASALEN
0190-010-962 | 69385 | 0190-MLK-PRO-CMB-VROSVE01 | PM03 | 307 | 16WKS Pneumatic Cylinder Leak Test B | CTS MSK Tipping B Vibra Sifter | B | 0190E006 | 2020-09-18 | 2012-10-24 | PHBASALEN
0190-010-962 | 69385 | 0190-MLK-PRO-TMB-VROSVE01 | PM03 | 307 | 16WKS Pneumatic Cylinder Leak Test B | CTS Malto Tipping B Vibra Sifter | B | 0190E006 | 2020-09-18 | 2012-10-24 | PHBASALEN
0190-010-961 | 69364 | 0190-MLK-PRO-EGC-MSKSLO01 | PM03 | 305 | 3MON Silo Filter Replacement C | Egron C MSK Silo No 1 | C | 0190E020 | 2015-03-17 | 2012-10-23 | PHJACOLPA
0190-010-961 | 69364 | 0190-MLK-PRO-EGC-MSKSLO02 | PM03 | 305 | 3MON Silo Filter Replacement C | Egron C MSK Silo No 2 | C | 0190E020 | 2015-03-17 | 2012-10-23 | PHJACOLPA
0190-010-961 | 69364 | 0190-MLK-PRO-SMC-RCVSLO01 | PM03 | 305 | 3MON Silo Filter Replacement C | Egron Malto Dosing C Receiving Silo | C | 0190E020 | 2015-03-17 | 2012-10-23 | PHJACOLPA
0190-010-960 | 69364 | 0190-MLK-PRO-EGB-MSKSLO01 | PM03 | 305 | 3MON Silo Filter Replacement B | Egron B MSK Silo No 1 | C | 0190E020 | 2015-03-17 | 2012-10-23 | PHJACOLPA
0190-010-960 | 69364 | 0190-MLK-PRO-EGB-MSKSLO02 | PM03 | 305 | 3MON Silo Filter Replacement B | Egron B MSK Silo No 2 | C | 0190E020 | 2015-03-17 | 2012-10-23 | PHJACOLPA
0190-010-960 | 69364 | 0190-MLK-PRO-SMB-RCVSLO01 | PM03 | 305 | 3MON Silo Filter Replacement B | Egron Malto Dosing B Receiving Silo | B | 0190E020 | 2015-03-17 | 2012-10-23 | PHJACOLPA
0190-010-96 | 411536 | 0190-MLK-PRO-WPB-3RLTNK01 | PM03 | 305 | 26WKS Manhole Gasket Replacement B | 3rd Line B Tank No 1 | B | 0190E020 | 2021-03-19 | 2020-08-14 | PHILAGANAN
0190-010-96 | 411536 | 0190-MLK-PRO-WPB-3RLTNK02 | PM03 | 305 | 26WKS Manhole Gasket Replacement B | 3rd Line B Tank No 2 | B | 0190E005 | 2021-03-19 | 2020-08-14 | PHILAGANAN
0190-010-96 | 411536 | 0190-MLK-PRO-WPB-SCAMXR01 | PM03 | 305 | 26WKS Manhole Gasket Replacement B | SNF B Scanima Mixer Tank | A | 0190E020 | 2021-03-19 | 2014-01-15 | PHILAGANAN
0190-010-96 | 411536 | 0190-MLK-PRO-WPB-SNFTNK01 | PM03 | 305 | 26WKS Manhole Gasket Replacement B | SNF B Tank No 1 | B | 0190E005 | 2021-03-19 | 2020-08-14 | PHILAGANAN
0190-010-96 | 411536 | 0190-MLK-PRO-WPB-SNFTNK02 | PM03 | 305 | 26WKS Manhole Gasket Replacement B | SNF B Tank No 2 | B | 0190E005 | 2021-03-19 | 2020-08-14 | PHILAGANAN
0190-010-96 | 411536 | 0190-MLK-PRO-WPC-3RLTNK01 | PM03 | 305 | 26WKS Manhole Gasket Replacement B | 3rd Line C Tank No 1 | B | 0190E005 | 2021-03-19 | 2020-08-14 | PHILAGANAN
0190-010-96 | 411536 | 0190-MLK-PRO-WPC-3RLTNK02 | PM03 | 305 | 26WKS Manhole Gasket Replacement B | 3rd Line C Tank No 2 | B | 0190E005 | 2021-03-19 | 2020-08-14 | PHILAGANAN
0190-010-96 | 411536 | 0190-MLK-PRO-WPC-SCAMXR01 | PM03 | 305 | 26WKS Manhole Gasket Replacement C | SNF C Scanima Mixer | B | 0190E020 | 2021-03-19 | 2014-01-15 | PHILAGANAN
0190-010-96 | 411536 | 0190-MLK-PRO-WPC-SNFTNK01 | PM03 | 305 | 26WKS Manhole Gasket Replacement B | SNF C Tank No 1 | B | 0190E005 | 2021-03-19 | 2020-08-14 | PHILAGANAN
0190-010-96 | 411536 | 0190-MLK-PRO-WPC-SNFTNK02 | PM03 | 305 | 26WKS Manhole Gasket Replacement B | SNF C Tank No 2 | B | 0190E020 | 2021-03-19 | 2020-08-14 | PHILAGANAN
0190-010-959 | 69365 | 0190-MLK-PRO-CMC-TIPHOP01 | PM03 | 305 | 2WKS Hopper Filter Replacement C | CTS MSK Tipping C Hopper | B | 0190E020 | 2015-03-16 | 2012-10-23 | PHJACOLPA
0190-010-959 | 69365 | 0190-MLK-PRO-TMC-TIPHOP01 | PM03 | 305 | 2WKS Hopper Filter Replacement C | CTS Malto Tipping C Hopper | B | 0190E020 | 2015-03-16 | 2012-10-23 | PHJACOLPA
0190-010-958 | 69365 | 0190-MLK-PRO-CMB-TIPHOP01 | PM03 | 305 | 2WKS Hopper Filter Replacement B | CTS MSK Tipping B Hopper | B | 0190E020 | 2015-03-16 | 2012-10-23 | PHJACOLPA
0190-010-958 | 69365 | 0190-MLK-PRO-TMB-TIPHOP01 | PM03 | 305 | 2WKS Hopper Filter Replacement B | CTS Malto Tipping B Hopper | B | 0190E020 | 2015-03-16 | 2012-10-23 | PHJACOLPA
0190-010-957 | 69363 | 0190-MLK-PRO-CMC-DSTCTR01 | PM03 | 305 | 1MON Pulse Jet Filter Replacement C | CTS MSK Tipping C F2 Dust Collector | B | 0190E020 | 2015-03-16 | 2012-10-23 | PHJACOLPA
0190-010-957 | 69363 | 0190-MLK-PRO-EGC-MSKSTV01 | PM03 | 305 | 1MON Pulse Jet Filter Replacement C | Egron C MSK Dosing Starvalve 1 | A | 0190E020 | 2015-03-16 | 2012-10-23 | PHJACOLPA
0190-010-957 | 69363 | 0190-MLK-PRO-EGC-MSKSTV02 | PM03 | 305 | 1MON Pulse Jet Filter Replacement C | Egron C MSK Dosing Starvalve 2 | A | 0190E020 | 2015-03-16 | 2012-10-23 | PHJACOLPA
0190-010-957 | 69363 | 0190-MLK-PRO-SMC-HOPPER01 | PM03 | 305 | 1MON Pulse Jet Filter Replacement C | Egron Malto Dosing C Intermediate Hopper | B | 0190E020 | 2015-03-16 | 2012-10-23 | PHJACOLPA
0190-010-957 | 69363 | 0190-MLK-PRO-SMC-SURHOP01 | PM03 | 305 | 1MON Pulse Jet Filter Replacement C | Egron Malto Dosing C Surge Hopper | B | 0190E020 | 2015-03-16 | 2012-10-23 | PHJACOLPA
0190-010-957 | 69363 | 0190-MLK-PRO-TMC-FDCOTR01 | PM03 | 305 | 1MON Pulse Jet Filter Replacement C | CTS Malto Tipping C F2 Dust Collector | B | 0190E020 | 2015-03-16 | 2012-10-23 | PHJACOLPA
0190-010-956 | 69363 | 0190-MLK-PRO-CMB-DSTCTR01 | PM03 | 305 | 1MON Pulse Jet Filter Replacement B | CTS MSK Tipping B F2 Dust Collector | B | 0190E020 | 2015-03-16 | 2012-10-23 | PHJACOLPA
0190-010-956 | 69363 | 0190-MLK-PRO-EGB-MSKSTV01 | PM03 | 305 | 1MON Pulse Jet Filter Replacement B | Egron B MSK Dosing Starvalve 1 | A | 0190E020 | 2015-03-16 | 2012-10-23 | PHJACOLPA
0190-010-956 | 69363 | 0190-MLK-PRO-EGB-MSKSTV02 | PM03 | 305 | 1MON Pulse Jet Filter Replacement B | Egron B MSK Dosing Starvalve 2 | A | 0190E020 | 2015-03-16 | 2012-10-23 | PHJACOLPA
0190-010-956 | 69363 | 0190-MLK-PRO-SMB-HOPPER01 | PM03 | 305 | 1MON Pulse Jet Filter Replacement B | Egron Malto Dosing B Intermediate Hopper | B | 0190E020 | 2015-03-16 | 2012-10-23 | PHJACOLPA
0190-010-956 | 69363 | 0190-MLK-PRO-SMB-SURHOP01 | PM03 | 305 | 1MON Pulse Jet Filter Replacement B | Egron Malto Dosing B Surge Hopper | B | 0190E020 | 2015-03-16 | 2012-10-23 | PHJACOLPA
0190-010-956 | 69363 | 0190-MLK-PRO-TMB-FDCOTR01 | PM03 | 305 | 1MON Pulse Jet Filter Replacement B | CTS Malto Tipping B F2 Dust Collector | B | 0190E020 | 2015-03-16 | 2012-10-23 | PHJACOLPA
0190-010-955 | 68816 | 0190-MLK-PRO-OHF-HOTPHE02 | PM03 | 305 | 13WKS Descaling of PHE B | Buffer Hot Water PHE Line C | C | 0190E005 | 2021-01-25 | 2012-10-02 | PHBASALEN
0190-010-954 | 68816 | 0190-MLK-PRO-OHF-HOTPHE01 | PM03 | 305 | 13WKS Descaling of PHE B | Buffer Hot Water PHE Line B | C | 0190E005 | 2021-01-25 | 2012-10-02 | PHBASALEN
0190-010-953 | 68775 | 0190-MLK-PRO-EGC-EXHFAN01 | PM03 | 307 | 2WKS Cleaning of Impeller C | Egron C Exhaust Fan No 1 | A | 0190E005 | 2019-08-19 | 2012-09-27 | PHBASALEN
0190-010-953 | 68775 | 0190-MLK-PRO-EGC-EXHFAN02 | PM03 | 307 | 2WKS Cleaning of Impeller C | Egron C Exhaust Fan No 2 | A | 0190E005 | 2019-08-19 | 2013-06-18 | PHBASALEN
0190-010-952 | 68775 | 0190-MLK-PRO-EGB-EXHFAN01 | PM03 | 307 | 6WKS Cleaning of Impeller B | Egron B Exhaust Fan No 1 | A | 0190E005 | 2020-03-03 | 2013-08-20 | PHBASALEN
0190-010-952 | 68775 | 0190-MLK-PRO-EGB-EXHFAN02 | PM03 | 307 | 6WKS Cleaning of Impeller B | Egron B Exhaust Fan No 2 | B | 0190E005 | 2020-03-03 | 2013-08-20 | PHBASALEN
0190-010-951 | 68771 | 0190-MLK-PRO-CMC-STRVLV01 | PM03 | 302 | 4WKS RDS Functionality Check C | CTS MSK Tipping C Star Valve | B | 0190E006 | 2017-02-11 | 2012-09-28 | PHBASALEN
0190-010-951 | 68771 | 0190-MLK-PRO-EGC-MULSVA01 | PM03 | 302 | 4WKS RDS Functionality Check C | Egron C Multiclone Star Valve 1 | A | 0190E006 | 2017-02-11 | 2012-09-26 | PHBASALEN
0190-010-951 | 68771 | 0190-MLK-PRO-EGC-MULSVA02 | PM03 | 302 | 4WKS RDS Functionality Check C | Egron C Multiclone Star Valve 2 | A | 0190E006 | 2017-02-11 | 2012-09-26 | PHBASALEN
0190-010-951 | 68771 | 0190-MLK-PRO-SMC-STRVLV01 | PM03 | 302 | 4WKS RDS Functionality Check C | Egron Malto Dosing C Star Valve | A | 0190E006 | 2017-02-11 | 2012-09-26 | PHBASALEN
0190-010-951 | 68771 | 0190-MLK-PRO-TMC-STRVLV01 | PM03 | 302 | 4WKS RDS Functionality Check C | CTS Malto Tipping C Star Valve | B | 0190E006 | 2017-02-11 | 2012-09-26 | PHBASALEN
0190-010-950 | 68771 | 0190-MLK-PRO-CMB-STRVLV01 | PM03 | 302 | 4WKS RDS Functionality Check B | CTS MSK Tipping B Star Valve | B | 0190E006 | 2020-03-03 | 2013-01-28 | PHBASALEN
0190-010-950 | 68770 | 0190-MLK-PRO-EGB-MSKSTV01 | PM03 | 307 | 4WKS RDS Functionality Check | Egron B MSK Dosing Starvalve 1 | A | 0190E005 | 2020-03-03 | 2015-12-21 | PHBASALEN
0190-010-950 | 68770 | 0190-MLK-PRO-EGB-MSKSTV02 | PM03 | 307 | 4WKS RDS Functionality Check | Egron B MSK Dosing Starvalve 2 | A | 0190E005 | 2020-03-03 | 2015-12-21 | PHBASALEN
0190-010-950 | 68771 | 0190-MLK-PRO-EGB-MULSVA01 | PM03 | 302 | 4WKS RDS Functionality Check B | Egron B Multiclone Star Valve 1 | A | 0190E006 | 2020-03-03 | 2012-11-20 | PHBASALEN
0190-010-950 | 68771 | 0190-MLK-PRO-EGB-MULSVA02 | PM03 | 302 | 4WKS RDS Functionality Check B | Egron B Multiclone Star Valve 2 | A | 0190E006 | 2020-03-03 | 2012-11-20 | PHBASALEN
0190-010-950 | 68771 | 0190-MLK-PRO-SMB-STRVLV01 | PM03 | 302 | 4WKS RDS Functionality Check B | Egron Malto Dosing B Star Valve | A | 0190E006 | 2020-03-03 | 2012-11-20 | PHBASALEN
0190-010-950 | 68771 | 0190-MLK-PRO-TMB-STRVLV01 | PM03 | 302 | 4WKS RDS Functionality Check B | CTS Malto Tipping B Star Valve | B | 0190E006 | 2020-03-03 | 2013-01-28 | PHBASALEN
0190-010-95 | 51346 | 0190-MLK-PRO-WPB-DISHPR01 | PM03 | 301 | 52WKS Weight Trans Cal (1B2-WIT-10.04) | SNF B Anag Discharging Hopper | C | 0190E006 | 2020-09-18 | 2013-12-27 | PHBASALEN
0190-010-95 | 51346 | 0190-MLK-PRO-WPB-SNFSLO01 | PM03 | 301 | 52WKS Weight Trans Cal (WIT 09.04B) | SNF B Silo | B | 0190E006 | 2020-09-18 | 2013-12-27 | PHBASALEN
0190-010-949 | 68770 | 0190-MLK-PRO-CMC-STRVLV01 | PM03 | 302 | 157HRS RDS Functionality Check C | CTS MSK Tipping C Star Valve | B | 0190E006 | 2016-11-21 | 2012-11-12 | PHBASALEN
0190-010-949 | 68770 | 0190-MLK-PRO-EGC-MSKSTV01 | PM03 | 305 | 157HRS RDS Functionality Check | Egron C MSK Dosing Starvalve 1 | A | 0190E006 |  | 2016-11-21
0190-010-949 | 68770 | 0190-MLK-PRO-EGC-MSKSTV02 | PM03 | 305 | 157HRS RDS Functionality Check | Egron C MSK Dosing Starvalve 2 | A | 0190E006 |  | 2016-11-21
0190-010-949 | 68770 | 0190-MLK-PRO-EGC-MULSVA01 | PM03 | 302 | 157HRS RDS Functionality Check C | Egron C Multiclone Star Valve 1 | A | 0190E006 | 2016-11-21 | 2012-09-26 | PHBASALEN
0190-010-949 | 68770 | 0190-MLK-PRO-EGC-MULSVA02 | PM03 | 302 | 157HRS RDS Functionality Check C | Egron C Multiclone Star Valve 2 | A | 0190E006 | 2016-11-21 | 2012-09-26 | PHBASALEN
0190-010-949 | 68770 | 0190-MLK-PRO-SMC-STRVLV01 | PM03 | 302 | 157HRS RDS Functionality Check C | Egron Malto Dosing C Star Valve | A | 0190E006 | 2016-11-21 | 2012-11-12 | PHBASALEN
0190-010-949 | 68770 | 0190-MLK-PRO-TMC-STRVLV01 | PM03 | 302 | 157HRS RDS Functionality Check C | CTS Malto Tipping C Star Valve | B | 0190E006 | 2016-11-21 | 2012-11-12 | PHBASALEN
0190-010-948 | 68770 | 0190-MLK-PRO-CMB-STRVLV01 | PM03 | 302 | 157HRS RDS Functionality Check B | CTS MSK Tipping B Star Valve | B | 0190E006 | 2017-01-09 | 2012-11-17 | PHBASALEN
0190-010-948 | 68770 | 0190-MLK-PRO-EGB-MSKSTV01 | PM03 | 302 | 157HRS RDS Functionality Check B | Egron B MSK Dosing Starvalve 1 | A | 0190E005 | 2017-01-09 | 2015-12-02 | PHBASALEN
0190-010-948 | 68770 | 0190-MLK-PRO-EGB-MSKSTV02 | PM03 | 302 | 157HRS RDS Functionality Check B | Egron B MSK Dosing Starvalve 2 | A | 0190E005 | 2017-01-09 | 2015-12-02 | PHBASALEN
0190-010-948 | 68770 | 0190-MLK-PRO-EGB-MULSVA01 | PM03 | 302 | 157HRS RDS Functionality Check B | Egron B Multiclone Star Valve 1 | A | 0190E006 | 2017-01-09 | 2012-11-17 | PHBASALEN
0190-010-948 | 68770 | 0190-MLK-PRO-EGB-MULSVA02 | PM03 | 302 | 157HRS RDS Functionality Check B | Egron B Multiclone Star Valve 2 | A | 0190E006 | 2017-01-09 | 2012-11-17 | PHBASALEN
0190-010-948 | 68770 | 0190-MLK-PRO-SMB-STRVLV01 | PM03 | 302 | 157HRS RDS Functionality Check B | Egron Malto Dosing B Star Valve | A | 0190E006 | 2017-01-09 | 2012-11-17 | PHBASALEN
0190-010-948 | 68770 | 0190-MLK-PRO-TMB-STRVLV01 | PM03 | 302 | 157HRS RDS Functionality Check B | CTS Malto Tipping B Star Valve | B | 0190E006 | 2017-01-09 | 2012-11-17 | PHBASALEN
0190-010-947 | 66832 | 0190-MLK-PRO-EGC-VACHPR01 | PM03 | 305 | 3MON Replacement of Filter C | Nucon Vacuum Hopper Egron C | B | 0190E020 | 2015-03-17 | 2012-07-23 | PHJACOLPA
0190-010-946 | 66832 | 0190-MLK-PRO-EGB-VACHPR01 | PM03 | 305 | 3MON Replacement of Filter B | Nucon Vacuum Hopper Egron B | A | 0190E020 | 2015-03-17 | 2012-07-23 | PHJACOLPA
0190-010-945 | 66762 | 0190-MLK-PRO-CMN-VACCLR01 | PM03 | 307 | 4WKS PM of Vacuum Cleaners | Milks Vacuum Cleaners | B | 0190E006 | 2017-02-11 | 2014-09-30 | PHBASALEN
0190-010-944 | 66689 | 0190-MLK-PRO-WPC-3LHPMP02 | PM03 | 307 | 13WKS Sampling Cock Check-up C | 3L High Pressure Pump | A | 0190E005 | 2017-11-02 | 2012-07-19 | PHBASALEN
0190-010-944 | 66689 | 0190-MLK-PRO-WPC-3LHPMP03 | PM03 | 307 | 13WKS Sampling Cock Check-up C | 3rd Line C Homogeniser (Rannie) | A | 0190E005 | 2017-11-02 | 2012-07-19 | PHBASALEN
0190-010-944 | 66689 | 0190-MLK-PRO-WPC-SHPPMP01 | PM03 | 307 | 13WKS Sampling Cock Check-up C | SNF C High Pressure Pump | A | 0190E005 | 2017-11-02 | 2012-07-19 | PHBASALEN
0190-010-944 | 66689 | 0190-MLK-PRO-WPC-SNFHOM01 | PM03 | 307 | 13WKS Sampling Cock Check-up C | SNF C Homogenizer | B | 0190E005 | 2017-11-02 | 2012-07-19 | PHBASALEN
0190-010-943 | 66689 | 0190-MLK-PRO-WPB-3LHPMP01 | PM03 | 307 | 13WKS Sampling Cock Check-up B | 3rd Line B Homogenizer | A | 0190E005 | 2017-11-02 | 2012-07-19 | PHBASALEN
0190-010-943 | 66689 | 0190-MLK-PRO-WPB-3LHPMP02 | PM03 | 307 | 13WKS Sampling Cock Check-up B | 3rd Line B High Pressure Pump | A | 0190E005 | 2017-11-02 | 2012-07-19 | PHBASALEN
0190-010-943 | 66689 | 0190-MLK-PRO-WPB-SHPPMP01 | PM03 | 307 | 13WKS Sampling Cock Check-up B | SNF B High Pressure Pump | A | 0190E005 | 2017-11-02 | 2012-07-19 | PHBASALEN
0190-010-943 | 66689 | 0190-MLK-PRO-WPB-SNFHOM01 | PM03 | 307 | 13WKS Sampling Cock Check-up B | SNF B Homogenizer | B | 0190E005 | 2017-11-02 | 2012-07-19 | PHBASALEN
0190-010-942 | 66687 | 0190-MLK-PRO-WPC-3LHPMP02 | PM03 | 302 | 60HRS Pulsation Damper Cleaning C | 3L High Pressure Pump | A | 0190E020 | 2014-11-06 | 2012-07-19 | PHJACOLPA
0190-010-942 | 66687 | 0190-MLK-PRO-WPC-3LHPMP03 | PM03 | 302 | 60HRS Pulsation Damper Cleaning C | 3rd Line C Homogeniser (Rannie) | A | 0190E020 | 2014-11-06 | 2012-07-19 | PHJACOLPA
0190-010-942 | 66687 | 0190-MLK-PRO-WPC-SHPPMP01 | PM03 | 302 | 60HRS Pulsation Damper Cleaning C | SNF C High Pressure Pump | A | 0190E020 | 2014-11-06 | 2012-07-19 | PHJACOLPA
0190-010-942 | 66687 | 0190-MLK-PRO-WPC-SNFHOM01 | PM03 | 302 | 60HRS Pulsation Damper Cleaning C | SNF C Homogenizer | B | 0190E020 | 2014-11-06 | 2012-07-19 | PHJACOLPA
0190-010-941 | 66687 | 0190-MLK-PRO-WPB-3LHPMP01 | PM03 | 302 | 60HRS Pulsation Damper Cleaning B | 3rd Line B Homogenizer | A | 0190E020 | 2014-11-06 | 2012-07-19 | PHJACOLPA
0190-010-941 | 66687 | 0190-MLK-PRO-WPB-3LHPMP02 | PM03 | 302 | 60HRS Pulsation Damper Cleaning B | 3rd Line B High Pressure Pump | A | 0190E020 | 2014-11-06 | 2012-07-19 | PHJACOLPA
0190-010-941 | 66687 | 0190-MLK-PRO-WPB-SHPPMP01 | PM03 | 302 | 60HRS Pulsation Damper Cleaning B | SNF B High Pressure Pump | A | 0190E020 | 2014-11-06 | 2012-07-19 | PHJACOLPA
0190-010-941 | 66687 | 0190-MLK-PRO-WPB-SNFHOM01 | PM03 | 302 | 60HRS Pulsation Damper Cleaning B | SNF B Homogenizer | B | 0190E020 | 2014-11-06 | 2012-07-19 | PHJACOLPA
0190-010-940 | 66686 | 0190-MLK-PRO-WPB-FLSCLR01 | PM03 | 305 | 13WK Cleaning of Silencer & Surge tank B | 3rd Line B Flash Cooler | A | 0190E005 | 2020-09-18 | 2012-07-19 | PHBASALEN
0190-010-940 | 66686 | 0190-MLK-PRO-WPC-FLSCLR01 | PM03 | 305 | 13WK Cleaning of Silencer & Surge tank C | 3rd Line C Flash Cooler | B | 0190E005 | 2020-09-18 | 2012-07-19 | PHBASALEN
0190-010-94 | 36406 | 0190-MLK-PRO-OHF-LECPMP01 | PM03 | 301 | 52WKS FLOWMETER CAL (1D2-FIT-12.06) | OH Lecithin Pump No 1 To Tank 7&8 | B | 0190E006 | 2020-09-18 | 2013-12-27 | PHBASALEN
0190-010-939 | 66685 | 0190-MLK-PRO-WPB-FLSCLR01 | PM03 | 305 | 26WKS Cleaning of DSI line B | 3rd Line B Flash Cooler | A | 0190E005 | 2020-09-18 | 2012-07-19 | PHBASALEN
0190-010-939 | 66685 | 0190-MLK-PRO-WPC-FLSCLR01 | PM03 | 305 | 26WKS Cleaning of DSI line C | 3rd Line C Flash Cooler | B | 0190E005 | 2020-09-18 | 2012-07-19 | PHBASALEN
0190-010-938 | 66684 | 0190-MLK-PRO-WPB-FLSCLR01 | PM03 | 305 | 52WKS Descaling of FCooler & Condenser B | 3rd Line B Flash Cooler | A | 0190E005 | 2020-09-18 | 2012-07-19 | PHBASALEN
0190-010-938 | 66684 | 0190-MLK-PRO-WPC-FLSCLR01 | PM03 | 305 | 52WKS Descaling of FCooler & Condenser C | 3rd Line C Flash Cooler | B | 0190E005 | 2020-09-18 | 2012-07-19 | PHBASALEN
0190-010-937 | 36408 | 0190-MLK-PRO-NDC-GLCSTOTNK01 | PM03 | 301 | 52WKS Level Trans Cal (1B4-LIT-02.03) | NDC Glucose Storage Tank B | C | 0190E006 | 2020-09-18 | 2012-07-09 | PHBASALEN
0190-010-936 | 51346 | 0190-MLK-PRO-NDC-GLCSTOTNK01 | PM03 | 301 | 1YR Weight Transmitter Cal (WI 95044) | NDC Glucose Storage Tank B | C | 0190E006 | 2014-09-08 | 2012-07-09 | PHJACOLPA
0190-010-935 | 36406 | 0190-MLK-PRO-EGB-EXHFAN01 | PM03 | 301 | 52WKS Flow Trans Cal (1B3-FIT-10.13) | Egron B Exhaust Fan No 1 | A | 0190E006 | 2021-03-09 | 2012-07-09 | PHBASALEN
0190-010-935 | 36406 | 0190-MLK-PRO-EGB-EXHFAN02 | PM03 | 301 | 52WKS Flow Trans Cal (1B3-FIT-10.14) | Egron B Exhaust Fan No 2 | B | 0190E006 | 2021-03-09 | 2012-07-09 | PHBASALEN
0190-010-934 | 36405 | 0190-MLK-PRO-EGC-BLWBCK01-1C3TT1022 | PM03 | 301 | 52WKS Temp Trans Cal (1C3-TT-10.22) | 1C3 Temperature Transmitter 10.22 | B | 0190E006 | 2019-01-03 | 2012-07-06 | PHBASALEN
0190-010-934 | 36405 | 0190-MLK-PRO-EGC-BLWBCK02-1C3TT0114 | PM03 | 301 | 52WKS Temp Trans Cal (1C3-TT-01.14) | 1C3 Temperature Transmitter 01.14 | B | 0190E006 | 2019-01-03 | 2012-07-06 | PHBASALEN
0190-010-934 | 36405 | 0190-MLK-PRO-EGC-MSKBLW04-1C3TT0421 | PM03 | 301 | 52WKS Temp Trans Cal (1C3-TT-04.21) | 1C3 Temperature Transmitter 04.21 | B | 0190E006 | 2019-01-03 | 2012-07-06 | PHBASALEN
0190-010-933 | 36409 | 0019-MLK-PRO-EGC-ADRFAN01-1C3 PT 02 17 | PM03 | 301 | 52WKS Pressure Trans Cal (1C3-PT-02.17) | AD Forced Fan1C PressTrans 1C3-PIT-02.17 | B | 0190E006 | 2019-07-01 | 2013-02-19 | PHBASALEN
0190-010-933 | 36409 | 0190-MLK-PRO-EGC-BLWBCK01-1C3 PIT 10 27 | PM03 | 301 | 52WKS Pressure Trans Cal (1C3-PIT-10.27) | EgronC BlwBck 1 PressTrans 1C3-PIT-10.27 | B | 0190E006 | 2019-07-01 | 2012-07-06 | PHBASALEN
0190-010-933 | 36409 | 0190-MLK-PRO-EGC-MSKBLW03-1C3 PT 02 16 | PM03 | 301 | 52WKS Pressure Trans Cal (1C3-PT-02.16) | MSK Dosing Blwr1 PressTrans 1C3-PT-02.16 | B | 0190E006 | 2019-07-01 | 2012-07-06 | PHBASALEN
0190-010-933 | 36409 | 0190-MLK-PRO-EGC-MSKBLW04-1C3 PT 02 25 | PM03 | 301 | 52WKS Pressure Trans Cal (1C3-PT-02.25) | MSK Dosing Blwr2 PressTrans 1C3-PT-02.25 | B | 0190E006 | 2019-07-01 | 2012-07-06 | PHBASALEN
0190-010-932 | 36409 | 0190-MLK-PRO-EGC-ACOFAN02-1C3 PT 06 59 | PM03 | 301 | 52WKS Pressure Trans Cal (1C3-PT-06.59) | AC Forced Fan2C PressTrans 1C3-PT-06.59 | B | 0190E006 | 2019-05-14 | 2012-07-05 | PHBASALEN
0190-010-931 | 36410 | 0190-MLK-PRO-EGC-ACOFAN01-1C3 AIT 07 51 | PM03 | 301 | 52WKS RH & Temp Cal (1C3-AIT-07.51) | AC Bed Egron C RH&Temp 1C3-AIT-07.51 | B | 0190E006 | 2020-09-18 | 2012-07-05 | PHBASALEN
0190-010-931 | 36410 | 0190-MLK-PRO-EGC-ACOFAN01-1C3 AIT 07 53 | PM03 | 301 | 52WKS RH & Temp Cal (1C3-AIT-07.53) | AC Forced Fan 1C RH&Temp 1C3-AIT-07.53 | B | 0190E006 | 2020-09-18 | 2012-07-05 | PHBASALEN
0190-010-931 | 36410 | 0190-MLK-PRO-EGC-ACOFAN01-1C3 AIT 08 58 | PM03 | 301 | 52WKS RH & Temp Cal (1C3-AIT-08.58) | AC Bed Egron C RH&Temp 1C3-AIT-08.58 | B | 0190E006 | 2020-09-18 | 2012-07-05 | PHBASALEN
0190-010-930 | 36409 | 0190-MLK-PRO-WPC-SCAMXR01-PIT96057 | PM03 | 301 | 52WKS Pressure Trans Cal (PIT 96057) | Pressure Transmitter 96057 | B | 0190E006 | 2020-09-18 | 2012-07-05 | PHBASALEN
0190-010-93 | 36405 | 0190-MLK-PRO-OHF-HOTTNK02 | PM03 | 301 | 1YR Temp Trans Cal (1D2-TT-13.02) | OH Hot Water Tank B SNF Buffer Tank B | B | 0190E006 | 2014-09-08 | 2013-12-27 | PHJACOLPA
0190-010-929 | 36411 | 0190-MLK-PRO-WPC-SCAMXR01 | PM03 | 301 | 52WKS I/P Converter Cal (1C2-CV-11.04) | SNF C Scanima Mixer | B | 0190E006 | 2021-06-03 | 2012-07-05 | PHILAGANAN
0190-010-928 | 36408 | 0190-MLK-PRO-WPC-SNFHBT01 | PM03 | 301 | 52WKS Temp Trans Cal (1C2-TT-13.17) | SNF Homo-HPP Balance Tanks C | B | 0190E006 | 2021-06-03 | 2012-07-05 | PHILAGANAN
0190-010-927 | 36408 | 0190-MLK-PRO-WPB-3LHBTK01 | PM03 | 301 | 52WKS Level Trans Cal (1B2-LIT-05.18) | 3L Homo-HPP Balance Tank B | B | 0190E006 | 2020-09-18 | 2012-09-04 | PHBASALEN
0190-010-927 | 36408 | 0190-MLK-PRO-WPB-SNFHBT01 | PM03 | 301 | 52WKS Level Trans Cal (1B2-LIT-13.20) | SNF Homo-HPP Balance Tank B | B | 0190E006 | 2020-09-18 | 2012-09-04 | PHBASALEN
0190-010-927 | 36408 | 0190-MLK-PRO-WPC-SNFHBT01 | PM03 | 301 | 52WKS Level Trans Cal (1C2-LIT-13.18) | SNF Homo-HPP Balance Tanks C | B | 0190E006 | 2020-09-18 | 2012-07-05 | PHBASALEN
0190-010-926 | 36409 | 0190-MLK-PRO-WPC-SNFHBT01 | PM03 | 301 | 52WKS Pressure Trans Cal (1C2-PIT-13.06) | SNF Homo-HPP Balance Tanks C | B | 0190E006 | 2021-06-03 | 2012-11-15 | PHILAGANAN
0190-010-925 | 36409 | 0190-MLK-PRO-WPC-3LHPMP03-1C2 PIT 07 04 | PM03 | 301 | 52WKS Pressure Trans Cal (1C2-PIT-07.04) | 3L C HOMO Rannie PressTrans1C2-PIT-07.04 | B | 0190E006 | 2020-09-18 | 2012-07-05 | PHBASALEN
0190-010-925 | 36409 | 0190-MLK-PRO-WPC-SNFHOM01 | PM03 | 301 | 52WKS Press Trans Cal (1C2-PIT-15.04) | SNF C Homogenizer | B | 0190E006 | 2020-09-18 | 2012-07-05 | PHBASALEN
0190-010-924 | 36409 | 0190-MLK-PRO-WPB-3LHPMP01 | PM03 | 301 | 52WKS Press Trans Cal (1B2-PT-07.25) | 3rd Line B Homogenizer | A | 0190E006 | 2021-06-03 | 2012-12-13 | PHILAGANAN
0190-010-924 | 36409 | 0190-MLK-PRO-WPB-3LHPMP01 | PM03 | 301 | 52WKS Press Trans Cal (1B2-PIT-07.04) | 3rd Line B Homogenizer | A | 0190E006 | 2021-06-03 | 2013-10-03 | PHILAGANAN
0190-010-923 | 36411 | 0190-MLK-PRO-WPC-3LHBTK01 | PM03 | 301 | 52WKS I/P Converter Cal (TCV96043) | 3L Homo-HPP Balance Tank C | B | 0190E006 | 2021-06-03 | 2012-07-05 | PHILAGANAN
0190-010-922 | 36405 | 0190-MLK-PRO-WPC-3LHBTK01-1C2 TT 05 19 | PM03 | 301 | 52WKS Temp Trans Cal (1C2-TT-05.19) | 3L Homo-HPP BalanceTank C TempTrans05.19 | B | 0190E005 | 2019-01-03 | 2012-12-13 | PHBASALEN
0190-010-922 | 36405 | 0190-MLK-PRO-WPC-FLSCLR01-1C2 TT 06 14 | PM03 | 301 | 52WKS Temp Trans Cal (1C2-TT-06.14) | 3rd Line C Flash Cooler Temp Trans 06.14 | B | 0190E006 | 2019-01-03 | 2012-12-13 | PHBASALEN
0190-010-921 | 36408 | 0190-MLK-PRO-WPC-3LHBTK01 | PM03 | 301 | 52WKS Level Trans Cal (1C2-LIT-05.18) | 3L Homo-HPP Balance Tank C | B | 0190E006 | 2021-06-03 | 2012-07-05 | PHILAGANAN
0190-010-920 | 36411 | 0190-MLK-PRO-EGC-VANVLV01 | PM03 | 301 | 52WKS I/P Converter Cal (1C3-PCV-01.08) | Egron C Vanessa Valve to Stack | B | 0190E006 | 2020-09-18 | 2012-07-05 | PHBASALEN
0190-010-920 | 36411 | 0190-MLK-PRO-EGC-VANVLV01 | PM03 | 301 | 52WKS I/P Converter Cal (1C3-PCV-01.09) | Egron C Vanessa Valve to Stack | B | 0190E006 | 2020-09-18 | 2012-07-05 | PHBASALEN
0190-010-92 | 410981 | 0190-MLK-PRO-CMN-AHU07 | PM03 | 301 | 52WKS Temperature Gauge Cal (1A TG-009) | AHU 4-Star CTS Malto Tipping Tech Room | C | 0190E006 | 2017-02-23 | 2013-12-27 | PHBASALEN
0190-010-919 | 36409 | 0190-MLK-PRO-EGC-VANVLV01 | PM03 | 301 | 52WKS Pressure Trans Cal (1C3-PT-01.43) | Egron C Vanessa Valve to Stack | B | 0190E006 | 2020-09-18 | 2012-07-05 | PHBASALEN
0190-010-918 | 36406 | 0190-MLK-PRO-EGC-EXHFAN01 | PM03 | 301 | 52WKS Flow Ind Trans Cal (1C3-FIT-10.18) | Egron C Exhaust Fan No 1 | A | 0190E006 | 2021-06-03 | 2012-07-05 | PHILAGANAN
0190-010-918 | 36406 | 0190-MLK-PRO-EGC-EXHFAN02 | PM03 | 301 | 52WKS Flow Ind Trans Cal (1C3-FIT-10.17) | Egron C Exhaust Fan No 2 | A | 0190E006 | 2021-06-03 | 2012-07-05 | PHILAGANAN
0190-010-917 | 36405 | 0190-MLK-PRO-EGC-MULSEP01 | PM03 | 301 | 52WKS Temp Trans Cal (1C3-TT-10.15) | Egron C Powder Separator 1 Multiclone 1 | B | 0190E006 | 2019-07-01 | 2012-07-05 | PHBASALEN
0190-010-917 | 36405 | 0190-MLK-PRO-EGC-MULSEP01 | PM03 | 301 | 52WKS Temp Trans Cal (1C3-TT-10.28) | Egron C Powder Separator 1 Multiclone 1 | B | 0190E006 | 2019-07-01 | 2012-07-05 | PHBASALEN
0190-010-917 | 36405 | 0190-MLK-PRO-EGC-MULSEP02 | PM03 | 301 | 52WKS Temp Trans Cal (1C3-TT-10.16) | Egron C Powder Separator 2 Multiclone 2 | B | 0190E006 | 2019-07-01 | 2012-07-05 | PHBASALEN
0190-010-916 | 36406 | 0190-MLK-PRO-EGC-ACOBED01 | PM03 | 301 | 52WKS Flow Ind Trans Cal (1C3-FIT-03.16) | Egron C After Cooler Bed | A | 0190E006 | 2020-03-03 | 2012-07-05 | PHBASALEN
0190-010-916 | 36406 | 0190-MLK-PRO-EGC-ACOBED01 | PM03 | 301 | 52WKS Flow Ind Trans Cal (1C3-FIT-03.14) | Egron C After Cooler Bed | A | 0190E006 | 2020-03-03 | 2012-07-05 | PHBASALEN
0190-010-915 | 36406 | 0190-MLK-PRO-EGC-ADRBED01 | PM03 | 301 | 52WKS Flow Ind Trans Cal (1C3-FIT-03.21) | Egron C After Dryer Bed | B | 0190E006 | 2019-05-14 | 2012-07-03 | PHBASALEN
0190-010-914 | 36410 | 0190-MLK-PRO-EGC-COMMON | PM03 | 301 | 52WKS RH & Temp Cal (1C3-AIT-01.42/04) | Milks Egron C Facilities | C | 0190E006 | 2019-05-09 | 2012-07-03 | PHBASALEN
0190-010-914 | 36410 | 0190-MLK-PRO-EGC-COMMON | PM03 | 301 | 52WKS RH & Temp Cal (1C3-AIT-01.42/01) | Milks Egron C Facilities | C | 0190E006 | 2019-05-09 | 2012-07-03 | PHBASALEN
0190-010-913 | 36405 | 0190-MLK-PRO-EGC-EXHFAN03 | PM03 | 301 | 52W Temperature Trans Cal (1C3-TT-08.17) | Egron C Ad Ac Exhaust Fan | A | 0190E006 | 2021-03-09 | 2012-07-03 | PHBASALEN
0190-010-912 | 64451 | 0190-MLK-PRO-CMN-FRKCHR01 | PM03 | 305 | 13WK Charger Cleaning/Inspection / Servi | Milks Forklift Charging Station | B | 0190E013 | 2021-09-03 | 2012-06-13 | PHBASALEN
0190-010-911 | 64291 | 0190-MLK-PRO-SMB-SURHOP01 | PM03 | 305 | 1YR Anti-Condensation Valve Replacement | Egron Malto Dosing B Surge Hopper | B | 0190E006 | 2014-07-28 | 2012-06-01 | PHJACOLPA
0190-010-911 | 64291 | 0190-MLK-PRO-SMC-SURHOP01 | PM03 | 305 | 1YR Anti-Condensation Valve Replacement | Egron Malto Dosing C Surge Hopper | B | 0190E006 | 2014-07-28 | 2012-06-01 | PHJACOLPA
0190-010-910 | 64290 | 0190-MLK-PRO-SMB-BACVTR01 | PM03 | 305 | 4MON Valve Relay Replacement B | Egron Malto Dosing B Bin Activator | B | 0190E006 | 2015-04-07 | 2012-06-01 | PHJACOLPA
0190-010-910 | 64290 | 0190-MLK-PRO-SMC-BACVTR01 | PM03 | 305 | 4MON Valve Relay Replacement C | Egron Malto Dosing C Bin Activator | B | 0190E006 | 2015-04-07 | 2012-06-01 | PHJACOLPA
0190-010-91 | 407764 | 0190-MLK-PRO-CMN-AHU07 | PM03 | 301 | 52WKS Press Gauge Cal (1D7-PG-03.20) | AHU 4-Star CTS Malto Tipping Tech Room | C | 0190E006 | 2017-02-23 | 2013-12-27 | PHBASALEN
0190-010-91 | 407764 | 0190-MLK-PRO-CMN-AHU08 | PM03 | 301 | 52WKS Pressure Gauge Cal (1A PI-012) | AHU 3-Star CTS Malto Fan Motor Assy | B | 0190E006 | 2017-02-23 | 2013-12-27 | PHBASALEN
0190-010-91 | 407764 | 0190-MLK-PRO-CMN-AHU08 | PM03 | 301 | 52WKS Pressure Gauge Cal (1A PI-013) | AHU 3-Star CTS Malto Fan Motor Assy | B | 0190E006 | 2017-02-23 | 2013-12-27 | PHBASALEN
0190-010-91 | 407764 | 0190-MLK-PRO-CMN-TIPCMN04 | PM03 | 301 | 52WKS Pressure Gauge Cal (1A PI-034) | Milks Malto/MSK Central Tipping Facility | B | 0190E006 | 2017-02-23 | 2013-12-27 | PHBASALEN
0190-010-91 | 407764 | 0190-MLK-PRO-CMN-TIPCMN04 | PM03 | 301 | 52WKS Pressure Gauge Cal (1A PI-011) | Milks Malto/MSK Central Tipping Facility | B | 0190E006 | 2017-02-23 | 2013-12-27 | PHBASALEN
0190-010-91 | 407764 | 0190-MLK-PRO-OHF-OILTNK05 | PM03 | 301 | 52WKS Pressure Gauge Cal (4K_PI-011) | OH Tank No 5 Soya Oil Day Tank | B | 0190E006 | 2017-02-23 | 2013-12-27 | PHBASALEN
0190-010-909 | 64289 | 0190-MLK-PRO-SMB-SURHOP01 | PM03 | 305 | 6MON Service Unit Replacement B | Egron Malto Dosing B Surge Hopper | B | 0190E006 | 2015-04-07 | 2012-06-01 | PHJACOLPA
0190-010-909 | 64289 | 0190-MLK-PRO-SMC-SURHOP01 | PM03 | 305 | 6MON Service Unit Replacement C | Egron Malto Dosing C Surge Hopper | B | 0190E006 | 2015-04-07 | 2012-06-01 | PHJACOLPA
0190-010-908 | 64288 | 0190-MLK-PRO-SMB-SURHOP01 | PM03 | 305 | 18WKS RPJ Purging Valve Replacement B | Egron Malto Dosing B Surge Hopper | B | 0190E006 | 2018-04-06 | 2012-06-01 | PHBASALEN
0190-010-908 | 64288 | 0190-MLK-PRO-SMC-SURHOP01 | PM03 | 305 | 18WKS RPJ Purging Valve Replacement C | Egron Malto Dosing C Surge Hopper | B | 0190E006 | 2018-04-06 | 2012-06-01 | PHBASALEN
0190-010-907 | 63913 | 0190-MLK-PRO-SMC-STRVLV01 | PM03 | 307 | 157HRS Star Valve C Dismantle/Assemble | Egron Malto Dosing C Star Valve | A | 0190E005 | 2016-04-28 | 2012-05-10 | PHBASALEN
0190-010-907 | 63913 | 0190-MLK-PRO-TMC-STRVLV01 | PM03 | 307 | 157HRS Star Valve C Dismantle/Assemble | CTS Malto Tipping C Star Valve | B | 0190E005 | 2016-04-28 | 2012-05-10 | PHBASALEN
0190-010-906 | 63913 | 0190-MLK-PRO-SMB-STRVLV01 | PM03 | 307 | 157HRS Star Valve B Dismantle/Assemble | Egron Malto Dosing B Star Valve | A | 0190E005 | 2016-04-28 | 2012-05-10 | PHBASALEN
0190-010-906 | 63913 | 0190-MLK-PRO-TMB-STRVLV01 | PM03 | 307 | 157HRS Star Valve B Dismantle/Assemble | CTS Malto Tipping B Star Valve | B | 0190E005 | 2016-04-28 | 2012-05-10 | PHBASALEN
0190-010-905 | 63914 | 0190-MLK-PRO-CMC-STRVLV01 | PM03 | 307 | 60HRS Star Valve Cleaning C (Operator) | CTS MSK Tipping C Star Valve | B | 0190E020 | 2012-07-17 | 2012-05-10 | PHJACOLPA
0190-010-905 | 63914 | 0190-MLK-PRO-EGC-MSKSTV01 | PM03 | 307 | 60HRS Star Valve Cleaning C (Operator) | Egron C MSK Dosing Starvalve 1 | A | 0190E020 | 2012-07-17 | 2012-05-10 | PHJACOLPA
0190-010-905 | 63914 | 0190-MLK-PRO-EGC-MSKSTV02 | PM03 | 307 | 60HRS Star Valve Cleaning C (Operator) | Egron C MSK Dosing Starvalve 2 | A | 0190E020 | 2012-07-17 | 2012-05-10 | PHJACOLPA
0190-010-904 | 63914 | 0190-MLK-PRO-CMB-STRVLV01 | PM03 | 307 | 60HRS Star Valve Cleaning B (Operator) | CTS MSK Tipping B Star Valve | B | 0190E020 | 2012-07-17 | 2012-05-10 | PHJACOLPA
0190-010-904 | 63914 | 0190-MLK-PRO-EGB-MSKSTV01 | PM03 | 307 | 60HRS Star Valve Cleaning B (Operator) | Egron B MSK Dosing Starvalve 1 | A | 0190E020 | 2012-07-17 | 2012-05-10 | PHJACOLPA
0190-010-904 | 63914 | 0190-MLK-PRO-EGB-MSKSTV02 | PM03 | 307 | 60HRS Star Valve Cleaning B (Operator) | Egron B MSK Dosing Starvalve 2 | A | 0190E020 | 2012-07-17 | 2012-05-10 | PHJACOLPA
0190-010-903 | 63448 | 0190-MLK-PRO-CAS-AIRCMP02 | PM03 | 305 | 5YR High/Low Press. Element Replacement | Air Compressor 2 | B | 0190E018 | 2013-02-14 | 2012-04-12 | PHJACOLPA
0190-010-902 | 63448 | 0190-MLK-PRO-CAS-AIRCMP01 | PM03 | 305 | 5YR High/Low Press. Element Replacement | Air Compressor 1 | B | 0190E018 | 2014-07-02 | 2012-04-12 | PHJACOLPA
0190-010-901 | 63246 | 0190-MLK-PRO-TPB-3LSNDP01 | PM03 | 305 | 13WKS PDP Valve Replacement (Inlet) | 3L/SNF Tipping B Dense Phase | B | 0190E005 | 2017-02-18 | 2012-04-03 | PHBASALEN
0190-010-901 | 405468 | 0190-MLK-PRO-TPB-3LSNDP01 | PM03 | 305 | 13WKS PDP Valve Replacement (Outlet) | 3L/SNF Tipping B Dense Phase | B | 0190E005 | 2017-02-18 | 2012-04-03 | PHBASALEN
0190-010-901 | 63246 | 0190-MLK-PRO-TPC-3LSNDP01 | PM03 | 305 | 13WKS PDP Valve Replacement (Inlet) | 3L/SNF Tipping C Dense Phase | B | 0190E005 | 2017-02-18 | 2013-08-07 | PHBASALEN
0190-010-901 | 405468 | 0190-MLK-PRO-TPC-3LSNDP01 | PM03 | 305 | 13WKS PDP Valve Replacement (Outlet) | 3L/SNF Tipping C Dense Phase | B | 0190E005 | 2017-02-18 | 2013-08-07 | PHBASALEN
0190-010-900 | 63245 | 0190-MLK-PRO-CMC-BANCVY01 | PM03 | 307 | 16WKS Conveyor Check C | CTS MSK Tipping C Band Conveyor | B | 0190E005 | 2018-04-06 | 2012-04-03 | PHBASALEN
0190-010-900 | 63245 | 0190-MLK-PRO-TMC-BANCVY01 | PM03 | 307 | 16WKS Conveyor Check C | CTS Malto Tipping C Band Conveyor | B | 0190E005 | 2018-04-06 | 2012-04-03 | PHBASALEN
0190-010-90 | 36405 | 0190-MLK-PRO-CMN-AHU07 | PM03 | 301 | 52WKS Temp Trans Cal (1TT 03.03) | AHU 4-Star CTS Malto Tipping Tech Room | C | 0190E006 | 2021-03-09 | 2014-09-04 | PHBASALEN
0190-010-90 | 36405 | 0190-MLK-PRO-CMN-AHU09 | PM03 | 301 | 52WKS Temp Transmitter Cal (TT 03/1828) | AHU 3-Star CTS MSK B&C Dry Tech Room | B | 0190E006 | 2021-03-09 | 2013-12-27 | PHBASALEN
0190-010-90 | 36405 | 0190-MLK-PRO-CMN-AHU10 | PM03 | 301 | 52WKS Temp Transmitter Cal (TT 04/1890) | AHU 3-Star CTS MSK B&C Wet Tech Room | B | 0190E006 | 2021-03-09 | 2013-12-27 | PHBASALEN
0190-010-90 | 36405 | 0190-MLK-PRO-WPC-PHEXGR01 | PM03 | 301 | 52WKS Temp Trans Cal (1C2-TT-14.61/01) | SNF Plate Heat Exhanger C1 | C | 0190E006 | 2021-03-09 | 2013-12-27 | PHBASALEN
0190-010-90 | 36405 | 0190-MLK-PRO-WPC-PHEXGR02 | PM03 | 301 | 52WKS Temp Trans Cal (1C2-TT-14.61/02) | SNF Plate Heat Exhanger C2 | C | 0190E006 | 2021-03-09 | 2014-08-14 | PHBASALEN
0190-010-899 | 63245 | 0190-MLK-PRO-CMB-BANCVY01 | PM03 | 307 | 16WKS Conveyor Check B | CTS MSK Tipping B Band Conveyor | B | 0190E005 | 2020-09-18 | 2012-04-03 | PHBASALEN
0190-010-899 | 63245 | 0190-MLK-PRO-TMB-BANCVY01 | PM03 | 307 | 16WKS Conveyor Check B | CTS Malto Tipping B Band Conveyor | B | 0190E005 | 2020-09-18 | 2012-04-03 | PHBASALEN
0190-010-899 | 63245 | 0190-MLK-PRO-TPB-3LSNCR01 | PM03 | 307 | 16WKS Conveyor Check B | 3L/SNF Tipping B Band Conveyor | B | 0190E005 | 2020-09-18 | 2012-04-03 | PHBASALEN
0190-010-898 | 63098 | 0190-MLK-PRO-EGC-SEAFAN01 | PM03 | 305 | 13WKS Hygienic Filter Replacement C | Secondary Air Fan 1C | B | 0190E020 | 2020-09-18 | 2012-03-27 | PHBASALEN
0190-010-898 | 63098 | 0190-MLK-PRO-EGC-SECFAN02 | PM03 | 305 | 13WKS Hygienic Filter Replacement C | Egron C Secondary Air Fan No 2 | C | 0190E020 | 2020-09-18 | 2012-03-27 | PHBASALEN
0190-010-897 | 63098 | 0190-MLK-PRO-CMN-SEAFAN01 | PM03 | 305 | 13WKS Hygienic Filter Replacement | CTS Secondary Air Fan Blower Assy | B | 0190E020 | 2020-09-18 | 2012-03-27 | PHBASALEN
0190-010-897 | 63098 | 0190-MLK-PRO-EGB-SEAFAN01 | PM03 | 305 | 13WKS Hygienic Filter Replacement | Secondary Air Fan 1B | A | 0190E020 | 2020-09-18 | 2012-03-27 | PHBASALEN
0190-010-897 | 63098 | 0190-MLK-PRO-EGB-SECFAN02 | PM03 | 305 | 13WKS Hygienic Filter Replacement | Egron B Secondary Air Fan No 2 | C | 0190E020 | 2020-09-18 | 2012-03-27 | PHBASALEN
0190-010-896 | 62870 | 0190-MLK-PRO-WSF-COMMON | PM03 | 307 | 1WK CDM Checklist Check (AGSuazo) | Milks Workshop Facility Common | B | 0190E006 | 2015-03-16 | 2012-03-16 | PHJACOLPA
0190-010-896 | 62870 | 0190-MLK-PRO-WSF-COMMON | PM03 | 307 | 1WK CDM Checklist Check (NGFermano) | Milks Workshop Facility Common | B | 0190E006 | 2015-03-16 | 2012-03-16 | PHJACOLPA
0190-010-896 | 62870 | 0190-MLK-PRO-WSF-COMMON | PM03 | 307 | 1WK CDM Checklist Check (EDAgapay) | Milks Workshop Facility Common | B | 0190E006 | 2015-03-16 | 2012-03-16 | PHJACOLPA
0190-010-896 | 62870 | 0190-MLK-PRO-WSF-COMMON | PM03 | 307 | 1WK CDM Checklist Check (MGTaban) | Milks Workshop Facility Common | B | 0190E006 | 2015-03-16 | 2012-03-16 | PHJACOLPA
0190-010-896 | 62870 | 0190-MLK-PRO-WSF-COMMON | PM03 | 307 | 1WK CDM Checklist Check (EBTomaroy) | Milks Workshop Facility Common | B | 0190E006 | 2015-03-16 | 2012-03-16 | PHJACOLPA
0190-010-896 | 62870 | 0190-MLK-PRO-WSF-COMMON | PM03 | 307 | 1WK CDM Checklist Check (RPGales) | Milks Workshop Facility Common | B | 0190E006 | 2015-03-16 | 2012-03-16 | PHJACOLPA
0190-010-896 | 62870 | 0190-MLK-PRO-WSF-COMMON | PM03 | 307 | 1WK CDM Checklist Check (LCPenera) | Milks Workshop Facility Common | B | 0190E006 | 2015-03-16 | 2012-03-16 | PHJACOLPA
0190-010-896 | 62870 | 0190-MLK-PRO-WSF-COMMON | PM03 | 307 | 1WK CDM Checklist Check (RMQuileste) | Milks Workshop Facility Common | B | 0190E006 | 2015-03-16 | 2012-03-16 | PHJACOLPA
0190-010-896 | 62870 | 0190-MLK-PRO-WSF-COMMON | PM03 | 307 | 1WK CDM Checklist Check (RBehiga) | Milks Workshop Facility Common | B | 0190E006 | 2015-03-16 | 2013-02-05 | PHJACOLPA
0190-010-896 | 62870 | 0190-MLK-PRO-WSF-COMMON | PM03 | 307 | 1WK CDM Checklist Check (SAAlbao) | Milks Workshop Facility Common | B | 0190E006 | 2015-03-16 | 2013-02-05 | PHJACOLPA
0190-010-895 | 62869 | 0190-MLK-PRO-WSF-COMMON | PM03 | 307 | 1WK CDM Checklist Check (CCCastro) | Milks Workshop Facility Common | B | 0190E005 | 2015-03-16 | 2012-03-16 | PHJACOLPA
0190-010-895 | 62869 | 0190-MLK-PRO-WSF-COMMON | PM03 | 307 | 1WK CDM Checklist Check (JTNatividad) | Milks Workshop Facility Common | B | 0190E005 | 2015-03-16 | 2012-03-16 | PHJACOLPA
0190-010-895 | 62869 | 0190-MLK-PRO-WSF-COMMON | PM03 | 307 | 1WK CDM Checklist Check (NPLuchin) | Milks Workshop Facility Common | B | 0190E005 | 2015-03-16 | 2012-03-16 | PHJACOLPA
0190-010-895 | 62869 | 0190-MLK-PRO-WSF-COMMON | PM03 | 307 | 1WK CDM Checklist Check (MALTan) | Milks Workshop Facility Common | B | 0190E005 | 2015-03-16 | 2012-03-16 | PHJACOLPA
0190-010-895 | 62869 | 0190-MLK-PRO-WSF-COMMON | PM03 | 307 | 1WK CDM Checklist Check (JADemata) | Milks Workshop Facility Common | B | 0190E005 | 2015-03-16 | 2012-03-16 | PHJACOLPA
0190-010-895 | 62869 | 0190-MLK-PRO-WSF-COMMON | PM03 | 307 | 1WK CDM Checklist Check (RSYap) | Milks Workshop Facility Common | B | 0190E005 | 2015-03-16 | 2012-03-16 | PHJACOLPA
0190-010-895 | 62869 | 0190-MLK-PRO-WSF-COMMON | PM03 | 307 | 1WK CDM Checklist Check (PLLlamos) | Milks Workshop Facility Common | B | 0190E005 | 2015-03-16 | 2012-03-16 | PHJACOLPA
0190-010-895 | 62869 | 0190-MLK-PRO-WSF-COMMON | PM03 | 307 | 1WK CDM Checklist Check (AAOco) | Milks Workshop Facility Common | B | 0190E005 | 2015-03-16 | 2012-03-16 | PHJACOLPA
0190-010-895 | 62869 | 0190-MLK-PRO-WSF-COMMON | PM03 | 307 | 1WK CDM Checklist Check (ECBasal) | Milks Workshop Facility Common | B | 0190E005 | 2015-03-16 | 2013-02-05 | PHJACOLPA
0190-010-895 | 62869 | 0190-MLK-PRO-WSF-COMMON | PM03 | 307 | 1WK CDM Checklist Check (FIAbastas) | Milks Workshop Facility Common | B | 0190E005 | 2015-03-16 | 2013-02-05 | PHJACOLPA
0190-010-894 | 63682 | 0190-MLK-PRO-EGC-EGRTWR01 | PM03 | 307 | 8WKS ESS Pneu Actuator & Sol. Valve Chec | Egron C Tower | A | 0190E006 | 2017-11-02 | 2012-01-05 | PHBASALEN
0190-010-893 | 63682 | 0190-MLK-PRO-EGC-ACOBED01 | PM03 | 307 | 8WKS ESS Pneu Actuator & Sol. Valve Chec | Egron C After Cooler Bed | A | 0190E006 | 2017-11-02 | 2012-01-05 | PHBASALEN
0190-010-893 | 63682 | 0190-MLK-PRO-EGC-ADRBED01 | PM03 | 307 | 8WKS ESS Pneu Actuator & Sol. Valve Chec | Egron C After Dryer Bed | B | 0190E006 | 2017-11-02 | 2012-01-05 | PHBASALEN
0190-010-892 | 63682 | 0190-MLK-PRO-EGB-EGRTWR01 | PM03 | 307 | 8WKS ESS Pneu Actuator & Sol. Valve Chec | Egron B Tower | A | 0190E006 | 2017-11-02 | 2012-01-05 | PHBASALEN
0190-010-891 | 63682 | 0190-MLK-PRO-EGB-ACOBED01 | PM03 | 307 | 8WKS ESS Pneu Actuator & Sol. Valve Chec | Egron B After Cooler Bed | A | 0190E006 | 2017-11-02 | 2012-01-05 | PHBASALEN
0190-010-891 | 63682 | 0190-MLK-PRO-EGB-ADRBED01 | PM03 | 307 | 8WKS ESS Pneu Actuator & Sol. Valve Chec | Egron B After Dryer Bed | A | 0190E006 | 2017-11-02 | 2012-01-05 | PHBASALEN
0190-010-890 | 61783 | 0190-MLK-PRO-CAS-AIRTNK01 | PM03 | 305 | 26W Replacement of Line Filters | Compressed Air Tank | C | 0190E010 | 2021-01-13 | 2012-01-03 | PHILAGANAN
0190-010-89 | 36411 | 0190-MLK-PRO-CMN-AHU07 | PM03 | 301 | 52WKS I/P Converter Cal (TCV 03.07) | AHU 4-Star CTS Malto Tipping Tech Room | C | 0190E006 | 2021-03-09 | 2013-12-27 | PHBASALEN
0190-010-89 | 36411 | 0190-MLK-PRO-CMN-AHU09 | PM03 | 301 | 52WKS I/P Converter Cal (TCV 01.10) | AHU 3-Star CTS MSK B&C Dry Tech Room | B | 0190E006 | 2021-03-09 | 2013-12-27 | PHBASALEN
0190-010-89 | 36411 | 0190-MLK-PRO-CMN-AHU09 | PM03 | 301 | 52WKS I/P Converter Cal (TCV 03 CCRV) | AHU 3-Star CTS MSK B&C Dry Tech Room | B | 0190E006 | 2021-03-09 | 2014-09-04 | PHBASALEN
0190-010-89 | 36411 | 0190-MLK-PRO-CMN-AHU10 | PM03 | 301 | 52WKS I/P Converter Cal (TCV 02.18) | AHU 3-Star CTS MSK B&C Wet Tech Room | B | 0190E006 | 2021-03-09 | 2013-12-27 | PHBASALEN
0190-010-89 | 36411 | 0190-MLK-PRO-CMN-AHU10 | PM03 | 301 | 52WKS I/P Converter Cal (TCV 02.05) | AHU 3-Star CTS MSK B&C Wet Tech Room | B | 0190E006 | 2021-03-09 | 2014-09-04 | PHBASALEN
0190-010-89 | 36411 | 0190-MLK-PRO-EGC-DHUMID03 | PM03 | 301 | 52WKS IP Converter Cal (1D6-TCV-07.20C) | Egron C Dehumidifier No 3 | A | 0190E006 | 2021-03-09 | 2013-12-27 | PHBASALEN
0190-010-89 | 36411 | 0190-MLK-PRO-OHF-HOTTNK01 | PM03 | 301 | 52WKS I/P Converter Cal (1D2-TCV-13.03) | OH Hot Water Tank A Oil Line Heater | B | 0190E006 | 2021-03-09 | 2013-12-27 | PHBASALEN
0190-010-889 | 60739 | 0190-MLK-PRO-EGC-LHPSYS02 | PM03 | 305 | 13WKS Quick Connect Servicing -01 | SNF C LHPN No. 1 | A | 0190E005 | 2021-05-14 | 2011-11-30 | PHBASALEN
0190-010-889 | 60739 | 0190-MLK-PRO-EGC-LHPSYS03 | PM03 | 305 | 13WKS Quick Connect Servicing -02 | SNF C LHPN No. 2 | A | 0190E005 | 2021-05-14 | 2011-11-30 | PHBASALEN
0190-010-889 | 60739 | 0190-MLK-PRO-EGC-LHPSYS05 | PM03 | 305 | 13WKS Quick Connect Servicing -01 | 3L C LHPN No. 1 | A | 0190E005 | 2021-05-14 | 2011-11-30 | PHBASALEN
0190-010-889 | 60739 | 0190-MLK-PRO-EGC-LHPSYS06 | PM03 | 305 | 13WKS Quick Connect Servicing -02 | 3L C LHPN No. 2 | A | 0190E005 | 2021-05-14 | 2011-11-30 | PHBASALEN
0190-010-888 | 60739 | 0190-MLK-PRO-EGB-LHPSYS02 | PM03 | 305 | 13WKS Quick Connect Servicing -01 | SNF B LHPN No. 1 | A | 0190E005 | 2021-03-19 | 2011-11-30 | PHILAGANAN
0190-010-888 | 60739 | 0190-MLK-PRO-EGB-LHPSYS03 | PM03 | 305 | 13WKS Quick Connect Servicing -02 | SNF B LHPN No. 2 | A | 0190E005 | 2021-03-19 | 2011-11-30 | PHILAGANAN
0190-010-888 | 60739 | 0190-MLK-PRO-EGB-LHPSYS05 | PM03 | 305 | 13WKS Quick Connect Servicing -01 | 3L B LHPN No. 1 | A | 0190E005 | 2021-03-19 | 2011-11-30 | PHILAGANAN
0190-010-888 | 60739 | 0190-MLK-PRO-EGB-LHPSYS06 | PM03 | 305 | 13WKS Quick Connect Servicing -02 | 3L B LHPN No. 2 | A | 0190E005 | 2021-03-19 | 2011-11-30 | PHILAGANAN
0190-010-887 | 403934 | 0190-MLK-PRO-WSF-COMMON | PM03 | 307 | 1MON Tools Clean and Invent (NGFermano) | Milks Workshop Facility Common | B | 0190E006 | 2015-03-16 | 2011-11-23 | PHJACOLPA
0190-010-887 | 403934 | 0190-MLK-PRO-WSF-COMMON | PM03 | 307 | 1MON Tools Clean and Invent (MGTaban) | Milks Workshop Facility Common | B | 0190E006 | 2015-03-16 | 2013-05-24 | PHJACOLPA
0190-010-887 | 403934 | 0190-MLK-PRO-WSF-COMMON | PM03 | 307 | 1MON Tools Clean and Invent (AGSuazo) | Milks Workshop Facility Common | B | 0190E006 | 2015-03-16 | 2013-05-24 | PHJACOLPA
0190-010-887 | 403934 | 0190-MLK-PRO-WSF-COMMON | PM03 | 307 | 1MON Tools Clean and Invent (LCPenera) | Milks Workshop Facility Common | B | 0190E006 | 2015-03-16 | 2013-05-24 | PHJACOLPA
0190-010-887 | 403934 | 0190-MLK-PRO-WSF-COMMON | PM03 | 307 | 1MON Tools Clean and Invent (EDAgapay) | Milks Workshop Facility Common | B | 0190E006 | 2015-03-16 | 2013-05-24 | PHJACOLPA
0190-010-887 | 403934 | 0190-MLK-PRO-WSF-COMMON | PM03 | 307 | 1MON Tools Clean and Invent (EBTomaroy) | Milks Workshop Facility Common | B | 0190E006 | 2015-03-16 | 2013-05-24 | PHJACOLPA
0190-010-887 | 403934 | 0190-MLK-PRO-WSF-COMMON | PM03 | 307 | 1MON Tools Clean and Invent (RPGales) | Milks Workshop Facility Common | B | 0190E006 | 2015-03-16 | 2013-05-24 | PHJACOLPA
0190-010-887 | 403934 | 0190-MLK-PRO-WSF-COMMON | PM03 | 307 | 1MON Tools Clean and Invent (RQuileste) | Milks Workshop Facility Common | B | 0190E006 | 2015-03-16 | 2013-05-24 | PHJACOLPA
0190-010-887 | 403934 | 0190-MLK-PRO-WSF-COMMON | PM03 | 307 | 1MON Tools Clean and Invent (SAAlbao) | Milks Workshop Facility Common | B | 0190E006 | 2015-03-16 | 2013-05-24 | PHJACOLPA
0190-010-887 | 403934 | 0190-MLK-PRO-WSF-COMMON | PM03 | 307 | 1MON Tools Clean and Invent (RBehiga) | Milks Workshop Facility Common | B | 0190E006 | 2015-03-16 | 2013-05-24 | PHJACOLPA
0190-010-886 | 423414 | 0190-MLK-PRO-EGB-POWSIF01 | PM03 | 305 | 52WKS Sifter Screen Replacement Egron | Egron B Vibra Powder Sifter | A | 0190E020 | 2021-03-19 | 2011-11-15 | PHILAGANAN
0190-010-886 | 423414 | 0190-MLK-PRO-EGC-POWSIF01 | PM03 | 305 | 52WKS Sifter Screen Replacement Egron | Egron C Powder Sifter | A | 0190E020 | 2021-03-19 | 2011-11-15 | PHILAGANAN
0190-010-885 | 423413 | 0190-MLK-PRO-TPB-3LSNVS01 | PM03 | 305 | 40WKS Sifter Screen Replacement 3L/SNF | 3L/SNF Tipping Vibra Sifter B | A | 0190E020 | 2021-03-19 | 2011-11-15 | PHILAGANAN
0190-010-885 | 423413 | 0190-MLK-PRO-TPC-3LSNVS01 | PM03 | 305 | 40WKS Sifter Screen Replacement 3L/SNF | 3L/SNF Tipping Vibra Sifter C | A | 0190E020 | 2021-03-19 | 2011-11-15 | PHILAGANAN
0190-010-884 | 60571 | 0190-MLK-PRO-CMC-VROSVE01 | PM03 | 305 | 26WKS Sifter Screen Replacement C | CTS MSK Tipping C Vibra Sifter | B | 0190E020 | 2020-09-18 | 2011-11-15 | PHBASALEN
0190-010-884 | 60571 | 0190-MLK-PRO-EGC-POWSIF01 | PM03 | 305 | 26WKS Sifter Screen Replacement C | Egron C Powder Sifter | A | 0190E020 | 2020-09-18 | 2011-11-15 | PHBASALEN
0190-010-884 | 60571 | 0190-MLK-PRO-TMC-VROSVE01 | PM03 | 305 | 26WKS Sifter Screen Replacement | CTS Malto Tipping C Vibra Sifter | B | 0190E005 | 2020-09-18 | 2016-02-11 | PHBASALEN
0190-010-883 | 60571 | 0190-MLK-PRO-CMB-VROSVE01 | PM03 | 307 | 13WKS Sifter Screen Cleaning/Inspection | CTS MSK Tipping B Vibra Sifter | B | 0190E020 | 2020-09-18 | 2011-11-15 | PHBASALEN
0190-010-883 | 60571 | 0190-MLK-PRO-TMB-VROSVE01 | PM03 | 307 | 13WKS Sifter Screen Cleaning/Inspection | CTS Malto Tipping B Vibra Sifter | B | 0190E020 | 2020-09-18 | 2011-11-15 | PHBASALEN
0190-010-882 | 52274 | 0190-MLK-PRO-EGB-LWPNL01 | PM03 | 307 | 13WKS PLC based Control System Check-up | MCC Panel Loss-In-Weight Egron B | A | 0190E006 | 2017-02-18 | 2011-11-07 | PHBASALEN
0190-010-882 | 52274 | 0190-MLK-PRO-EGC-MCCPNL02 | PM03 | 307 | 13WKS PLC based Control System Check-up | MCC Panel Loss-In-Weight Egron C | A | 0190E006 | 2017-02-18 | 2012-11-28 | PHBASALEN
0190-010-881 | 52274 | 0190-MLK-PRO-EGB-ETRPLC01 | PM03 | 307 | 3MON PLC based Control System Check-up | Egron B ETR PLC Panel | A | 0190E006 | 2012-07-19 | 2011-11-07 | PHJACOLPA
0190-010-880 | 52274 | 0190-MLK-PRO-EGB-NUCPNL01 | PM03 | 307 | 13WKS PLC based Control System Check-up | PLC Control Panel Nucon Direct Filling B | A | 0190E006 | 2017-02-18 | 2011-11-07 | PHBASALEN
0190-010-88 | 36409 | 0190-MLK-PRO-WPB-PHEXGR01 | PM03 | 301 | 52WKS Press Trans Cal (1B2-PIT-14.62/01) | SNF Plate Heat Exhanger B1 | C | 0190E006 | 2020-09-18 | 2013-12-24 | PHBASALEN
0190-010-88 | 36409 | 0190-MLK-PRO-WPB-PHEXGR02 | PM03 | 301 | 52WKS Press Trans Cal (1B2-PIT-14.62/02) | SNF Plate Heat Exhanger B2 | C | 0190E006 | 2020-09-18 | 2013-12-24 | PHBASALEN
0190-010-88 | 36409 | 0190-MLK-PRO-WPC-PHEXGR01 | PM03 | 301 | 52WKS Press Trans Cal (1C2-PIT-14.57/01) | SNF Plate Heat Exhanger C1 | C | 0190E006 | 2020-09-18 | 2013-12-24 | PHBASALEN
0190-010-88 | 36409 | 0190-MLK-PRO-WPC-PHEXGR02 | PM03 | 301 | 52WKS Press Trans Cal (1C2-PIT-14.57/02) | SNF Plate Heat Exhanger C2 | C | 0190E006 | 2020-09-18 | 2013-12-24 | PHBASALEN
0190-010-879 | 52274 | 0190-MLK-PRO-SMB-PLCPNL01 | PM03 | 307 | 13WKS PLC based Control System Check-up | Egron Malto Dosing B PLC Panel | A | 0190E006 | 2017-02-18 | 2011-11-07 | PHBASALEN
0190-010-878 | 52274 | 0190-MLK-PRO-DSC-LIQPNL01 | PM03 | 307 | 3MON PLC based Control System Check-up | MCC Panel Liquiverter C | A | 0190E006 | 2012-07-19 | 2011-11-07 | PHJACOLPA
0190-010-877 | 52274 | 0190-MLK-PRO-DSB-LIQPNL01 | PM03 | 307 | 3MON PLC based Control System Check-up | MCC Panel Liquiverter B | A | 0190E006 | 2012-07-19 | 2011-11-07 | PHJACOLPA
0190-010-876 | 52274 | 0190-MLK-PRO-CMC-PLCPNL01 | PM03 | 307 | 13WKS PLC based Control System Check-up | CTS MSK Tipping C PLC Panel | B | 0190E006 | 2017-02-18 | 2011-11-07 | PHBASALEN
0190-010-876 | 52274 | 0190-MLK-PRO-TMC-PLCPNL01 | PM03 | 307 | 13WKS PLC based Control System Check-up | CTS Malto Tipping C PLC Panel | B | 0190E006 | 2017-02-18 | 2011-11-07 | PHBASALEN
0190-010-875 | 52274 | 0190-MLK-PRO-CMB-PLCPNL01 | PM03 | 307 | 13WKS PLC based Control System Check-up | CTS MSK Tipping B PLC Panel | B | 0190E006 | 2017-02-18 | 2011-11-07 | PHBASALEN
0190-010-875 | 52274 | 0190-MLK-PRO-TMB-PLCPNL01 | PM03 | 307 | 13WKS PLC based Control System Check-up | CTS Malto Tipping B PLC Panel | B | 0190E006 | 2017-02-18 | 2011-11-07 | PHBASALEN
0190-010-874 | 60074 | 0190-MLK-PRO-EGB-ATXSUPSS01 | PM03 | 307 | 6M Comprehensive Maintenance of Explosio | ATEX Suppression Bottle Safety System B | A | 0190E006 | 2014-08-01 | 2011-10-19 | PHJACOLPA
0190-010-874 | 60074 | 0190-MLK-PRO-EGC-XSUPSS01 | PM03 | 307 | 6M Comprehensive Maintenance of Explosio | ATEX Suppression Bottle Safety System C | A | 0190E006 | 2014-08-01 | 2011-10-19 | PHJACOLPA
0190-010-873 | 59869 | 0190-MLK-PRO-EGC-BLWBCK01 | PM03 | 307 | 13WKS Inlet Filter Cleaning/Inspection | Egron C Blowback Blower No 1 | A | 0190E020 | 2018-03-06 | 2011-10-11 | PHBASALEN
0190-010-873 | 59869 | 0190-MLK-PRO-EGC-BLWBCK02 | PM03 | 307 | 13WKS Inlet Filter Cleaning/Inspection | Egron C Blowback Blower No 2 | A | 0190E005 | 2018-03-06 | 2011-10-11 | PHBASALEN
0190-010-873 | 59869 | 0190-MLK-PRO-EGC-MSKBLW03 | PM03 | 307 | 13WKS Inlet Filter Cleaning/Inspection | Egron C MSK Dosing Blower No. 1 | A | 0190E020 | 2018-03-06 | 2011-10-11 | PHBASALEN
0190-010-873 | 59869 | 0190-MLK-PRO-EGC-MSKBLW04 | PM03 | 307 | 13WKS Inlet Filter Cleaning/Inspection | Egron C MSK Dosing Blower No. 2 | A | 0190E020 | 2018-03-06 | 2011-10-11 | PHBASALEN
0190-010-873 | 59869 | 0190-MLK-PRO-SMC-AIRBLW01 | PM03 | 307 | 13WKS Inlet Filter Cleaning/Inspection | Egron Malto Dosing C Air Blower | B | 0190E020 | 2018-03-06 | 2011-10-11 | PHBASALEN
0190-010-872 | 59869 | 0190-MLK-PRO-EGB-BLWBCK01 | PM03 | 307 | 13WKS Inlet Filter Cleaning/Inspection | Egron B Blowback Blower No 1 | A | 0190E020 | 2020-09-18 | 2011-10-11 | PHBASALEN
0190-010-872 | 59869 | 0190-MLK-PRO-EGB-BLWBCK02 | PM03 | 307 | 13WKS Inlet Filter Cleaning/Inspection | Egron B Blowback Blower No 2 | A | 0190E020 | 2020-09-18 | 2011-10-11 | PHBASALEN
0190-010-872 | 59869 | 0190-MLK-PRO-EGB-MSKBLW03 | PM03 | 307 | 13WKS Inlet Filter Cleaning/Inspection | Egron B MSK Dosing Blower No. 1 | A | 0190E020 | 2020-09-18 | 2011-10-11 | PHBASALEN
0190-010-872 | 59869 | 0190-MLK-PRO-EGB-MSKBLW04 | PM03 | 307 | 13WKS Inlet Filter Cleaning/Inspection | Egron B MSK Dosing Blower No. 2 | A | 0190E020 | 2020-09-18 | 2011-10-11 | PHBASALEN
0190-010-872 | 59869 | 0190-MLK-PRO-SMB-AIRBLW01 | PM03 | 307 | 13WKS Inlet Filter Cleaning/Inspection | Egron Malto Dosing B Air Blower | B | 0190E020 | 2020-09-18 | 2011-10-11 | PHBASALEN
0190-010-871 | 422796 | 0190-MLK-PRO-CMB-AIRBLW01 | PM03 | 305 | 52WKS Inlet Filter Replacement CTS | CTS MSK Tipping B Air Blower | B | 0190E020 | 2021-03-19 | 2011-10-11 | PHILAGANAN
0190-010-871 | 422796 | 0190-MLK-PRO-CMC-AIRBLW01 | PM03 | 305 | 52WKS Inlet Filter Replacement CTS | CTS MSK Tipping C Air Blower | C | 0190E020 | 2021-03-19 | 2011-10-11 | PHILAGANAN
0190-010-871 | 422796 | 0190-MLK-PRO-TMB-AIRBLW01 | PM03 | 305 | 52WKS Inlet Filter Replacement CTS | CTS Malto Tipping B Air Blower | B | 0190E020 | 2021-03-19 | 2011-10-11 | PHILAGANAN
0190-010-871 | 422796 | 0190-MLK-PRO-TMC-AIRBLW01 | PM03 | 305 | 52WKS Inlet Filter Replacement CTS | CTS Malto Tipping C Air Blower | B | 0190E020 | 2021-03-19 | 2011-10-11 | PHILAGANAN
0190-010-870 | 59868 | 0190-MLK-PRO-EGB-CODSYS01 | PM03 | 305 | 52WKS CO Detection System Servicing B | Egron B CO Safety System ATEX | A | 0190E006 | 2021-02-17 | 2011-10-11 | PHBASALEN
0190-010-870 | 59868 | 0190-MLK-PRO-EGC-CODSYS01 | PM03 | 305 | 52WKS CO Detection System Servicing C | Egron C CO Safety System ATEX | A | 0190E006 | 2021-02-17 | 2011-10-11 | PHBASALEN
0190-010-87 | 36409 | 0190-MLK-PRO-CMN-AHU09 | PM03 | 301 | 52WKS Pressure Switch Cal (DPSH 01/1828) | AHU 3-Star CTS MSK B&C Dry Tech Room | B | 0190E006 | 2021-03-09 | 2013-12-24 | PHBASALEN
0190-010-87 | 36409 | 0190-MLK-PRO-CMN-AHU09 | PM03 | 301 | 52WKS Press Switch Cal (1D7_PSL-02/1828) | AHU 3-Star CTS MSK B&C Dry Tech Room | B | 0190E006 | 2021-03-09 | 2013-12-24 | PHBASALEN
0190-010-87 | 36409 | 0190-MLK-PRO-CMN-AHU09 | PM03 | 301 | 52WKS Press Switch Cal (PSL 02-1847) | AHU 3-Star CTS MSK B&C Dry Tech Room | B | 0190E006 | 2021-03-09 | 2014-09-04 | PHBASALEN
0190-010-87 | 36409 | 0190-MLK-PRO-CMN-AHU10 | PM03 | 301 | 52WK Press Switch Cal (1D7-DPSH-01/1890) | AHU 3-Star CTS MSK B&C Wet Tech Room | B | 0190E006 | 2021-03-09 | 2013-12-24 | PHBASALEN
0190-010-87 | 36409 | 0190-MLK-PRO-TMB-AIRBLW01 | PM03 | 301 | 52WKS Pressure Trans Cal (PIT 98018) | CTS Malto Tipping B Air Blower | B | 0190E006 | 2021-03-09 | 2013-12-24 | PHBASALEN
0190-010-87 | 36409 | 0190-MLK-PRO-TMC-AIRBLW01 | PM03 | 301 | 52WKS Pressure Trans Cal (1D7_PIT-98019) | CTS Malto Tipping C Air Blower | B | 0190E006 | 2021-03-09 | 2013-12-24 | PHBASALEN
0190-010-869 | 59867 | 0190-MLK-PRO-EGB-ATXSUPSS01 | PM03 | 305 | 52WKS Atex Suppression System Servicing | ATEX Suppression Bottle Safety System B | A | 0190E006 | 2019-10-10 | 2017-11-08 | PHBASALEN
0190-010-868 | 59865 | 0190-MLK-PRO-EGC-EGRTWR01 | PM03 | 307 | 4WKS Pulling Rope Inspectiont C | Egron C Tower | A | 0190E005 | 2018-04-06 | 2011-10-11 | PHBASALEN
0190-010-867 | 59865 | 0190-MLK-PRO-EGB-EGRTWR01 | PM03 | 307 | 4WKS Pulling Rope Inspection B | Egron B Tower | A | 0190E005 | 2018-04-06 | 2011-10-11 | PHBASALEN
0190-010-866 | 29636 | 0190-MLK-PRO-EGC-ACOFAN01 | PM03 | 307 | 52WKS Motor Inspection | Aftercooler Forced Fan 1C | A | 0190E006 | 2021-03-19 | 2012-12-05 | PHILAGANAN
0190-010-866 | 29636 | 0190-MLK-PRO-EGC-ACOFAN02 | PM03 | 307 | 52WKS Motor Inspection | Aftercooler Forced Fan 2C | A | 0190E006 | 2021-03-19 | 2012-12-05 | PHILAGANAN
0190-010-866 | 29636 | 0190-MLK-PRO-EGC-ADRFAN01 | PM03 | 307 | 52WKS Motor Inspection | Afterdrier Forced Fan 1C | A | 0190E006 | 2021-03-19 | 2012-12-05 | PHILAGANAN
0190-010-866 | 29636 | 0190-MLK-PRO-EGC-BLWBCK01 | PM03 | 307 | 52WKS Motor Inspection | Egron C Blowback Blower No 1 | A | 0190E006 | 2021-03-19 | 2012-12-05 | PHILAGANAN
0190-010-866 | 29636 | 0190-MLK-PRO-EGC-BLWBCK02 | PM03 | 307 | 52WKS Motor Inspection | Egron C Blowback Blower No 2 | A | 0190E006 | 2021-03-19 | 2012-12-05 | PHILAGANAN
0190-010-866 | 29636 | 0190-MLK-PRO-EGC-EXHFAN03 | PM03 | 307 | 52WKS Motor Inspection | Egron C Ad Ac Exhaust Fan | A | 0190E006 | 2021-03-19 | 2012-12-05 | PHILAGANAN
0190-010-866 | 29636 | 0190-MLK-PRO-EGC-IRODOS01 | PM03 | 307 | 52WKS Motor Inspection | Iron Dosing Hopper Homo/Screwfeeder C | A | 0190E006 | 2021-03-19 | 2012-12-05 | PHILAGANAN
0190-010-866 | 29636 | 0190-MLK-PRO-EGC-IRODOS02 | PM03 | 307 | 52WKS Motor Inspection | Iron Dosing LIW Homo/Screwfeeder C | A | 0190E006 | 2021-03-19 | 2012-12-05 | PHILAGANAN
0190-010-866 | 29636 | 0190-MLK-PRO-EGC-LECPMP01 | PM03 | 307 | 52WKS Motor Inspection | Egron C Lecithin Pump 1 | A | 0190E006 | 2021-03-19 | 2012-12-05 | PHILAGANAN
0190-010-866 | 29636 | 0190-MLK-PRO-EGC-LECPMP02 | PM03 | 307 | 52WKS Motor Inspection | Egron C Lecithin Pump 2 | A | 0190E006 | 2021-03-19 | 2012-12-05 | PHILAGANAN
0190-010-866 | 29636 | 0190-MLK-PRO-EGC-MSKBLW03 | PM03 | 307 | 52WKS Motor Inspection | Egron C MSK Dosing Blower No. 1 | A | 0190E006 | 2021-03-19 | 2012-12-05 | PHILAGANAN
0190-010-866 | 29636 | 0190-MLK-PRO-EGC-MSKBLW04 | PM03 | 307 | 52WKS Motor Inspection | Egron C MSK Dosing Blower No. 2 | A | 0190E006 | 2021-03-19 | 2012-12-05 | PHILAGANAN
0190-010-866 | 29636 | 0190-MLK-PRO-EGC-MSKSTV01 | PM03 | 307 | 52WKS Motor Inspection | Egron C MSK Dosing Starvalve 1 | A | 0190E006 | 2021-03-19 | 2011-10-04 | PHILAGANAN
0190-010-866 | 29636 | 0190-MLK-PRO-EGC-MSKSTV02 | PM03 | 307 | 52WKS Motor Inspection | Egron C MSK Dosing Starvalve 2 | A | 0190E006 | 2021-03-19 | 2011-10-04 | PHILAGANAN
0190-010-866 | 29636 | 0190-MLK-PRO-EGC-MULSVA01 | PM03 | 307 | 52WKS Motor Inspection | Egron C Multiclone Star Valve 1 | A | 0190E006 | 2021-03-19 | 2011-10-04 | PHILAGANAN
0190-010-866 | 29636 | 0190-MLK-PRO-EGC-MULSVA02 | PM03 | 307 | 52WKS Motor Inspection | Egron C Multiclone Star Valve 2 | A | 0190E006 | 2021-03-19 | 2011-10-04 | PHILAGANAN
0190-010-866 | 29636 | 0190-MLK-PRO-EGC-SCWCVY01 | PM03 | 307 | 52WKS Motor Inspection | Egron C MSK Dosing 1 Homo/Screwfeeder | A | 0190E006 | 2021-03-19 | 2012-12-05 | PHILAGANAN
0190-010-866 | 29636 | 0190-MLK-PRO-EGC-SCWCVY02 | PM03 | 307 | 52WKS Motor Inspection | Egron C MSK Dosing 2 Homo/Screwfeeder | A | 0190E006 | 2021-03-19 | 2012-12-05 | PHILAGANAN
0190-010-865 | 29636 | 0190-MLK-PRO-EGB-ACOFAN01 | PM03 | 307 | 52WKS Motor Inspection | Aftercooler Forced Fan 1B | A | 0190E006 | 2021-03-19 | 2012-12-05 | PHILAGANAN
0190-010-865 | 29636 | 0190-MLK-PRO-EGB-ACOFAN02 | PM03 | 307 | 52WKS Motor Inspection | Aftercooler Forced Fan 2B | A | 0190E006 | 2021-03-19 | 2012-12-05 | PHILAGANAN
0190-010-865 | 29636 | 0190-MLK-PRO-EGB-ADRFAN01 | PM03 | 307 | 52WKS Motor Inspection | Afterdrier Forced Fan 1B | A | 0190E006 | 2021-03-19 | 2012-12-05 | PHILAGANAN
0190-010-865 | 29636 | 0190-MLK-PRO-EGB-BLWBCK01 | PM03 | 307 | 52WKS Motor Inspection | Egron B Blowback Blower No 1 | A | 0190E006 | 2021-03-19 | 2012-12-05 | PHILAGANAN
0190-010-865 | 29636 | 0190-MLK-PRO-EGB-BLWBCK02 | PM03 | 307 | 52WKS Motor Inspection | Egron B Blowback Blower No 2 | A | 0190E006 | 2021-03-19 | 2012-12-05 | PHILAGANAN
0190-010-865 | 29636 | 0190-MLK-PRO-EGB-EXHFAN03 | PM03 | 307 | 52WKS Motor Inspection | Egron B AD/AC Fine Separator Exh Fan | A | 0190E006 | 2021-03-19 | 2012-12-05 | PHILAGANAN
0190-010-865 | 29636 | 0190-MLK-PRO-EGB-IRODOS01 | PM03 | 307 | 52WKS Motor Inspection | Iron Dosing Hopper Homo/Screwfeeder B | A | 0190E006 | 2021-03-19 | 2012-12-05 | PHILAGANAN
0190-010-865 | 29636 | 0190-MLK-PRO-EGB-IRODOS02 | PM03 | 307 | 52WKS Motor Inspection | Iron Dosing LIW Homo/Screwfeeder B | A | 0190E006 | 2021-03-19 | 2012-12-05 | PHILAGANAN
0190-010-865 | 29636 | 0190-MLK-PRO-EGB-LECPMP01 | PM03 | 307 | 52WKS Motor Inspection | Egron B Lecithin Pump No. 1 | A | 0190E006 | 2021-03-19 | 2012-12-05 | PHILAGANAN
0190-010-865 | 29636 | 0190-MLK-PRO-EGB-LECPMP02 | PM03 | 307 | 52WKS Motor Inspection | Egron B Lecithin Pump No. 2 | A | 0190E006 | 2021-03-19 | 2012-12-05 | PHILAGANAN
0190-010-865 | 29636 | 0190-MLK-PRO-EGB-MSKBLW03 | PM03 | 307 | 52WKS Motor Inspection | Egron B MSK Dosing Blower No. 1 | A | 0190E006 | 2021-03-19 | 2012-12-05 | PHILAGANAN
0190-010-865 | 29636 | 0190-MLK-PRO-EGB-MSKBLW04 | PM03 | 307 | 52WKS Motor Inspection | Egron B MSK Dosing Blower No. 2 | A | 0190E006 | 2021-03-19 | 2012-12-05 | PHILAGANAN
0190-010-865 | 29636 | 0190-MLK-PRO-EGB-MSKSTV01 | PM03 | 307 | 52WKS Motor Inspection | Egron B MSK Dosing Starvalve 1 | A | 0190E006 | 2021-03-19 | 2011-10-04 | PHILAGANAN
0190-010-865 | 29636 | 0190-MLK-PRO-EGB-MSKSTV02 | PM03 | 307 | 52WKS Motor Inspection | Egron B MSK Dosing Starvalve 2 | A | 0190E006 | 2021-03-19 | 2011-10-04 | PHILAGANAN
0190-010-865 | 29636 | 0190-MLK-PRO-EGB-MULSVA01 | PM03 | 307 | 52WKS Motor Inspection | Egron B Multiclone Star Valve 1 | A | 0190E006 | 2021-03-19 | 2011-10-04 | PHILAGANAN
0190-010-865 | 29636 | 0190-MLK-PRO-EGB-MULSVA02 | PM03 | 307 | 52WKS Motor Inspection | Egron B Multiclone Star Valve 2 | A | 0190E006 | 2021-03-19 | 2011-10-04 | PHILAGANAN
0190-010-865 | 29636 | 0190-MLK-PRO-EGB-SCWCVY01 | PM03 | 307 | 52WKS Motor Inspection | Egron B MSK Dosing 1 Homo/Screwfeeder | A | 0190E006 | 2021-03-19 | 2012-12-05 | PHILAGANAN
0190-010-865 | 29636 | 0190-MLK-PRO-EGB-SCWCVY02 | PM03 | 307 | 52WKS Motor Inspection | Egron B MSK Dosing 2 Homo/Screwfeeder | A | 0190E006 | 2021-03-19 | 2012-12-05 | PHILAGANAN
0190-010-864 | 59349 | 0190-MLK-PRO-EGC-TTBWGH02 | PM03 | 305 | 2Y Planned Maintenance-Planned Service/O | Egron C Totebin Weighing scale2 | B | 0190E006 | 2015-04-07 | 2011-08-31 | PHJACOLPA
0190-010-863 | 59349 | 0190-MLK-PRO-EGC-TTBWGH01 | PM03 | 305 | 2Y Planned Maintenance-Planned Service/O | Egron C Totebin Weighing scale1 | C | 0190E006 | 2015-04-07 | 2011-08-31 | PHJACOLPA
0190-010-862 | 59349 | 0190-MLK-PRO-EGB-TTBWGH02 | PM03 | 305 | 2Y Planned Maintenance-Planned Service/O | Egron B Totebin Weighing scale2 | B | 0190E006 | 2015-04-07 | 2011-08-31 | PHJACOLPA
0190-010-861 | 59349 | 0190-MLK-PRO-EGB-TTBWGH01 | PM03 | 305 | 2Y Planned Maintenance-Planned Service/O | Egron B Totebin Weighing scale1 | B | 0190E006 | 2015-04-07 | 2011-08-31 | PHJACOLPA
0190-010-860 | 59346 | 0190-MLK-PRO-EGC-COMMON | PM03 | 305 | 2Y Planned Maintenance-Planned Service/R | Milks Egron C Facilities | C | 0190E005 | 2015-04-07 | 2011-08-31 | PHJACOLPA
0190-010-86 | 36410 | 0190-MLK-PRO-EGB-COMMON | PM03 | 301 | 52WKS %RH Trans Cal (1B3-AIT-13.03) | Milks Egron B Facilities | C | 0190E006 | 2020-09-18 | 2013-12-24 | PHBASALEN
0190-010-859 | 59345 | 0190-MLK-PRO-EGC-COMMON | PM03 | 305 | 5Y Planned Maintenance-Planned Service/O | Milks Egron C Facilities | C | 0190E005 | 2015-04-07 | 2011-08-31 | PHJACOLPA
0190-010-858 | 59346 | 0190-MLK-PRO-EGB-COMMON | PM03 | 305 | 2Y Planned Maintenance-Planned Service/R | Milks Egron B Facilities | C | 0190E005 | 2015-04-07 | 2011-08-31 | PHJACOLPA
0190-010-857 | 59345 | 0190-MLK-PRO-EGB-COMMON | PM03 | 305 | 5Y Planned Maintenance-Planned Service/O | Milks Egron B Facilities | C | 0190E005 | 2015-04-07 | 2011-08-31 | PHJACOLPA
0190-010-856 | 59344 | 0190-MLK-PRO-CMN-PROCMN01 | PM03 | 305 | 5Y Planned Maintenance-Planned Service/C | Milks Process Facilities | C | 0190E005 | 2015-04-07 | 2011-08-31 | PHJACOLPA
0190-010-855 | 59343 | 0190-MLK-PRO-CMN-PROCMN01 | PM03 | 305 | 2Y Planned Maintenance-Planned Service/O | Milks Process Facilities | C | 0190E005 | 2015-04-07 | 2011-08-31 | PHJACOLPA
0190-010-854 | 59342 | 0190-MLK-PRO-CMN-PROCMN01 | PM03 | 305 | 2Y Planned Maintenance-Planned Service/O | Milks Process Facilities | C | 0190E005 | 2015-04-07 | 2011-08-31 | PHJACOLPA
0190-010-853 | 59341 | 0190-MLK-PRO-CMN-PROCMN01 | PM03 | 305 | 2Y Planned Maintenance-Planned Service/O | Milks Process Facilities | C | 0190E005 | 2015-04-07 | 2011-08-31 | PHJACOLPA
0190-010-852 | 59340 | 0190-MLK-PRO-CMN-PROCMN01 | PM03 | 305 | 5Y Planned Maintenance-Planned Service/W | Milks Process Facilities | C | 0190E005 | 2015-04-07 | 2011-08-31 | PHJACOLPA
0190-010-851 | 59339 | 0190-MLK-PRO-CMN-PROCMN01 | PM03 | 305 | 5Y Planned Maintenance-Planned Service/O | Milks Process Facilities | C | 0190E005 | 2015-04-07 | 2011-08-31 | PHJACOLPA
0190-010-850 | 67547 | 0190-MLK-PRO-CAS-AIRCMP01 | PM03 | 307 | 4WKS Servicing of Compressor C1 | Air Compressor 1 | B | 0190E009 | 2021-01-13 | 2011-08-31 | PHILAGANAN
0190-010-850 | 67547 | 0190-MLK-PRO-CAS-AIRCMP02 | PM03 | 307 | 4WKS Servicing of Compressor C2 | Air Compressor 2 | B | 0190E009 | 2021-01-13 | 2012-08-22 | PHILAGANAN
0190-010-850 | 67547 | 0190-MLK-PRO-CAS-AIRCMP03 | PM03 | 307 | 4WKS Servicing of Compressor C3 | Air Compressor 3 | B | 0190E009 | 2021-01-13 | 2012-08-22 | PHILAGANAN
0190-010-850 | 67547 | 0190-MLK-PRO-CAS-AIRCMP04 | PM03 | 307 | 4WKS Servicing of Compressor C4 | Air Compressor 4 | B | 0190E009 | 2021-01-13 | 2013-06-24 | PHILAGANAN
0190-010-850 | 67547 | 0190-MLK-PRO-CAS-AIRDYR011 | PM03 | 307 | 4WKS Servicing of Dryer C1 | Air Compressor 1 MD Dryer | B | 0190E009 | 2021-01-13 | 2016-06-24 | PHILAGANAN
0190-010-850 | 67547 | 0190-MLK-PRO-CAS-AIRDYR012 | PM03 | 307 | 4WKS Servicing of Dryer C2 | Air Compressor 2 MD Dryer | B | 0190E009 | 2021-01-13 | 2016-06-24 | PHILAGANAN
0190-010-850 | 67547 | 0190-MLK-PRO-CAS-AIRTNK01 | PM03 | 307 | 4WKS Servicing of Compressed Air Tank | Compressed Air Tank | C | 0190E009 | 2021-01-13 | 2016-06-24 | PHILAGANAN
0190-010-85 | 36408 | 0190-MLK-PRO-OHF-OILTNK01 | PM03 | 301 | 52WKS Level Trans Cal (1D2-LIT-07.02) | OH Tank No 1 Palmolein Oil | B | 0190E006 | 2021-01-07 | 2013-12-24 | PHBASALEN
0190-010-85 | 36408 | 0190-MLK-PRO-OHF-OILTNK02 | PM03 | 301 | 52WKS Level Trans Cal (1D2-LIT-06.03) | OH Tank No 2 Butter Oil Corn Oil | C | 0190E006 | 2021-01-07 | 2013-12-24 | PHBASALEN
0190-010-85 | 36408 | 0190-MLK-PRO-OHF-OILTNK02 | PM03 | 301 | 52WKS Level Trans Cal (1D2-LIT-06.02) | OH Tank No 2 Butter Oil Corn Oil | C | 0190E006 | 2021-01-07 | 2013-12-24 | PHBASALEN
0190-010-85 | 36408 | 0190-MLK-PRO-OHF-OILTNK03 | PM03 | 301 | 52WKS Level Trans Cal (1D2-LIT-05.02) | OH Tank No 3 Palmolein Oil | B | 0190E006 | 2021-01-07 | 2013-12-24 | PHBASALEN
0190-010-85 | 36408 | 0190-MLK-PRO-OHF-OILTNK04 | PM03 | 301 | 52WKS Level Trans Cal (1D2-LIT-04.02) | OH Tank No 4 Blend A | B | 0190E006 | 2021-01-07 | 2013-12-24 | PHBASALEN
0190-010-85 | 36408 | 0190-MLK-PRO-OHF-OILTNK05 | PM03 | 301 | 52WKS Level Trans Cal (1D2-LIT-03.03) | OH Tank No 5 Soya Oil Day Tank | B | 0190E006 | 2021-01-07 | 2013-12-24 | PHBASALEN
0190-010-85 | 36408 | 0190-MLK-PRO-OHF-OILTNK05 | PM03 | 301 | 52WKS Level Trans Cal (1D2-LIT-03.02) | OH Tank No 5 Soya Oil Day Tank | B | 0190E006 | 2021-01-07 | 2013-12-24 | PHBASALEN
0190-010-85 | 36408 | 0190-MLK-PRO-OHF-OILTNK06 | PM03 | 301 | 52WKS Level Trans Cal (1D2-LIT-02.02) | OH Tank No 6 Coconut Oil | C | 0190E006 | 2021-01-07 | 2013-12-24 | PHBASALEN
0190-010-85 | 36408 | 0190-MLK-PRO-OHF-OILTNK09 | PM03 | 301 | 52WKS Level Trans Cal (1D2-LIT-10.25) | OH Tank No 9 Palmolein Oil | C | 0190E006 | 2021-01-07 | 2013-12-24 | PHBASALEN
0190-010-85 | 36408 | 0190-MLK-PRO-OHF-OILTNK10 | PM03 | 301 | 52WKS Level Trans Cal (1D2-LIT-11.07) | OH Tank No 10 Blend A | C | 0190E006 | 2021-01-07 | 2013-12-24 | PHBASALEN
0190-010-849 | 59328 | 0190-MLK-PRO-EGC-IRODOS02 | PM03 | 307 | 18WK Iron Dosing LIW loadcell Chec | Iron Dosing LIW Homo/Screwfeeder C | A | 0190E006 | 2021-03-19 | 2011-08-31 | PHILAGANAN
0190-010-849 | 59328 | 0190-MLK-PRO-SMC-SCWFDR01 | PM03 | 307 | 18WK Malto Dosing LIW loadcell Chec | Egron Malto Dosing C Homo/Screwfeeder | A | 0190E006 | 2021-03-19 | 2012-06-20 | PHILAGANAN
0190-010-848 | 59328 | 0190-MLK-PRO-EGB-IRODOS02 | PM03 | 307 | 18WK Iron/Malto Dosing LIW loadcell Chec | Iron Dosing LIW Homo/Screwfeeder B | A | 0190E006 | 2021-03-19 | 2011-08-31 | PHILAGANAN
0190-010-848 | 59328 | 0190-MLK-PRO-SMB-SCWFDR01 | PM03 | 307 | 18WK Iron/Malto Dosing LIW loadcell Chec | Egron Malto Dosing B Homo/Screwfeeder | A | 0190E006 | 2021-03-19 | 2012-06-20 | PHILAGANAN
0190-010-847 | 59092 | 0190-MLK-PRO-EGC-DHUMID03 | PM03 | 305 | 8WKS Hygienic Filter Replacement C | Egron C Dehumidifier No 3 | A | 0190E020 | 2019-01-03 | 2011-08-09 | PHBASALEN
0190-010-847 | 59092 | 0190-MLK-PRO-EGC-DHUMID04 | PM03 | 305 | 8WKS Hygienic Filter Replacement C | Egron C Dehumidifier No 4 | A | 0190E020 | 2019-01-03 | 2011-08-09 | PHBASALEN
0190-010-847 | 59092 | 0190-MLK-PRO-EGC-HETCAB01 | PM03 | 305 | 8WKS Hygienic Filter Replacement C | Egron C Ad Heating Cabinet No. 1 | A | 0190E020 | 2019-01-03 | 2011-08-09 | PHBASALEN
0190-010-846 | 59092 | 0190-MLK-PRO-EGB-DHUMID03 | PM03 | 305 | 4WKS Hygienic Filter Replacement B | Egron B Dehumidifier No 3 | A | 0190E020 | 2019-01-03 | 2011-08-09 | PHBASALEN
0190-010-846 | 59092 | 0190-MLK-PRO-EGB-DHUMID04 | PM03 | 305 | 4WKS Hygienic Filter Replacement B | Egron B Dehumidifier No 4 | B | 0190E020 | 2019-01-03 | 2011-08-09 | PHBASALEN
0190-010-846 | 59092 | 0190-MLK-PRO-EGB-HETCAB01 | PM03 | 305 | 4WKS Hygienic Filter Replacement B | Egron B Ad Heating Cabinet No. 1 | A | 0190E020 | 2019-01-03 | 2011-08-09 | PHBASALEN
0190-010-845 | 58606 | 0190-MLK-PRO-EGB-PWINCH01 | PM03 | 307 | 52WKS Lifting Hoist Inspection | Egron B Platform Winch | B | 0190E005 | 2020-09-18 | 2011-07-15 | PHBASALEN
0190-010-845 | 58606 | 0190-MLK-PRO-EGC-PWINCH01 | PM03 | 307 | 52WKS Lifting Hoist Inspection | Egron C Platform Winch | B | 0190E005 | 2020-09-18 | 2013-03-22 | PHBASALEN
0190-010-844 | 58606 | 0190-MLK-PRO-EGB-EHOIST01 | PM03 | 307 | 52WKS Lifting Hoist Inspection | Egron B Ad Electric Hoist 2x | C | 0190E006 | 2021-03-19 | 2013-03-22 | PHILAGANAN
0190-010-844 | 58606 | 0190-MLK-PRO-EGB-EHOIST02 | PM03 | 307 | 52WKS Lifting Hoist Inspection | Egron B Ac Electric Hoist 2x | C | 0190E005 | 2021-03-19 | 2013-03-22 | PHILAGANAN
0190-010-844 | 58606 | 0190-MLK-PRO-EGB-MULSEP01 | PM03 | 307 | 52WKS Lifting Hoist Inspection | Egron B Powder Separator 1 Multiclone | B | 0190E005 | 2021-03-19 | 2013-03-22 | PHILAGANAN
0190-010-844 | 58606 | 0190-MLK-PRO-EGB-MULSEP02 | PM03 | 307 | 52WKS Lifting Hoist Inspection | Egron B Powder Separator 2 Multiclone | B | 0190E005 | 2021-03-19 | 2013-03-22 | PHILAGANAN
0190-010-844 | 58606 | 0190-MLK-PRO-EGC-EHOIST01 | PM03 | 307 | 52WKS Lifting Hoist Inspection | Egron C Ad Electric Hoist | C | 0190E005 | 2021-03-19 | 2013-03-22 | PHILAGANAN
0190-010-844 | 58606 | 0190-MLK-PRO-EGC-EHOIST02 | PM03 | 307 | 52WKS Lifting Hoist Inspection | Egron C Ac Electric Hoist | C | 0190E005 | 2021-03-19 | 2013-03-22 | PHILAGANAN
0190-010-844 | 58606 | 0190-MLK-PRO-EGC-MULSEP01 | PM03 | 307 | 52WKS Lifting Hoist Inspection | Egron C Powder Separator 1 Multiclone 1 | B | 0190E005 | 2021-03-19 | 2013-03-22 | PHILAGANAN
0190-010-844 | 58606 | 0190-MLK-PRO-EGC-MULSEP02 | PM03 | 307 | 52WKS Lifting Hoist Inspection | Egron C Powder Separator 2 Multiclone 2 | B | 0190E005 | 2021-03-19 | 2013-03-22 | PHILAGANAN
0190-010-844 | 58606 | 0190-MLK-PRO-NDC-COMMON01 | PM03 | 307 | 52WKS Lifting Hoist Inspection | NDC Common Facilities | C | 0190E005 | 2021-03-19 | 2013-03-22 | PHILAGANAN
0190-010-843 | 36409 | 0190-MLK-PRO-EGC-LHPSYS01 | PM03 | 301 | 52WKS Press Trans Cal (1C3-PIT-01.13) | LHPN System | B | 0190E006 | 2020-09-18 | 2011-06-29 | PHBASALEN
0190-010-842 | 36409 | 0190-MLK-PRO-EGB-LHPSYS01 | PM03 | 301 | 52WKS Press Trans Cal (1B3-PIT-01.35) | Egron B LHPN System | A | 0190E006 | 2021-06-03 | 2011-06-29 | PHILAGANAN
0190-010-841 | 36405 | 0190-MLK-PRO-EGC-LHPSYS01 | PM03 | 301 | 52WKS Temp Trans Cal (1C3-TT-01.26) | LHPN System | B | 0190E006 | 2021-06-03 | 2012-11-16 | PHILAGANAN
0190-010-841 | 36405 | 0190-MLK-PRO-EGC-LHPSYS01 | PM03 | 301 | 52WKS Temp Trans Cal (1C3-TE-01.26) | LHPN System | B | 0190E006 | 2021-06-03 | 2014-09-09 | PHILAGANAN
0190-010-840 | 36405 | 0190-MLK-PRO-NDC-GLCSTOTNK01 | PM03 | 301 | 52WKS Temp Trans Cal (1B4-TIT-02.02) | NDC Glucose Storage Tank B | C | 0190E006 | 2020-09-18 | 2012-12-13 | PHBASALEN
0190-010-840 | 36405 | 0190-MLK-PRO-NDC-GLCSTOTNK02 | PM03 | 301 | 52WKS Temp Trans Cal (1C4-TT-03.02) | NDC Glucose Storage Tank C | C | 0190E006 | 2020-09-18 | 2012-12-13 | PHBASALEN
0190-010-84 | 407764 | 0190-MLK-PRO-OHF-RCVPMP01 | PM03 | 301 | 52WK Pressure Gauge Calibration (PG-345) | OH Receiving Pump No 1 | B | 0190E006 | 2017-02-23 | 2013-12-23 | PHBASALEN
0190-010-839 | 51346 | 0190-MLK-PRO-EGC-IROHOP01 | PM03 | 301 | 52WKS Weight Trans Cal (1C3-WIT-03.05) | Iron Dosing Main Hopper C | B | 0190E006 | 2020-03-03 | 2011-06-29 | PHBASALEN
0190-010-838 | 51346 | 0190-MLK-PRO-EGB-IROHOP01-1B3_WIT_0305 | PM03 | 301 | 52WKS Weight Trans Cal (1B3-WIT-03.05) | 1B3 Weight Transmitter 03.05 | B | 0190E006 | 2019-01-03 | 2011-06-29 | PHBASALEN
0190-010-837 | 36408 | 0190-MLK-PRO-OHF-OILTNK08 | PM03 | 301 | 52WKS Level Trans Cal (1D2-LIT-09.03/02) | OH Tank No 8 Vitamin Mixing Tank | C | 0190E006 | 2021-06-03 | 2011-06-29 | PHILAGANAN
0190-010-836 | 36408 | 0190-MLK-PRO-NDC-GLCSTOTNK02-1C4LIT0303 | PM03 | 301 | 52WKS Level Trans Cal (1C4-LIT-03.03) | NDC Glucose Storage Tank C | B | 0190E005 | 2020-09-18 | 2012-12-10 | PHBASALEN
0190-010-836 | 36408 | 0190-MLK-PRO-OHF-OILTNK07-1D2LIT0814 | PM03 | 301 | 52WKS Level Trans Cal (1D2-LIT-08.14) | OH Tank No 7 Vitamin Mixing Tank | B | 0190E005 | 2020-09-18 | 2012-12-10 | PHBASALEN
0190-010-835 | 406095 | 0190-MLK-PRO-TBA-INLNWEGH02 | PM03 | 301 | 26WKS Weight Trans Cal (1C4-WIT-04.06) | Milk Totebin In-line Weigher Hopper C | C | 0190E006 | 2020-03-03 | 2011-06-29 | PHBASALEN
0190-010-834 | 51346 | 0190-MLK-PRO-TBA-INLNWEGH01 | PM03 | 301 | 52WKS Weight Trans Cal (1B4-WIT-04.06) | Milk Totebin In-line Weigher Hopper B | B | 0190E006 | 2021-06-03 | 2011-06-29 | PHILAGANAN
0190-010-833 | 51346 | 0190-MLK-PRO-EGC-SURHPR01 | PM03 | 301 | 52WKS Weight Trans Cal (1C4-WIT-03.15C) | Nucon Surge Hopper Egron C | C | 0190E006 | 2020-09-18 | 2011-06-29 | PHBASALEN
0190-010-832 | 406095 | 0190-MLK-PRO-EGC-MSKSLO02 | PM03 | 301 | 26WKS Weight Trans Cal (1C3-WIT-02.05) | Egron C MSK Silo No 2 | C | 0190E006 | 2019-05-09 | 2011-06-29 | PHBASALEN
0190-010-831 | 406095 | 0190-MLK-PRO-EGB-SURHPR01 | PM03 | 301 | 26WKS Weight Trans Cal (1B3-WIT-03.15B) | Nucon Surge Hopper Egron B | B | 0190E006 | 2019-01-03 | 2011-06-29 | PHBASALEN
0190-010-830 | 406095 | 0190-MLK-PRO-EGB-MSKSLO02 | PM03 | 301 | 26WKS Weight Trans Cal (1B3-WIT-02.05) | Egron B MSK Silo No 2 | C | 0190E006 | 2019-05-14 | 2011-06-29 | PHBASALEN
0190-010-83 | 36405 | 0190-MLK-PRO-WPB-PHEXGR01 | PM03 | 301 | 52WKS Temp Trans Cal (1B2-TT-14.61/01) | SNF Plate Heat Exhanger B1 | C | 0190E006 | 2021-06-03 | 2014-09-06 | PHILAGANAN
0190-010-83 | 36405 | 0190-MLK-PRO-WPB-PHEXGR02 | PM03 | 301 | 52WKS Temp Trans Cal (1B2-TT-14.61/02) | SNF Plate Heat Exhanger B2 | C | 0190E006 | 2021-06-03 | 2013-12-23 | PHILAGANAN
0190-010-829 | 36402 | 0190-MLK-PRO-EGC-TTBWGH02 | PM03 | 301 | 13WKS Weight Trans Cal (1C3-WIT-02.07) | Egron C Totebin Weighing scale2 | B | 0190E006 | 2019-07-01 | 2011-06-29 | PHBASALEN
0190-010-828 | 36402 | 0190-MLK-PRO-EGC-TTBWGH01 | PM03 | 301 | 13WKS Weight Trans Cal (1C3-WIT-02.06) | Egron C Totebin Weighing scale1 | C | 0190E006 | 2019-07-01 | 2011-06-29 | PHBASALEN
0190-010-827 | 36402 | 0190-MLK-PRO-EGB-TTBWGH02 | PM03 | 301 | 13WK Weight Trans Cal (1B3-WIT-02.06/02) | Egron B Totebin Weighing scale2 | B | 0190E006 | 2019-07-01 | 2011-06-29 | PHBASALEN
0190-010-826 | 36402 | 0190-MLK-PRO-EGB-TTBWGH01 | PM03 | 301 | 13WK Weight Trans Cal (1B3-WIT-02.06/01) | Egron B Totebin Weighing scale1 | B | 0190E006 | 2019-07-01 | 2011-06-29 | PHBASALEN
0190-010-825 | 36411 | 0190-MLK-PRO-WPC-SCAMXR01 | PM03 | 301 | 52WKS I/P Converter Cal (1C2-CV-11.12) | SNF C Scanima Mixer | B | 0190E006 | 2021-06-03 | 2012-07-05 | PHILAGANAN
0190-010-824 | 36411 | 0190-MLK-PRO-WPC-SNFHBT01 | PM03 | 301 | 52WKS I/P Converter Cal (1C2-CV-13.08) | SNF Homo-HPP Balance Tanks C | B | 0190E006 | 2020-09-18 | 2012-07-05 | PHBASALEN
0190-010-823 | 403355 | 0190-MLK-PRO-EGC-ACOBED01 | PM03 | 306 | 8WKS Equipment Grounding Check | Egron C After Cooler Bed | A | 0190E006 | 2015-03-16 | 2013-05-01 | PHJACOLPA
0190-010-823 | 403355 | 0190-MLK-PRO-EGC-ACOFAN01 | PM03 | 306 | 8WKS Equipment Grounding Check | Aftercooler Forced Fan 1C | A | 0190E006 | 2015-03-16 | 2013-05-01 | PHJACOLPA
0190-010-823 | 403355 | 0190-MLK-PRO-EGC-ACOFAN02 | PM03 | 306 | 8WKS Equipment Grounding Check | Aftercooler Forced Fan 2C | A | 0190E006 | 2015-03-16 | 2013-05-01 | PHJACOLPA
0190-010-823 | 403355 | 0190-MLK-PRO-EGC-ADRBED01 | PM03 | 306 | 8WKS Equipment Grounding Check | Egron C After Dryer Bed | B | 0190E006 | 2015-03-16 | 2013-05-01 | PHJACOLPA
0190-010-823 | 403355 | 0190-MLK-PRO-EGC-ADRFAN01 | PM03 | 306 | 8WKS Equipment Grounding Check | Afterdrier Forced Fan 1C | A | 0190E006 | 2015-03-16 | 2013-05-01 | PHJACOLPA
0190-010-823 | 403355 | 0190-MLK-PRO-EGC-BLWBCK01 | PM03 | 306 | 8WKS Equipment Grounding Check | Egron C Blowback Blower No 1 | A | 0190E006 | 2015-03-16 | 2013-05-01 | PHJACOLPA
0190-010-823 | 403355 | 0190-MLK-PRO-EGC-BLWBCK02 | PM03 | 306 | 8WKS Equipment Grounding Check | Egron C Blowback Blower No 2 | A | 0190E006 | 2015-03-16 | 2013-05-01 | PHJACOLPA
0190-010-823 | 403355 | 0190-MLK-PRO-EGC-COLFAN01 | PM03 | 306 | 8WKS Equipment Grounding Check | Egron C Nozzle Cooling Fan | A | 0190E006 | 2015-03-16 | 2013-05-01 | PHJACOLPA
0190-010-823 | 403355 | 0190-MLK-PRO-EGC-DRPCHT01 | PM03 | 306 | 8WKS Equipment Grounding Check | Egron C Drop Chute | B | 0190E006 | 2015-03-16 | 2013-05-01 | PHJACOLPA
0190-010-823 | 403355 | 0190-MLK-PRO-EGC-EXHFAN01 | PM03 | 306 | 8WKS Equipment Grounding Check | Egron C Exhaust Fan No 1 | A | 0190E006 | 2015-03-16 | 2013-05-01 | PHJACOLPA
0190-010-823 | 403355 | 0190-MLK-PRO-EGC-EXHFAN02 | PM03 | 306 | 8WKS Equipment Grounding Check | Egron C Exhaust Fan No 2 | A | 0190E006 | 2015-03-16 | 2013-05-01 | PHJACOLPA
0190-010-823 | 403355 | 0190-MLK-PRO-EGC-EXHFAN03 | PM03 | 306 | 8WKS Equipment Grounding Check | Egron C Ad Ac Exhaust Fan | A | 0190E006 | 2015-03-16 | 2013-05-01 | PHJACOLPA
0190-010-823 | 403355 | 0190-MLK-PRO-EGC-FDPSYS01 | PM03 | 306 | 8WKS Equipment Grounding Check | Fines Dense Phase System C | B | 0190E006 | 2015-03-16 | 2013-05-01 | PHJACOLPA
0190-010-823 | 403355 | 0190-MLK-PRO-EGC-FINHPR01 | PM03 | 306 | 8WKS Equipment Grounding Check | Egron C Ad Ac Fine Powder Sep Hopper | B | 0190E006 | 2015-03-16 | 2013-05-01 | PHJACOLPA
0190-010-823 | 403355 | 0190-MLK-PRO-EGC-IRODOS02 | PM03 | 306 | 8WKS Equipment Grounding Check | Iron Dosing LIW Homo/Screwfeeder C | A | 0190E006 | 2015-03-16 | 2013-05-01 | PHJACOLPA
0190-010-823 | 403355 | 0190-MLK-PRO-EGC-IROHOP01 | PM03 | 306 | 8WKS Equipment Grounding Check | Iron Dosing Main Hopper C | B | 0190E006 | 2015-03-16 | 2013-05-01 | PHJACOLPA
0190-010-823 | 403355 | 0190-MLK-PRO-EGC-LIWHPR01 | PM03 | 306 | 8WKS Equipment Grounding Check | Egron C MSK Dosing Liw Hopper 1 | C | 0190E006 | 2015-03-16 | 2013-05-01 | PHJACOLPA
0190-010-823 | 403355 | 0190-MLK-PRO-EGC-LIWHPR02 | PM03 | 306 | 8WKS Equipment Grounding Check | Egron C MSK Dosing Liw Hopper 2 | C | 0190E006 | 2015-03-16 | 2013-05-01 | PHJACOLPA
0190-010-823 | 403355 | 0190-MLK-PRO-EGC-MSKBLW03 | PM03 | 306 | 8WKS Equipment Grounding Check | Egron C MSK Dosing Blower No. 1 | A | 0190E006 | 2015-03-16 | 2013-05-01 | PHJACOLPA
0190-010-823 | 403355 | 0190-MLK-PRO-EGC-MSKBLW04 | PM03 | 306 | 8WKS Equipment Grounding Check | Egron C MSK Dosing Blower No. 2 | A | 0190E006 | 2015-03-16 | 2013-05-01 | PHJACOLPA
0190-010-823 | 403355 | 0190-MLK-PRO-EGC-MSKSLO01 | PM03 | 306 | 8WKS Equipment Grounding Check | Egron C MSK Silo No 1 | C | 0190E006 | 2015-03-16 | 2013-05-01 | PHJACOLPA
0190-010-823 | 403355 | 0190-MLK-PRO-EGC-MSKSLO02 | PM03 | 306 | 8WKS Equipment Grounding Check | Egron C MSK Silo No 2 | C | 0190E006 | 2015-03-16 | 2013-05-01 | PHJACOLPA
0190-010-823 | 403355 | 0190-MLK-PRO-EGC-MSKSTV01 | PM03 | 306 | 8WKS Equipment Grounding Check | Egron C MSK Dosing Starvalve 1 | A | 0190E006 | 2015-03-16 | 2013-05-01 | PHJACOLPA
0190-010-823 | 403355 | 0190-MLK-PRO-EGC-MSKSTV02 | PM03 | 306 | 8WKS Equipment Grounding Check | Egron C MSK Dosing Starvalve 2 | A | 0190E006 | 2015-03-16 | 2013-05-01 | PHJACOLPA
0190-010-823 | 403355 | 0190-MLK-PRO-EGC-MULSEP01 | PM03 | 306 | 8WKS Equipment Grounding Check | Egron C Powder Separator 1 Multiclone 1 | B | 0190E006 | 2015-03-16 | 2013-05-01 | PHJACOLPA
0190-010-823 | 403355 | 0190-MLK-PRO-EGC-MULSEP02 | PM03 | 306 | 8WKS Equipment Grounding Check | Egron C Powder Separator 2 Multiclone 2 | B | 0190E006 | 2015-03-16 | 2013-05-01 | PHJACOLPA
0190-010-823 | 403355 | 0190-MLK-PRO-EGC-MULSVA01 | PM03 | 306 | 8WKS Equipment Grounding Check | Egron C Multiclone Star Valve 1 | A | 0190E006 | 2015-03-16 | 2013-05-01 | PHJACOLPA
0190-010-823 | 403355 | 0190-MLK-PRO-EGC-MULSVA02 | PM03 | 306 | 8WKS Equipment Grounding Check | Egron C Multiclone Star Valve 2 | A | 0190E006 | 2015-03-16 | 2013-05-01 | PHJACOLPA
0190-010-823 | 403355 | 0190-MLK-PRO-EGC-PICHPR01 | PM03 | 306 | 8WKS Equipment Grounding Check | Egron C Pick-Up Hopper | B | 0190E006 | 2015-03-16 | 2013-05-01 | PHJACOLPA
0190-010-823 | 403355 | 0190-MLK-PRO-EGC-POWSIF01 | PM03 | 306 | 8WKS Equipment Grounding Check | Egron C Powder Sifter | A | 0190E006 | 2015-03-16 | 2013-05-01 | PHJACOLPA
0190-010-823 | 403355 | 0190-MLK-PRO-EGC-PRSPOT01 | PM03 | 306 | 8WKS Equipment Grounding Check | Pressure Pot Egron C | B | 0190E006 | 2015-03-16 | 2013-05-01 | PHJACOLPA
0190-010-823 | 403355 | 0190-MLK-PRO-EGC-SEAFAN01 | PM03 | 306 | 8WKS Equipment Grounding Check | Secondary Air Fan 1C | B | 0190E006 | 2015-03-16 | 2013-05-01 | PHJACOLPA
0190-010-823 | 403355 | 0190-MLK-PRO-EGC-SECFAN02 | PM03 | 306 | 8WKS Equipment Grounding Check | Egron C Secondary Air Fan No 2 | C | 0190E006 | 2015-03-16 | 2013-05-01 | PHJACOLPA
0190-010-823 | 403355 | 0190-MLK-PRO-EGC-SURHPR01 | PM03 | 306 | 8WKS Equipment Grounding Check | Nucon Surge Hopper Egron C | C | 0190E006 | 2015-03-16 | 2013-05-01 | PHJACOLPA
0190-010-823 | 403355 | 0190-MLK-PRO-EGC-TOTHPR01 | PM03 | 306 | 8WKS Equipment Grounding Check | Totebin Receiving Hopper Egron C | B | 0190E006 | 2015-03-16 | 2013-05-01 | PHJACOLPA
0190-010-823 | 403355 | 0190-MLK-PRO-EGC-TTBWGH01 | PM03 | 306 | 8WKS Equipment Grounding Check | Egron C Totebin Weighing scale1 | C | 0190E006 | 2015-03-16 | 2013-05-01 | PHJACOLPA
0190-010-823 | 403355 | 0190-MLK-PRO-EGC-TTBWGH02 | PM03 | 306 | 8WKS Equipment Grounding Check | Egron C Totebin Weighing scale2 | B | 0190E006 | 2015-03-16 | 2013-05-01 | PHJACOLPA
0190-010-823 | 403355 | 0190-MLK-PRO-EGC-VACHPR01 | PM03 | 306 | 8WKS Equipment Grounding Check | Nucon Vacuum Hopper Egron C | B | 0190E006 | 2015-03-16 | 2013-05-01 | PHJACOLPA
0190-010-823 | 403355 | 0190-MLK-PRO-EGC-VIBCVY01 | PM03 | 306 | 8WKS Equipment Grounding Check | Egron C Fines VibroTube Conveyor | B | 0190E006 | 2015-03-16 | 2013-05-01 | PHJACOLPA
0190-010-823 | 403355 | 0190-MLK-PRO-SMC-ACOFAN01 | PM03 | 306 | 8WKS Equipment Grounding Check | Egron Malto Dosing C After Cooler Fan | B | 0190E006 | 2015-03-16 | 2013-06-04 | PHJACOLPA
0190-010-823 | 403355 | 0190-MLK-PRO-SMC-AIRBLW01 | PM03 | 306 | 8WKS Equipment Grounding Check | Egron Malto Dosing C Air Blower | B | 0190E006 | 2015-03-16 | 2013-06-04 | PHJACOLPA
0190-010-823 | 403355 | 0190-MLK-PRO-SMC-BACVTR01 | PM03 | 306 | 8WKS Equipment Grounding Check | Egron Malto Dosing C Bin Activator | B | 0190E006 | 2015-03-16 | 2013-06-04 | PHJACOLPA
0190-010-823 | 403355 | 0190-MLK-PRO-SMC-HOPPER01 | PM03 | 306 | 8WKS Equipment Grounding Check | Egron Malto Dosing C Intermediate Hopper | B | 0190E006 | 2015-03-16 | 2013-06-04 | PHJACOLPA
0190-010-823 | 403355 | 0190-MLK-PRO-SMC-RCVSLO01 | PM03 | 306 | 8WKS Equipment Grounding Check | Egron Malto Dosing C Receiving Silo | C | 0190E006 | 2015-03-16 | 2013-06-04 | PHJACOLPA
0190-010-823 | 403355 | 0190-MLK-PRO-SMC-RNGBLW01 | PM03 | 306 | 8WKS Equipment Grounding Check | Egron Malto Dosing C Ring Blower | B | 0190E006 | 2015-03-16 | 2013-06-04 | PHJACOLPA
0190-010-823 | 403355 | 0190-MLK-PRO-SMC-SCWFDR01 | PM03 | 306 | 8WKS Equipment Grounding Check | Egron Malto Dosing C Homo/Screwfeeder | A | 0190E006 | 2015-03-16 | 2013-06-04 | PHJACOLPA
0190-010-823 | 403355 | 0190-MLK-PRO-SMC-STRVLV01 | PM03 | 306 | 8WKS Equipment Grounding Check | Egron Malto Dosing C Star Valve | A | 0190E006 | 2015-03-16 | 2013-06-04 | PHJACOLPA
0190-010-823 | 403355 | 0190-MLK-PRO-SMC-SURFAN01 | PM03 | 306 | 8WKS Equipment Grounding Check | Egron Malto Dosing C Surge Fan | B | 0190E006 | 2015-03-16 | 2013-06-04 | PHJACOLPA
0190-010-823 | 403355 | 0190-MLK-PRO-TBA-INLNWEGH02 | PM03 | 306 | 8WKS Equipment Grounding Check | Milk Totebin In-line Weigher Hopper C | C | 0190E006 | 2015-03-16 | 2013-05-01 | PHJACOLPA
0190-010-822 | 403355 | 0190-MLK-PRO-EGB-ACOBED01 | PM03 | 306 | 8WKS Equipment Grounding Check | Egron B After Cooler Bed | A | 0190E006 | 2015-03-16 | 2013-04-30 | PHJACOLPA
0190-010-822 | 403355 | 0190-MLK-PRO-EGB-ACOFAN01 | PM03 | 306 | 8WKS Equipment Grounding Check | Aftercooler Forced Fan 1B | A | 0190E006 | 2015-03-16 | 2013-04-30 | PHJACOLPA
0190-010-822 | 403355 | 0190-MLK-PRO-EGB-ACOFAN02 | PM03 | 306 | 8WKS Equipment Grounding Check | Aftercooler Forced Fan 2B | A | 0190E006 | 2015-03-16 | 2013-04-30 | PHJACOLPA
0190-010-822 | 403355 | 0190-MLK-PRO-EGB-ADRBED01 | PM03 | 306 | 8WKS Equipment Grounding Check | Egron B After Dryer Bed | A | 0190E006 | 2015-03-16 | 2013-04-30 | PHJACOLPA
0190-010-822 | 403355 | 0190-MLK-PRO-EGB-ADRFAN01 | PM03 | 306 | 8WKS Equipment Grounding Check | Afterdrier Forced Fan 1B | A | 0190E006 | 2015-03-16 | 2013-04-30 | PHJACOLPA
0190-010-822 | 403355 | 0190-MLK-PRO-EGB-BLWBCK01 | PM03 | 306 | 8WKS Equipment Grounding Check | Egron B Blowback Blower No 1 | A | 0190E006 | 2015-03-16 | 2013-04-30 | PHJACOLPA
0190-010-822 | 403355 | 0190-MLK-PRO-EGB-BLWBCK02 | PM03 | 306 | 8WKS Equipment Grounding Check | Egron B Blowback Blower No 2 | A | 0190E006 | 2015-03-16 | 2013-04-30 | PHJACOLPA
0190-010-822 | 403355 | 0190-MLK-PRO-EGB-COLFAN01 | PM03 | 306 | 8WKS Equipment Grounding Check | Egron B Nozzle Cooling Fan | A | 0190E006 | 2015-03-16 | 2013-04-30 | PHJACOLPA
0190-010-822 | 403355 | 0190-MLK-PRO-EGB-DRPCHT01 | PM03 | 306 | 8WKS Equipment Grounding Check | Egron B Drop Chute | B | 0190E006 | 2015-03-16 | 2013-04-30 | PHJACOLPA
0190-010-822 | 403355 | 0190-MLK-PRO-EGB-EXHFAN01 | PM03 | 306 | 8WKS Equipment Grounding Check | Egron B Exhaust Fan No 1 | A | 0190E006 | 2015-03-16 | 2013-04-30 | PHJACOLPA
0190-010-822 | 403355 | 0190-MLK-PRO-EGB-EXHFAN02 | PM03 | 306 | 8WKS Equipment Grounding Check | Egron B Exhaust Fan No 2 | B | 0190E006 | 2015-03-16 | 2013-04-30 | PHJACOLPA
0190-010-822 | 403355 | 0190-MLK-PRO-EGB-EXHFAN03 | PM03 | 306 | 8WKS Equipment Grounding Check | Egron B AD/AC Fine Separator Exh Fan | A | 0190E006 | 2015-03-16 | 2013-04-30 | PHJACOLPA
0190-010-822 | 403355 | 0190-MLK-PRO-EGB-FDPSYS01 | PM03 | 306 | 8WKS Equipment Grounding Check | Fines Dense Phase System B | B | 0190E006 | 2015-03-16 | 2013-04-30 | PHJACOLPA
0190-010-822 | 403355 | 0190-MLK-PRO-EGB-FINHPR01 | PM03 | 306 | 8WKS Equipment Grounding Check | Egron B AD/AC Fine Pwdr Separtor Hopper | B | 0190E006 | 2015-03-16 | 2013-04-30 | PHJACOLPA
0190-010-822 | 403355 | 0190-MLK-PRO-EGB-IRODOS02 | PM03 | 306 | 8WKS Equipment Grounding Check | Iron Dosing LIW Homo/Screwfeeder B | A | 0190E006 | 2015-03-16 | 2013-04-30 | PHJACOLPA
0190-010-822 | 403355 | 0190-MLK-PRO-EGB-IROHOP01 | PM03 | 306 | 8WKS Equipment Grounding Check | Iron Dosing Main Hopper B | B | 0190E006 | 2015-03-16 | 2013-04-30 | PHJACOLPA
0190-010-822 | 403355 | 0190-MLK-PRO-EGB-LIWHPR01 | PM03 | 306 | 8WKS Equipment Grounding Check | Egron B MSK Dosing Liw Hopper 1 | C | 0190E006 | 2015-03-16 | 2013-04-30 | PHJACOLPA
0190-010-822 | 403355 | 0190-MLK-PRO-EGB-LIWHPR02 | PM03 | 306 | 8WKS Equipment Grounding Check | Egron B MSK Dosing Liw Hopper 2 | C | 0190E006 | 2015-03-16 | 2013-04-30 | PHJACOLPA
0190-010-822 | 403355 | 0190-MLK-PRO-EGB-MSKBLW03 | PM03 | 306 | 8WKS Equipment Grounding Check | Egron B MSK Dosing Blower No. 1 | A | 0190E006 | 2015-03-16 | 2013-04-30 | PHJACOLPA
0190-010-822 | 403355 | 0190-MLK-PRO-EGB-MSKBLW04 | PM03 | 306 | 8WKS Equipment Grounding Check | Egron B MSK Dosing Blower No. 2 | A | 0190E006 | 2015-03-16 | 2013-04-30 | PHJACOLPA
0190-010-822 | 403355 | 0190-MLK-PRO-EGB-MSKSLO01 | PM03 | 306 | 8WKS Equipment Grounding Check | Egron B MSK Silo No 1 | C | 0190E006 | 2015-03-16 | 2013-04-30 | PHJACOLPA
0190-010-822 | 403355 | 0190-MLK-PRO-EGB-MSKSLO02 | PM03 | 306 | 8WKS Equipment Grounding Check | Egron B MSK Silo No 2 | C | 0190E006 | 2015-03-16 | 2013-04-30 | PHJACOLPA
0190-010-822 | 403355 | 0190-MLK-PRO-EGB-MSKSTV01 | PM03 | 306 | 8WKS Equipment Grounding Check | Egron B MSK Dosing Starvalve 1 | A | 0190E006 | 2015-03-16 | 2013-04-30 | PHJACOLPA
0190-010-822 | 403355 | 0190-MLK-PRO-EGB-MSKSTV02 | PM03 | 306 | 8WKS Equipment Grounding Check | Egron B MSK Dosing Starvalve 2 | A | 0190E006 | 2015-03-16 | 2013-04-30 | PHJACOLPA
0190-010-822 | 403355 | 0190-MLK-PRO-EGB-MULSEP01 | PM03 | 306 | 8WKS Equipment Grounding Check | Egron B Powder Separator 1 Multiclone | B | 0190E006 | 2015-03-16 | 2013-04-30 | PHJACOLPA
0190-010-822 | 403355 | 0190-MLK-PRO-EGB-MULSEP02 | PM03 | 306 | 8WKS Equipment Grounding Check | Egron B Powder Separator 2 Multiclone | B | 0190E006 | 2015-03-16 | 2013-04-30 | PHJACOLPA
0190-010-822 | 403355 | 0190-MLK-PRO-EGB-MULSVA01 | PM03 | 306 | 8WKS Equipment Grounding Check | Egron B Multiclone Star Valve 1 | A | 0190E006 | 2015-03-16 | 2013-04-30 | PHJACOLPA
0190-010-822 | 403355 | 0190-MLK-PRO-EGB-MULSVA02 | PM03 | 306 | 8WKS Equipment Grounding Check | Egron B Multiclone Star Valve 2 | A | 0190E006 | 2015-03-16 | 2013-04-30 | PHJACOLPA
0190-010-822 | 403355 | 0190-MLK-PRO-EGB-PICHPR01 | PM03 | 306 | 8WKS Equipment Grounding Check | Egron B Pick-Up Hopper | C | 0190E006 | 2015-03-16 | 2013-04-30 | PHJACOLPA
0190-010-822 | 403355 | 0190-MLK-PRO-EGB-POWSIF01 | PM03 | 306 | 8WKS Equipment Grounding Check | Egron B Vibra Powder Sifter | A | 0190E006 | 2015-03-16 | 2013-04-30 | PHJACOLPA
0190-010-822 | 403355 | 0190-MLK-PRO-EGB-PRSPOT01 | PM03 | 306 | 8WKS Equipment Grounding Check | Pressure Pot Egron B | C | 0190E006 | 2015-03-16 | 2013-04-30 | PHJACOLPA
0190-010-822 | 403355 | 0190-MLK-PRO-EGB-SEAFAN01 | PM03 | 306 | 8WKS Equipment Grounding Check | Secondary Air Fan 1B | A | 0190E006 | 2015-03-16 | 2013-04-30 | PHJACOLPA
0190-010-822 | 403355 | 0190-MLK-PRO-EGB-SECFAN02 | PM03 | 306 | 8WKS Equipment Grounding Check | Egron B Secondary Air Fan No 2 | C | 0190E006 | 2015-03-16 | 2013-04-30 | PHJACOLPA
0190-010-822 | 403355 | 0190-MLK-PRO-EGB-SURHPR01 | PM03 | 306 | 8WKS Equipment Grounding Check | Nucon Surge Hopper Egron B | B | 0190E006 | 2015-03-16 | 2013-04-30 | PHJACOLPA
0190-010-822 | 403355 | 0190-MLK-PRO-EGB-TOTHPR01 | PM03 | 306 | 8WKS Equipment Grounding Check | Totebin Receiving Hopper Egron B | C | 0190E006 | 2015-03-16 | 2013-04-30 | PHJACOLPA
0190-010-822 | 403355 | 0190-MLK-PRO-EGB-TTBWGH01 | PM03 | 306 | 8WKS Equipment Grounding Check | Egron B Totebin Weighing scale1 | B | 0190E006 | 2015-03-16 | 2013-04-30 | PHJACOLPA
0190-010-822 | 403355 | 0190-MLK-PRO-EGB-TTBWGH02 | PM03 | 306 | 8WKS Equipment Grounding Check | Egron B Totebin Weighing scale2 | B | 0190E006 | 2015-03-16 | 2013-04-30 | PHJACOLPA
0190-010-822 | 403355 | 0190-MLK-PRO-EGB-VACHPR01 | PM03 | 306 | 8WKS Equipment Grounding Check | Nucon Vacuum Hopper Egron B | A | 0190E006 | 2015-03-16 | 2013-04-30 | PHJACOLPA
0190-010-822 | 403355 | 0190-MLK-PRO-EGB-VIBCVY01 | PM03 | 306 | 8WKS Equipment Grounding Check | Egron B AD/AC Fines VibroTube Conveyor | B | 0190E006 | 2015-03-16 | 2013-04-30 | PHJACOLPA
0190-010-822 | 403355 | 0190-MLK-PRO-SMB-ACOFAN01 | PM03 | 306 | 8WKS Equipment Grounding Check | Egron Malto Dosing B After Cooler Fan | B | 0190E006 | 2015-03-16 | 2013-06-04 | PHJACOLPA
0190-010-822 | 403355 | 0190-MLK-PRO-SMB-AIRBLW01 | PM03 | 306 | 8WKS Equipment Grounding Check | Egron Malto Dosing B Air Blower | B | 0190E006 | 2015-03-16 | 2013-06-04 | PHJACOLPA
0190-010-822 | 403355 | 0190-MLK-PRO-SMB-BACVTR01 | PM03 | 306 | 8WKS Equipment Grounding Check | Egron Malto Dosing B Bin Activator | B | 0190E006 | 2015-03-16 | 2013-07-27 | PHJACOLPA
0190-010-822 | 403355 | 0190-MLK-PRO-SMB-HOPPER01 | PM03 | 306 | 8WKS Equipment Grounding Check | Egron Malto Dosing B Intermediate Hopper | B | 0190E006 | 2015-03-16 | 2013-06-04 | PHJACOLPA
0190-010-822 | 403355 | 0190-MLK-PRO-SMB-RCVSLO01 | PM03 | 306 | 8WKS Equipment Grounding Check | Egron Malto Dosing B Receiving Silo | B | 0190E006 | 2015-03-16 | 2013-06-04 | PHJACOLPA
0190-010-822 | 403355 | 0190-MLK-PRO-SMB-RNGBLW01 | PM03 | 306 | 8WKS Equipment Grounding Check | Egron Malto Dosing B Ring Blower | B | 0190E006 | 2015-03-16 | 2013-06-04 | PHJACOLPA
0190-010-822 | 403355 | 0190-MLK-PRO-SMB-SCWFDR01 | PM03 | 306 | 8WKS Equipment Grounding Check | Egron Malto Dosing B Homo/Screwfeeder | A | 0190E006 | 2015-03-16 | 2013-06-04 | PHJACOLPA
0190-010-822 | 403355 | 0190-MLK-PRO-SMB-STRVLV01 | PM03 | 306 | 8WKS Equipment Grounding Check | Egron Malto Dosing B Star Valve | A | 0190E006 | 2015-03-16 | 2013-06-04 | PHJACOLPA
0190-010-822 | 403355 | 0190-MLK-PRO-SMB-SURFAN01 | PM03 | 306 | 8WKS Equipment Grounding Check | Egron Malto Dosing B Surge Fan | B | 0190E006 | 2015-03-16 | 2013-06-04 | PHJACOLPA
0190-010-822 | 403355 | 0190-MLK-PRO-TBA-INLNWEGH01 | PM03 | 306 | 8WKS Equipment Grounding Check | Milk Totebin In-line Weigher Hopper B | B | 0190E006 | 2015-03-16 | 2013-04-30 | PHJACOLPA
0190-010-821 | 36405 | 0190-MLK-PRO-WPC-SNFTNK02 | PM03 | 301 | 52WKS Temp Trans Cal (1C2-TT-12.06) | SNF C Tank No 2 | B | 0190E006 | 2020-09-18 | 2011-06-29 | PHBASALEN
0190-010-820 | 36405 | 0190-MLK-PRO-WPC-SNFTNK01 | PM03 | 301 | 52WKS Temp Trans Cal (1C2-TT-12.07) | SNF C Tank No 1 | B | 0190E006 | 2020-09-18 | 2011-06-29 | PHBASALEN
0190-010-82 | 410981 | 0190-MLK-PRO-CMN-SEAFAN01 | PM03 | 301 | 52WKS Temp Gauge Cal (1D7-TG-001) | CTS Secondary Air Fan Blower Assy | B | 0190E006 | 2017-02-23 | 2013-12-18 | PHBASALEN
0190-010-82 | 410981 | 0190-MLK-PRO-CMN-SEAFAN01 | PM03 | 301 | 52WKS Temp Gauge Cal (1D7-TG-002) | CTS Secondary Air Fan Blower Assy | B | 0190E006 | 2017-02-23 | 2013-12-18 | PHBASALEN
0190-010-819 | 36405 | 0190-MLK-PRO-WPB-SNFTNK02 | PM03 | 301 | 52WKS Temp Trans Cal (1B2-TT-12.07) | SNF B Tank No 2 | B | 0190E006 | 2020-09-18 | 2011-06-29 | PHBASALEN
0190-010-818 | 36405 | 0190-MLK-PRO-WPB-SNFTNK01 | PM03 | 301 | 52WKS Temp Trans Cal (1B2-TT-12.05) | SNF B Tank No 1 | B | 0190E006 | 2020-09-18 | 2014-09-06 | PHBASALEN
0190-010-817 | 36408 | 0190-MLK-PRO-WPC-SNFTNK02 | PM03 | 301 | 52WKS Level Trans Cal (1C2-LIT-12.08) | SNF C Tank No 2 | B | 0190E006 | 2020-09-18 | 2011-06-28 | PHBASALEN
0190-010-816 | 36408 | 0190-MLK-PRO-WPC-FLSCLR01-1C2 LIT 06 12 | PM03 | 301 | 52WKS Level Trans Cal (1C2-LIT-06.12) | 3L C FC Press Trans 1C2-LIT-06.12 | B | 0190E006 | 2020-09-18 | 2012-12-13 | PHBASALEN
0190-010-816 | 36408 | 0190-MLK-PRO-WPC-SNFTNK01-1C2 LIT 12 09 | PM03 | 301 | 52WKS Level Trans Cal (1C2-LIT-12.09) | SNF C Tank No1 Level Trans 1C2-LIT-12.09 | B | 0190E006 | 2020-09-18 | 2012-12-13 | PHBASALEN
0190-010-815 | 406097 | 0190-MLK-PRO-WPC-3RLTNK02 | PM03 | 301 | 26WKS Level Trans Cal (1C2-LIT-03.10/02) | 3rd Line C Tank No 2 | B | 0190E006 | 2019-01-03 | 2011-06-28 | PHBASALEN
0190-010-814 | 406097 | 0190-MLK-PRO-WPC-3RLTNK01 | PM03 | 301 | 26WKS Level Trans Cal (1C2-LIT-03.10/01) | 3rd Line C Tank No 1 | B | 0190E006 | 2020-03-03 | 2011-06-28 | PHBASALEN
0190-010-813 | 36408 | 0190-MLK-PRO-WPB-SNFTNK02 | PM03 | 301 | 52WKS Level Trans Cal (1B2-LIT-12.09) | SNF B Tank No 2 | B | 0190E006 | 2020-09-18 | 2011-06-28 | PHBASALEN
0190-010-812 | 36408 | 0190-MLK-PRO-WPB-BALVAT02-1B2 LIT 14 06 | PM03 | 301 | 52WKS Level Trans Cal (1B2-LIT-14.06) | SNF B Balance Vat Level Trans 1B2-LIT-14 | B | 0190E006 | 2020-09-18 | 2012-12-12 | PHBASALEN
0190-010-812 | 36408 | 0190-MLK-PRO-WPB-FLSCLR01-1B2 LIT 06 15 | PM03 | 301 | 52WKS Level Trans Cal (1B2-LIT-06.15) | 3L FC Level Trans (1B2-LIT-06.15) | B | 0190E006 | 2020-09-18 | 2012-12-10 | PHBASALEN
0190-010-812 | 36408 | 0190-MLK-PRO-WPB-SNFTNK01-1B2 LIT 12 06 | PM03 | 301 | 52WKS Level Trans Cal (1B2-LIT-12.08) | SNF B Tank No1 Level Trans 1B2-LIT-12.06 | B | 0190E006 | 2020-09-18 | 2012-12-12 | PHBASALEN
0190-010-811 | 36408 | 0190-MLK-PRO-WPB-3RLTNK02 | PM03 | 301 | 52WKS Level Trans Cal (1B2-LIT-03.10/02) | 3rd Line B Tank No 2 | B | 0190E006 | 2020-09-18 | 2011-06-28 | PHBASALEN
0190-010-810 | 36408 | 0190-MLK-PRO-WPB-3RLTNK01 | PM03 | 301 | 52WKS Level Trans Cal (1B2-LIT-03.10/01) | 3rd Line B Tank No 1 | B | 0190E006 | 2020-09-18 | 2011-06-28 | PHBASALEN
0190-010-81 | 410981 | 0190-MLK-PRO-OHF-HOTPHE01 | PM03 | 301 | 52WKS Temp Gauge Cal (1B2-TG-002) | Buffer Hot Water PHE Line B | C | 0190E006 | 2017-02-23 | 2013-12-18 | PHBASALEN
0190-010-81 | 410981 | 0190-MLK-PRO-OHF-HOTTNK01 | PM03 | 301 | 52WKS Temp Gauge Cal (1B2-TG-003) | OH Hot Water Tank A Oil Line Heater | B | 0190E006 | 2017-02-23 | 2013-12-18 | PHBASALEN
0190-010-81 | 410981 | 0190-MLK-PRO-OHF-HOTTNK01 | PM03 | 301 | 52WKS Temp Gauge Cal (1B2-TG-004) | OH Hot Water Tank A Oil Line Heater | B | 0190E006 | 2017-02-23 | 2013-12-18 | PHBASALEN
0190-010-81 | 410981 | 0190-MLK-PRO-OHF-HOTTNK01 | PM03 | 301 | 52WKS Temp Gauge Cal (1B2-TG-005) | OH Hot Water Tank A Oil Line Heater | B | 0190E006 | 2017-02-23 | 2013-12-18 | PHBASALEN
0190-010-81 | 410981 | 0190-MLK-PRO-OHF-HOTTNK01 | PM03 | 301 | 52WKS Temp Gauge Cal (1C TG-002) | OH Hot Water Tank A Oil Line Heater | B | 0190E006 | 2017-02-23 | 2014-09-08 | PHBASALEN
0190-010-81 | 410981 | 0190-MLK-PRO-OHF-HOTTNK02 | PM03 | 301 | 52WKS Temp Gauge Cal (1B2-TG-006) | OH Hot Water Tank B SNF Buffer Tank B | B | 0190E006 | 2017-02-23 | 2013-12-18 | PHBASALEN
0190-010-81 | 410981 | 0190-MLK-PRO-OHF-HOTTNK03 | PM03 | 301 | 52WKS Temp Gauge Cal (1C-TG-002) | OH Hot Water Tank C SNF Buffer Tank C | B | 0190E006 | 2017-02-23 | 2013-12-18 | PHBASALEN
0190-010-809 | 36408 | 0190-MLK-PRO-OHF-HOTTNK03 | PM03 | 301 | 52WKS Level Trans Cal (1D2-LIT-31.02/02) | OH Hot Water Tank C SNF Buffer Tank C | B | 0190E006 | 2021-06-03 | 2011-06-28 | PHILAGANAN
0190-010-808 | 36408 | 0190-MLK-PRO-OHF-HOTTNK02 | PM03 | 301 | 52WKS Level Trans Cal (1B2-LIT-31.02/01) | OH Hot Water Tank B SNF Buffer Tank B | B | 0190E006 | 2021-06-03 | 2011-06-28 | PHILAGANAN
0190-010-807 | 58307 | 0190-MLK-PRO-EGC-LECGUN01 | PM03 | 306 | 1MON HAN Internal Cleaning C | Egron C Lecithin Gun | A | 0190E020 | 2015-03-09 | 2011-06-27 | PHJACOLPA
0190-010-806 | 58307 | 0190-MLK-PRO-EGB-LECGUN01 | PM03 | 306 | 1MON HAN Internal Cleaning B | Egron B Lecithin Gun | A | 0190E020 | 2015-03-09 | 2011-06-27 | PHJACOLPA
0190-010-805 | 58306 | 0190-MLK-PRO-EGC-EGRTWR01 | PM03 | 307 | 1MON Tower/MC Scrape to Metal Cleaning C | Egron C Tower | A | 0190E020 | 2015-03-09 | 2011-06-27 | PHJACOLPA
0190-010-805 | 58306 | 0190-MLK-PRO-EGC-MULSEP01 | PM03 | 307 | 1MON Tower/MC Scrape to Metal Cleaning C | Egron C Powder Separator 1 Multiclone 1 | B | 0190E020 | 2015-03-09 | 2011-06-27 | PHJACOLPA
0190-010-805 | 58306 | 0190-MLK-PRO-EGC-MULSEP02 | PM03 | 307 | 1MON Tower/MC Scrape to Metal Cleaning C | Egron C Powder Separator 2 Multiclone 2 | B | 0190E020 | 2015-03-09 | 2011-06-27 | PHJACOLPA
0190-010-805 | 58306 | 0190-MLK-PRO-EGC-PWINCH01 | PM03 | 307 | 1MON Tower/MC Scrape to Metal Cleaning C | Egron C Platform Winch | B | 0190E020 | 2015-03-09 | 2011-06-27 | PHJACOLPA
0190-010-804 | 58306 | 0190-MLK-PRO-EGB-EGRTWR01 | PM03 | 307 | 1MON Tower/MC Scrape to Metal Cleaning B | Egron B Tower | A | 0190E020 | 2015-03-09 | 2011-06-27 | PHJACOLPA
0190-010-804 | 58306 | 0190-MLK-PRO-EGB-MULSEP01 | PM03 | 307 | 1MON Tower/MC Scrape to Metal Cleaning B | Egron B Powder Separator 1 Multiclone | B | 0190E020 | 2015-03-09 | 2011-06-27 | PHJACOLPA
0190-010-804 | 58306 | 0190-MLK-PRO-EGB-MULSEP02 | PM03 | 307 | 1MON Tower/MC Scrape to Metal Cleaning B | Egron B Powder Separator 2 Multiclone | B | 0190E020 | 2015-03-09 | 2011-06-27 | PHJACOLPA
0190-010-804 | 58306 | 0190-MLK-PRO-EGB-PWINCH01 | PM03 | 307 | 1MON Tower/MC Scrape to Metal Cleaning B | Egron B Platform Winch | B | 0190E020 | 2015-03-09 | 2011-06-27 | PHJACOLPA
0190-010-803 | 58305 | 0190-MLK-PRO-EGC-CODSYS01 | PM03 | 305 | 26WKS CO Analyser Service Rotation C | Egron C CO Safety System ATEX | A | 0190E006 | 2018-03-16 | 2011-06-27 | PHBASALEN
0190-010-802 | 58305 | 0190-MLK-PRO-EGB-CODSYS01 | PM03 | 305 | 26WKS CO Analyser Service Rotation B | Egron B CO Safety System ATEX | A | 0190E006 | 2021-03-19 | 2011-06-27 | PHILAGANAN
0190-010-801 | 52565 | 0190-MLK-PRO-CIP-ACITNK01 | PM03 | 307 | 18WKS Pneu Actuator& Sol. Valve Check | CIP Acid Tank | C | 0190E006 | 2017-02-18 | 2011-06-20 | PHBASALEN
0190-010-801 | 52565 | 0190-MLK-PRO-CIP-FWATNK01 | PM03 | 307 | 18WKS Pneu Actuator & Sol.Valve Check | CIP Fresh Water Tank | C | 0190E006 | 2017-02-18 | 2011-06-20 | PHBASALEN
0190-010-801 | 52565 | 0190-MLK-PRO-CIP-LYETNK01 | PM03 | 307 | 18WKS Pneu Actuator & Sol.Valve Check | CIP Lye Tank | C | 0190E006 | 2017-02-18 | 2011-06-20 | PHBASALEN
0190-010-801 | 52565 | 0190-MLK-PRO-CIP-USETNK01 | PM03 | 307 | 18WKS Pneu Actuator & Sol.Valve Check | CIP Reused Water Tank | C | 0190E006 | 2017-02-18 | 2011-06-20 | PHBASALEN
0190-010-800 | 52565 | 0190-MLK-PRO-WPC-CLSVLV01 | PM03 | 307 | 18WK Pneu Actuator& Sol. Valve Check PHE | Cluster Valve Assembly C | B | 0190E006 | 2017-02-18 | 2011-06-20 | PHBASALEN
0190-010-800 | 52565 | 0190-MLK-PRO-WPC-CLSVLV01 | PM03 | 307 | 18WK Pneu Actuator& Sol. Valve Check CIP | Cluster Valve Assembly C | B | 0190E006 | 2017-02-18 | 2011-06-20 | PHBASALEN
0190-010-800 | 52565 | 0190-MLK-PRO-WPC-CLSVLV01 | PM03 | 307 | 18WK Pneu Actuator& Sol. Valve Check SNF | Cluster Valve Assembly C | B | 0190E006 | 2017-02-18 | 2011-06-20 | PHBASALEN
0190-010-800 | 52565 | 0190-MLK-PRO-WPC-CLSVLV01 | PM03 | 307 | 18WKS Pneu Actuator& Sol. Valve Check 3L | Cluster Valve Assembly C | B | 0190E006 | 2017-02-18 | 2011-06-20 | PHBASALEN
0190-010-80 | 407764 | 0190-MLK-PRO-OHF-BATPMP01 | PM03 | 301 | 52WKS Pressure Gauge Cal (1D2-PG-02.24) | OH Batch Type Dosing Pump Line B | B | 0190E006 | 2017-02-23 | 2013-12-17 | PHBASALEN
0190-010-80 | 407764 | 0190-MLK-PRO-OHF-BATPMP02 | PM03 | 301 | 52WKS Pressure Gauge Cal (1D2-PG-02.22) | OH Batch Type Dosing Pump Line C | B | 0190E006 | 2017-02-23 | 2013-12-17 | PHBASALEN
0190-010-80 | 407764 | 0190-MLK-PRO-OHF-HOTTNK01 | PM03 | 301 | 52WKS Pressure Gauge Cal (1D2-PG-29.20) | OH Hot Water Tank A Oil Line Heater | B | 0190E006 | 2017-02-23 | 2014-12-08 | PHBASALEN
0190-010-80 | 407764 | 0190-MLK-PRO-OHF-OILTNK04 | PM03 | 301 | 52WKS Pressure Gauge Cal (1D PG-001) | OH Tank No 4 Blend A | B | 0190E006 | 2017-02-23 | 2013-12-17 | PHBASALEN
0190-010-80 | 407764 | 0190-MLK-PRO-OHF-OILTNK07 | PM03 | 301 | 52WKS Pressure Gauge Cal (1D2-PG-08.43) | OH Tank No 7 Vitamin Mixing Tank | C | 0190E006 | 2017-02-23 | 2013-12-17 | PHBASALEN
0190-010-799 | 52565 | 0190-MLK-PRO-WPB-CLSVLV01 | PM03 | 307 | 18WK Pneu Actuator& Sol. Valve Check PHE | Cluster Valve Assembly B | B | 0190E006 | 2017-11-02 | 2011-06-20 | PHBASALEN
0190-010-799 | 52565 | 0190-MLK-PRO-WPB-CLSVLV01 | PM03 | 307 | 18WK Pneu Actuator& Sol. Valve Check CIP | Cluster Valve Assembly B | B | 0190E006 | 2017-11-02 | 2011-06-20 | PHBASALEN
0190-010-799 | 52565 | 0190-MLK-PRO-WPB-CLSVLV01 | PM03 | 307 | 18WK Pneu Actuator& Sol. Valve Check SNF | Cluster Valve Assembly B | B | 0190E006 | 2017-11-02 | 2011-06-20 | PHBASALEN
0190-010-799 | 52565 | 0190-MLK-PRO-WPB-CLSVLV01 | PM03 | 307 | 18WK Pneu Actuator& Sol. Valve Check 3L | Cluster Valve Assembly B | B | 0190E006 | 2017-11-02 | 2011-06-20 | PHBASALEN
0190-010-798 | 58201 | 0190-MLK-PRO-EGB-CODSYS01 | PM03 | 305 | 26WKS Perma Pure Dryer Replacement C | Egron B CO Safety System ATEX | A | 0190E006 | 2020-07-05 | 2011-06-16 | PHBASALEN
0190-010-798 | 58201 | 0190-MLK-PRO-EGC-CODSYS01 | PM03 | 305 | 26WKS Perma Pure Dryer Replacement C | Egron C CO Safety System ATEX | A | 0190E006 | 2020-07-05 | 2011-06-16 | PHBASALEN
0190-010-797 | 58201 | 0190-MLK-PRO-EGB-EGRTWR01 | PM03 | 305 | 26WKS Perma Pure Dryer Replacement B | Egron B Tower | A | 0190E006 | 2020-09-22 | 2011-06-16 | PHBASALEN
0190-010-797 | 58201 | 0190-MLK-PRO-EGC-EGRTWR01 | PM03 | 305 | 40WKS Perma Pure Dryer Replacement B | Egron C Tower | A | 0190E005 | 2020-09-22 | 2011-06-16 | PHBASALEN
0190-010-796 | 58200 | 0190-MLK-PRO-EGC-CODSYS01 | PM03 | 305 | 2WKS CO Filter Replacement C | Egron C CO Safety System ATEX | A | 0190E006 | 2017-06-05 | 2011-06-16 | PHBASALEN
0190-010-796 | 58200 | 0190-MLK-PRO-EGC-EGRTWR01 | PM03 | 305 | 2WKS CO Filter Replacement C | Egron C Tower | A | 0190E006 | 2017-06-05 | 2011-06-16 | PHBASALEN
0190-010-795 | 58200 | 0190-MLK-PRO-EGB-CODSYS01 | PM03 | 305 | 2WKS CO Filter Replacement B | Egron B CO Safety System ATEX | A | 0190E006 | 2017-06-05 | 2011-06-16 | PHBASALEN
0190-010-795 | 58200 | 0190-MLK-PRO-EGB-EGRTWR01 | PM03 | 305 | 2WKS CO Filter Replacement B | Egron B Tower | A | 0190E006 | 2017-06-05 | 2011-06-16 | PHBASALEN
0190-010-794 | 58106 | 0190-MLK-PRO-WPC-SCAMXR01 | PM03 | 305 | 26WKS Transmission Belt Replacement C | SNF C Scanima Mixer | B | 0190E005 | 2020-09-18 | 2011-06-10 | PHBASALEN
0190-010-793 | 58106 | 0190-MLK-PRO-WPB-SCAMXR01 | PM03 | 305 | 26WKS Transmission Belt Replacement B | SNF B Scanima Mixer Tank | A | 0190E005 | 2021-03-19 | 2011-06-10 | PHILAGANAN
0190-010-792 | 58106 | 0190-MLK-PRO-EGC-EXHFAN02 | PM03 | 305 | 6MON Transmission Belt Replacement C | Egron C Exhaust Fan No 2 | A | 0190E005 | 2014-08-01 | 2011-06-10 | PHJACOLPA
0190-010-791 | 58106 | 0190-MLK-PRO-EGC-EXHFAN01 | PM03 | 305 | 6MON Transmission Belt Replacement C | Egron C Exhaust Fan No 1 | A | 0190E005 | 2014-08-01 | 2011-06-10 | PHJACOLPA
0190-010-790 | 58106 | 0190-MLK-PRO-EGB-EXHFAN02 | PM03 | 305 | 6MON Transmission Belt Replacement B | Egron B Exhaust Fan No 2 | B | 0190E005 | 2014-08-01 | 2011-06-10 | PHJACOLPA
0190-010-79 | 407764 | 0190-MLK-PRO-CMN-AHU09 | PM03 | 301 | 52WK Pressure Gauge Calibration (PG-321) | AHU 3-Star CTS MSK B&C Dry Tech Room | B | 0190E006 | 2017-02-23 | 2013-12-17 | PHBASALEN
0190-010-79 | 407764 | 0190-MLK-PRO-CMN-AHU09-1A PG 024 | PM03 | 301 | 52WKS Press Gauge Cal (1A-PG-024) | AHU 3-Star CTS MSK B&C Dry Gauge Prssure | C | 0190E005 | 2017-02-23 | 2013-12-17 | PHBASALEN
0190-010-79 | 407764 | 0190-MLK-PRO-CMN-TIPCMN04 | PM03 | 301 | 52WK Pressure Gauge Calibration (PG-297) | Milks Malto/MSK Central Tipping Facility | B | 0190E006 | 2017-02-23 | 2013-12-17 | PHBASALEN
0190-010-79 | 407764 | 0190-MLK-PRO-CMN-TIPCMN04 | PM03 | 301 | 52WK Pressure Gauge Calibration (PG-298) | Milks Malto/MSK Central Tipping Facility | B | 0190E006 | 2017-02-23 | 2013-12-17 | PHBASALEN
0190-010-79 | 407764 | 0190-MLK-PRO-CMN-TIPCMN04 | PM03 | 301 | 52WK Pressure Gauge Calibration (PG-299) | Milks Malto/MSK Central Tipping Facility | B | 0190E006 | 2017-02-23 | 2013-12-17 | PHBASALEN
0190-010-79 | 407764 | 0190-MLK-PRO-CMN-TIPCMN04 | PM03 | 301 | 52WK Pressure Gauge Calibration (PG-300) | Milks Malto/MSK Central Tipping Facility | B | 0190E006 | 2017-02-23 | 2013-12-17 | PHBASALEN
0190-010-79 | 407764 | 0190-MLK-PRO-TMB-ACOFAN01 | PM03 | 301 | 52WKS Press Gauge Cal (PG 03.27) | CTS Malto Tipping B After Cooler Fan | B | 0190E006 | 2017-02-23 | 2013-12-17 | PHBASALEN
0190-010-789 | 58106 | 0190-MLK-PRO-EGB-EXHFAN01 | PM03 | 305 | 6MON Transmission Belt Replacement B | Egron B Exhaust Fan No 1 | A | 0190E005 | 2014-08-01 | 2011-06-10 | PHJACOLPA
0190-010-788 | 58106 | 0190-MLK-PRO-DSC-LIQUIV01 | PM03 | 305 | 26WKS Transmission Belt Replacement C | Diss C Liquiverter | C | 0190E005 | 2017-02-21 | 2011-06-10 | PHBASALEN
0190-010-787 | 58106 | 0190-MLK-PRO-DSB-LIQUIV01 | PM03 | 305 | 6MON Transmission Belt Replacement B | Diss B Liquiverter | C | 0190E005 | 2013-07-20 | 2011-06-10 | PHJACOLPA
0190-010-786 | 58092 | 0190-MLK-PRO-CMC-STRVLV01 | PM03 | 307 | 18WKS Transmission Belt Check C | CTS MSK Tipping C Star Valve | B | 0190E005 | 2020-09-18 | 2012-06-25 | PHBASALEN
0190-010-786 | 58092 | 0190-MLK-PRO-EGC-MULSVA01 | PM03 | 307 | 18WKS Transmission Belt Check C | Egron C Multiclone Star Valve 1 | A | 0190E005 | 2020-09-18 | 2011-06-10 | PHBASALEN
0190-010-786 | 58092 | 0190-MLK-PRO-EGC-MULSVA02 | PM03 | 307 | 18WKS Transmission Belt Check C | Egron C Multiclone Star Valve 2 | A | 0190E005 | 2020-09-18 | 2011-06-10 | PHBASALEN
0190-010-786 | 58092 | 0190-MLK-PRO-SMC-STRVLV01 | PM03 | 307 | 18WKS Transmission Belt Check C | Egron Malto Dosing C Star Valve | A | 0190E005 | 2020-09-18 | 2012-06-25 | PHBASALEN
0190-010-786 | 58092 | 0190-MLK-PRO-TMC-STRVLV01 | PM03 | 307 | 18WKS Transmission Belt Check C | CTS Malto Tipping C Star Valve | B | 0190E005 | 2020-09-18 | 2012-06-25 | PHBASALEN
0190-010-785 | 58092 | 0190-MLK-PRO-EGC-SEAFAN01 | PM03 | 307 | 18WKS Transmission Belt Check C | Secondary Air Fan 1C | B | 0190E005 | 2018-04-06 | 2011-06-10 | PHBASALEN
0190-010-784 | 58092 | 0190-MLK-PRO-EGC-EXHFAN03 | PM03 | 307 | 18WKS Transmission Belt Check C | Egron C Ad Ac Exhaust Fan | A | 0190E005 | 2021-03-19 | 2011-06-10 | PHILAGANAN
0190-010-784 | 58092 | 0190-MLK-PRO-EGC-SEAFAN01 | PM03 | 307 | 18WKS Transmission Belt Check C | Secondary Air Fan 1C | B | 0190E005 | 2021-03-19 | 2014-01-17 | PHILAGANAN
0190-010-783 | 58092 | 0190-MLK-PRO-WPC-SNFHOM01 | PM03 | 305 | 18WKS Transmission Belt Check C | SNF C Homogenizer | B | 0190E005 | 2015-04-06 | 2011-06-10 | PHJACOLPA
0190-010-782 | 58092 | 0190-MLK-PRO-WPC-SHPPMP01 | PM03 | 305 | 18WKS Transmission Belt Check C | SNF C High Pressure Pump | A | 0190E005 | 2015-04-06 | 2011-06-10 | PHJACOLPA
0190-010-781 | 58092 | 0190-MLK-PRO-WPC-3LHPMP02 | PM03 | 305 | 18WKS Transmission Belt Check C | 3L High Pressure Pump | A | 0190E005 | 2015-04-06 | 2011-06-10 | PHJACOLPA
0190-010-780 | 58092 | 0190-MLK-PRO-WPC-3LHPMP02 | PM03 | 307 | 18WKS Transmission Belt Check C | 3L High Pressure Pump | A | 0190E005 | 2019-01-04 | 2014-01-17 | PHBASALEN
0190-010-780 | 58092 | 0190-MLK-PRO-WPC-3LHPMP03 | PM03 | 307 | 18WKS Transmission Belt Check C | 3rd Line C Homogeniser (Rannie) | A | 0190E005 | 2019-01-04 | 2011-06-10 | PHBASALEN
0190-010-780 | 58092 | 0190-MLK-PRO-WPC-SHPPMP01 | PM03 | 307 | 18WKS Transmission Belt Check C | SNF C High Pressure Pump | A | 0190E005 | 2019-01-04 | 2014-01-17 | PHBASALEN
0190-010-780 | 58092 | 0190-MLK-PRO-WPC-SNFHOM01 | PM03 | 307 | 18WKS Transmission Belt Check C | SNF C Homogenizer | B | 0190E005 | 2019-01-04 | 2014-01-17 | PHBASALEN
0190-010-78 | 407764 | 0190-MLK-PRO-NDC-COMMON01-1B2PG082 | PM03 | 301 | 52WKS Press Gauge Cal (1B2-PG-082) | NDC Common Facilities | C | 0190E005 | 2017-04-26 | 2014-09-05 | PHBASALEN
0190-010-78 | 407764 | 0190-MLK-PRO-NDC-TRUPMP02-1B4PG0507 | PM03 | 301 | 52WKS Press Gauge Cal (1B4-PG-04.09) | NDC Glucose Heatng Vat Discharge Pump B | C | 0190E005 | 2017-04-26 | 2013-12-17 | PHBASALEN
0190-010-78 | 407764 | 0190-MLK-PRO-NDC-TRUPMP02-1B4PG509 | PM03 | 301 | 52WKS Press Gauge Cal (1B4-PG-05.07) | NDC Glucose Heatng Vat Discharge Pump B | C | 0190E005 | 2017-04-26 | 2013-12-17 | PHBASALEN
0190-010-78 | 407764 | 0190-MLK-PRO-OHF-HOTTNK02-1B2PG084 | PM03 | 301 | 52WKS Press Gauge Cal (1B2-PG-084) | OH Hot Water Tank B SNF Buffer Tank B PG | C | 0190E005 | 2017-04-26 | 2014-09-05 | PHBASALEN
0190-010-78 | 407764 | 0190-MLK-PRO-WPB-3LHPMP01-1B2PG0726 | PM03 | 301 | 52WKS Press Gauge Cal (1B2-PG-07.26) | 3L-B HOMO P-Gauge 0726 | C | 0190E005 | 2017-04-26 | 2013-12-17 | PHBASALEN
0190-010-78 | 407764 | 0190-MLK-PRO-WPB-3LHPMP02-1B2PG0711 | PM03 | 301 | 52WKS Press Gauge Cal (1B2-PG-07.11) | 3L-B HPP 1B2 Pressure Gauge 07.11 | C | 0190E005 | 2017-04-26 | 2013-12-17 | PHBASALEN
0190-010-78 | 407764 | 0190-MLK-PRO-WPB-3LHPMP02-1B2PG0806 | PM03 | 301 | 52WKS Press Gauge Cal (1B2-PG-08.06) | 3L-B HPP 1B2 Pressure Gauge 08.06 | C | 0190E005 | 2017-04-26 | 2013-12-17 | PHBASALEN
0190-010-78 | 407764 | 0190-MLK-PRO-WPB-FLSCLR01-1B2PG004 | PM03 | 301 | 52WKS Press Gauge Cal (1B2-PG-004) | 1B2 Pressure Gauge 004 | C | 0190E005 | 2017-04-26 | 2014-09-05 | PHBASALEN
0190-010-78 | 407764 | 0190-MLK-PRO-WPB-FLSCLR01-1B2PG0437 | PM03 | 301 | 52WKS Press Gauge Cal (1B2-PG-04.37) | 1B2 Pressure Gauge 04.37 | C | 0190E005 | 2017-04-26 | 2014-09-05 | PHBASALEN
0190-010-78 | 407764 | 0190-MLK-PRO-WPB-PHEPMP03-1B2PG073 | PM03 | 301 | 52WKS Press Gauge Cal (1B2-PG-073) | Milk PHE B Recirculation pump 1B2_PG_073 | C | 0190E005 | 2017-04-26 | 2014-09-05 | PHBASALEN
0190-010-78 | 407764 | 0190-MLK-PRO-WPB-PSASNF01-1B2PG096 | PM03 | 301 | 52WKS Press Gauge Cal (1B2-PG-096) | 1B2 Pressure Gauge 096 | C | 0190E006 | 2017-04-26 | 2014-09-05 | PHBASALEN
0190-010-78 | 407764 | 0190-MLK-PRO-WPB-SCAMXR01-1B2PG081 | PM03 | 301 | 52WKS Press Gauge Cal (1B2-PG-081) | 1B2 Pressure Gauge 081 | C | 0190E005 | 2017-04-26 | 2014-09-09 | PHBASALEN
0190-010-78 | 407764 | 0190-MLK-PRO-WPB-SHPPMP01-1B2PG1606 | PM03 | 301 | 52WKS Press Gauge Cal (1B2-PG-16.06) | SNF-B HPP 1B2 Pressure Gauge 16.06 | C | 0190E005 | 2017-04-26 | 2013-12-17 | PHBASALEN
0190-010-78 | 407764 | 0190-MLK-PRO-WPB-SNFHBT01-1B2PG1513 | PM03 | 301 | 52WKS Press Gauge Cal (1B2-PG-15.13) | 1B2 Pressure Gauge 15.13 | C | 0190E005 | 2017-04-26 | 2013-12-17 | PHBASALEN
0190-010-78 | 407764 | 0190-MLK-PRO-WPB-SNFHOM01-1B2PG1503 | PM03 | 301 | 52WKS Press Gauge Cal (1B2-PG-15.03) | SNF-B HOMO 1B2 Pressure Gauge 15.03 | C | 0190E005 | 2017-04-26 | 2013-12-17 | PHBASALEN
0190-010-78 | 407764 | 0190-MLK-PRO-WPC-3LHBTK01-1C2PG0803 | PM03 | 301 | 52WKS Pressure Gauge Cal (1C2-PG-08.03) | 1C2 Pressure Gauge 08.03 | C | 0190E005 | 2017-04-26 | 2013-12-17 | PHBASALEN
0190-010-78 | 407764 | 0190-MLK-PRO-WPC-3LHPMP03-1C2PG0723 | PM03 | 301 | 52WKS Pressure Gauge Cal (1C2-PG-07.23) | 3L-C HOMO 1C2 Pressure Gauge 07.23 | C | 0190E005 | 2017-04-26 | 2013-12-17 | PHBASALEN
0190-010-78 | 407764 | 0190-MLK-PRO-WPC-3LHPMP03-1C2PG0725 | PM03 | 301 | 52WKS Pressure Gauge Cal (1C2-PG-07.25) | 3L-C HOMO 1C2 Pressure Gauge 07.25 | C | 0190E005 | 2017-04-26 | 2013-12-17 | PHBASALEN
0190-010-78 | 407764 | 0190-MLK-PRO-WPC-SHPPMP01-1C2PG0806 | PM03 | 301 | 52WKS Pressure Gauge Cal (1C2-PG-08.06) | SNF-C HPP 1C2 Pressure Gauge 08.06 | C | 0190E005 | 2017-04-26 | 2013-12-17 | PHBASALEN
0190-010-78 | 407764 | 0190-MLK-PRO-WPC-SHPPMP01-1C2PG1603 | PM03 | 301 | 52WKS Pressure Gauge Cal (1C2-PG-16.03) | SNF-C HPP 1C2 Pressure Gauge 16.03 | C | 0190E005 | 2017-04-26 | 2014-08-14 | PHBASALEN
0190-010-78 | 407764 | 0190-MLK-PRO-WPC-SNFHBT01-1C2PG1307 | PM03 | 301 | 52WKS Pressure Gauge Cal (1C2-PG-13.07) | 1C2 Pressure Gauge 13.07 | C | 0190E005 | 2017-04-26 | 2013-12-17 | PHBASALEN
0190-010-78 | 407764 | 0190-MLK-PRO-WPC-SNFHOM01-1C2PG1513 | PM03 | 301 | 52WKS Pressure Gauge Cal (1C2-PG-15.13) | 1C2 Pressure Gauge 15.13 | C | 0190E005 | 2017-04-26 | 2013-12-17 | PHBASALEN
0190-010-779 | 411545 | 0190-MLK-PRO-EGC-MSKBLW03 | PM03 | 307 | 16WKS Transmission Belt Check C | Egron C MSK Dosing Blower No. 1 | A | 0190E005 | 2018-04-06 | 2011-06-10 | PHBASALEN
0190-010-779 | 411545 | 0190-MLK-PRO-EGC-MSKBLW04 | PM03 | 307 | 16WKS Transmission Belt Check C | Egron C MSK Dosing Blower No. 2 | A | 0190E005 | 2018-04-06 | 2011-06-10 | PHBASALEN
0190-010-778 | 411545 | 0190-MLK-PRO-EGC-BLWBCK01 | PM03 | 307 | 16WKS Transmission Belt Check C | Egron C Blowback Blower No 1 | A | 0190E005 | 2021-03-19 | 2011-06-10 | PHILAGANAN
0190-010-778 | 411545 | 0190-MLK-PRO-EGC-BLWBCK02 | PM03 | 307 | 16WKS Transmission Belt Check C | Egron C Blowback Blower No 2 | A | 0190E005 | 2021-03-19 | 2011-06-10 | PHILAGANAN
0190-010-778 | 411545 | 0190-MLK-PRO-SMC-AIRBLW01 | PM03 | 307 | 16WKS Transmission Belt Check C | Egron Malto Dosing C Air Blower | B | 0190E005 | 2021-03-19 | 2011-06-10 | PHILAGANAN
0190-010-777 | 411545 | 0190-MLK-PRO-CMC-AIRBLW01 | PM03 | 307 | 16WKS Transmission Belt Check C | CTS MSK Tipping C Air Blower | C | 0190E005 | 2020-09-18 | 2011-06-10 | PHBASALEN
0190-010-777 | 411545 | 0190-MLK-PRO-TMC-AIRBLW01 | PM03 | 307 | 16WKS Transmission Belt Check C | CTS Malto Tipping C Air Blower | B | 0190E005 | 2020-09-18 | 2011-06-10 | PHBASALEN
0190-010-776 | 58092 | 0190-MLK-PRO-CMB-STRVLV01 | PM03 | 307 | 4MON Transmission Belt Check B | CTS MSK Tipping B Star Valve | B | 0190E005 | 2015-03-25 | 2012-06-25 | PHJACOLPA
0190-010-776 | 58092 | 0190-MLK-PRO-EGB-MULSVA01 | PM03 | 307 | 4MON Transmission Belt Check B | Egron B Multiclone Star Valve 1 | A | 0190E005 | 2015-03-25 | 2011-06-10 | PHJACOLPA
0190-010-776 | 58092 | 0190-MLK-PRO-EGB-MULSVA02 | PM03 | 307 | 4MON Transmission Belt Check B | Egron B Multiclone Star Valve 2 | A | 0190E005 | 2015-03-25 | 2011-06-10 | PHJACOLPA
0190-010-776 | 58092 | 0190-MLK-PRO-SMB-STRVLV01 | PM03 | 307 | 4MON Transmission Belt Check B | Egron Malto Dosing B Star Valve | A | 0190E005 | 2015-03-25 | 2012-06-25 | PHJACOLPA
0190-010-776 | 58092 | 0190-MLK-PRO-TMB-STRVLV01 | PM03 | 307 | 4MON Transmission Belt Check B | CTS Malto Tipping B Star Valve | B | 0190E005 | 2015-03-25 | 2012-06-25 | PHJACOLPA
0190-010-775 | 58092 | 0190-MLK-PRO-EGB-SEAFAN01 | PM03 | 305 | 52WKS Transmission Belt Replacement | Secondary Air Fan 1B | A | 0190E005 | 2019-11-11 | 2011-06-10 | PHBASALEN
0190-010-774 | 58092 | 0190-MLK-PRO-EGB-EXHFAN03 | PM03 | 305 | 52WKS Transmission Belt Replacement | Egron B AD/AC Fine Separator Exh Fan | A | 0190E005 | 2019-09-03 | 2011-06-10 | PHBASALEN
0190-010-774 | 58092 | 0190-MLK-PRO-EGC-SEAFAN01 | PM03 | 305 | 52WKS Transmission Belt Replacement | Secondary Air Fan 1C | B | 0190E005 | 2019-09-03 | 2019-09-03 | PHBASALEN
0190-010-773 | 58092 | 0190-MLK-PRO-WPB-SNFHOM01 | PM03 | 307 | 18WKS Transmission Belt Check | SNF B Homogenizer | B | 0190E005 | 2015-04-06 | 2011-06-10 | PHJACOLPA
0190-010-772 | 58092 | 0190-MLK-PRO-WPB-SHPPMP01 | PM03 | 307 | 18WKS Transmission Belt Check | SNF B High Pressure Pump | A | 0190E005 | 2015-04-06 | 2011-06-10 | PHJACOLPA
0190-010-771 | 58092 | 0190-MLK-PRO-WPB-3LHPMP02 | PM03 | 307 | 18WKS Transmission Belt Check | 3rd Line B High Pressure Pump | A | 0190E005 | 2015-04-06 | 2011-06-10 | PHJACOLPA
0190-010-770 | 58092 | 0190-MLK-PRO-WPB-3LHPMP01 | PM03 | 305 | 52WKS Transmission Belt Replacement | 3rd Line B Homogenizer | A | 0190E005 | 2019-06-25 | 2011-06-10 | PHBASALEN
0190-010-770 | 58092 | 0190-MLK-PRO-WPB-3LHPMP02 | PM03 | 305 | 52WKS Transmission Belt Replacement | 3rd Line B High Pressure Pump | A | 0190E005 | 2019-06-25 | 2014-01-17 | PHBASALEN
0190-010-770 | 58092 | 0190-MLK-PRO-WPB-SHPPMP01 | PM03 | 305 | 52WKS Transmission Belt Replacement | SNF B High Pressure Pump | A | 0190E005 | 2019-06-25 | 2014-01-17 | PHBASALEN
0190-010-770 | 58092 | 0190-MLK-PRO-WPB-SNFHOM01 | PM03 | 305 | 52WKS Transmission Belt Replacement | SNF B Homogenizer | B | 0190E005 | 2019-06-25 | 2014-01-17 | PHBASALEN
0190-010-77 | 410891 | 0190-MLK-PRO-WPB-3LHPMP01 | PM03 | 305 | 26WKS Valve Rod Gasket Replacement | 3rd Line B Homogenizer | A | 0190E020 | 2021-03-19 | 2013-12-14 | PHILAGANAN
0190-010-77 | 410891 | 0190-MLK-PRO-WPB-SNFHOM01 | PM03 | 305 | 26WKS Valve Rod Gasket Replacement | SNF B Homogenizer | B | 0190E020 | 2021-03-19 | 2013-12-14 | PHILAGANAN
0190-010-77 | 410891 | 0190-MLK-PRO-WPC-SNFHOM01 | PM03 | 305 | 26WKS Valve Rod Gasket Replacement | SNF C Homogenizer | B | 0190E020 | 2021-03-19 | 2013-12-14 | PHILAGANAN
0190-010-769 | 411545 | 0190-MLK-PRO-EGB-MSKBLW03 | PM03 | 307 | 16WKS Transmission Belt Check B | Egron B MSK Dosing Blower No. 1 | A | 0190E005 | 2021-03-19 | 2011-06-10 | PHILAGANAN
0190-010-769 | 411545 | 0190-MLK-PRO-EGB-MSKBLW04 | PM03 | 307 | 16WKS Transmission Belt Check B | Egron B MSK Dosing Blower No. 2 | A | 0190E005 | 2021-03-19 | 2011-06-10 | PHILAGANAN
0190-010-768 | 411545 | 0190-MLK-PRO-EGB-BLWBCK01 | PM03 | 307 | 8WKS Transmission Belt Check B | Egron B Blowback Blower No 1 | A | 0190E005 | 2021-03-19 | 2011-06-10 | PHILAGANAN
0190-010-768 | 411545 | 0190-MLK-PRO-EGB-BLWBCK02 | PM03 | 307 | 8WKS Transmission Belt Check B | Egron B Blowback Blower No 2 | A | 0190E005 | 2021-03-19 | 2011-06-10 | PHILAGANAN
0190-010-768 | 411545 | 0190-MLK-PRO-SMB-AIRBLW01 | PM03 | 307 | 8WKS Transmission Belt Check B | Egron Malto Dosing B Air Blower | B | 0190E005 | 2021-03-19 | 2011-06-10 | PHILAGANAN
0190-010-767 | 411545 | 0190-MLK-PRO-CMB-AIRBLW01 | PM03 | 307 | 8WKS Transmission Belt Check B | CTS MSK Tipping B Air Blower | B | 0190E005 | 2021-04-14 | 2011-06-10 | PHBASALEN
0190-010-767 | 411545 | 0190-MLK-PRO-TMB-AIRBLW01 | PM03 | 307 | 8WKS Transmission Belt Check B | CTS Malto Tipping B Air Blower | B | 0190E005 | 2021-04-14 | 2011-06-10 | PHBASALEN
0190-010-766 | 58083 | 0190-MLK-PRO-EGC-SAFPNL01 | PM03 | 305 | 52WKS SS UPS Battery Replacement C | Egron C Safety System Control Panel | A | 0190E006 | 2021-03-19 | 2011-06-10 | PHILAGANAN
0190-010-765 | 58083 | 0190-MLK-PRO-EGB-SAFPNL01 | PM03 | 305 | 52WKS SS UPS Battery Replacement B | Egron B Safety System Control Panel | A | 0190E006 | 2021-03-19 | 2011-06-10 | PHILAGANAN
0190-010-764 | 57824 | 0190-MLK-PRO-EGC-IRODOS01 | PM03 | 302 | 109HRS Filter Breather Cleaning | Iron Dosing Hopper Homo/Screwfeeder C | A | 0190E020 | 2014-11-06 | 2011-05-27 | PHJACOLPA
0190-010-764 | 57824 | 0190-MLK-PRO-EGC-IRODOS02 | PM03 | 302 | 109HRS Filter Breather Cleaning | Iron Dosing LIW Homo/Screwfeeder C | A | 0190E020 | 2014-11-06 | 2011-05-27 | PHJACOLPA
0190-010-764 | 57824 | 0190-MLK-PRO-SMC-HOPPER01 | PM03 | 302 | 109HRS Filter Breather Cleaning | Egron Malto Dosing C Intermediate Hopper | B | 0190E020 | 2014-11-06 | 2011-05-27 | PHJACOLPA
0190-010-763 | 57824 | 0190-MLK-PRO-EGB-IRODOS01 | PM03 | 302 | 109HRS Filter Breather Cleaning | Iron Dosing Hopper Homo/Screwfeeder B | A | 0190E020 | 2014-11-06 | 2011-05-27 | PHJACOLPA
0190-010-763 | 57824 | 0190-MLK-PRO-EGB-IRODOS02 | PM03 | 302 | 109HRS Filter Breather Cleaning | Iron Dosing LIW Homo/Screwfeeder B | A | 0190E020 | 2014-11-06 | 2011-05-27 | PHJACOLPA
0190-010-763 | 57824 | 0190-MLK-PRO-SMB-HOPPER01 | PM03 | 302 | 109HRS Filter Breather Cleaning | Egron Malto Dosing B Intermediate Hopper | B | 0190E020 | 2014-11-06 | 2011-05-27 | PHJACOLPA
0190-010-762 | 57823 | 0190-MLK-PRO-CMC-STRVLV01 | PM03 | 302 | 109HRS Reverse Pulse Jet Filter Cleaning | CTS MSK Tipping C Star Valve | B | 0190E020 | 2014-11-06 | 2011-05-27 | PHJACOLPA
0190-010-762 | 57823 | 0190-MLK-PRO-EGC-MSKSTV01 | PM03 | 302 | 109HRS Reverse Pulse Jet Filter Cleaning | Egron C MSK Dosing Starvalve 1 | A | 0190E020 | 2014-11-06 | 2011-05-27 | PHJACOLPA
0190-010-762 | 57823 | 0190-MLK-PRO-EGC-MSKSTV02 | PM03 | 302 | 109HRS Reverse Pulse Jet Filter Cleaning | Egron C MSK Dosing Starvalve 2 | A | 0190E020 | 2014-11-06 | 2011-05-27 | PHJACOLPA
0190-010-762 | 57823 | 0190-MLK-PRO-SMC-HOPPER01 | PM03 | 302 | 109HRS Reverse Pulse Jet Filter Cleaning | Egron Malto Dosing C Intermediate Hopper | B | 0190E020 | 2014-11-06 | 2011-05-27 | PHJACOLPA
0190-010-762 | 57823 | 0190-MLK-PRO-SMC-SURHOP01 | PM03 | 302 | 109HRS Reverse Pulse Jet Filter Cleaning | Egron Malto Dosing C Surge Hopper | B | 0190E020 | 2014-11-06 | 2011-05-27 | PHJACOLPA
0190-010-762 | 57823 | 0190-MLK-PRO-TMC-STRVLV01 | PM03 | 302 | 109HRS Reverse Pulse Jet Filter Cleaning | CTS Malto Tipping C Star Valve | B | 0190E020 | 2014-11-06 | 2011-05-27 | PHJACOLPA
0190-010-761 | 57823 | 0190-MLK-PRO-CMB-STRVLV01 | PM03 | 302 | 109HRS Reverse Pulse Jet Filter Cleaning | CTS MSK Tipping B Star Valve | B | 0190E020 | 2015-03-09 | 2011-05-27 | PHJACOLPA
0190-010-761 | 57823 | 0190-MLK-PRO-EGB-MSKSTV01 | PM03 | 302 | 109HRS Reverse Pulse Jet Filter Cleaning | Egron B MSK Dosing Starvalve 1 | A | 0190E020 | 2015-03-09 | 2011-05-27 | PHJACOLPA
0190-010-761 | 57823 | 0190-MLK-PRO-EGB-MSKSTV02 | PM03 | 302 | 109HRS Reverse Pulse Jet Filter Cleaning | Egron B MSK Dosing Starvalve 2 | A | 0190E020 | 2015-03-09 | 2011-05-27 | PHJACOLPA
0190-010-761 | 57823 | 0190-MLK-PRO-SMB-HOPPER01 | PM03 | 302 | 109HRS Reverse Pulse Jet Filter Cleaning | Egron Malto Dosing B Intermediate Hopper | B | 0190E020 | 2015-03-09 | 2011-05-27 | PHJACOLPA
0190-010-761 | 57823 | 0190-MLK-PRO-SMB-SURHOP01 | PM03 | 302 | 109HRS Reverse Pulse Jet Filter Cleaning | Egron Malto Dosing B Surge Hopper | B | 0190E020 | 2015-03-09 | 2011-05-27 | PHJACOLPA
0190-010-761 | 57823 | 0190-MLK-PRO-TMB-STRVLV01 | PM03 | 302 | 109HRS Reverse Pulse Jet Filter Cleaning | CTS Malto Tipping B Star Valve | B | 0190E020 | 2015-03-09 | 2011-05-27 | PHJACOLPA
0190-010-760 | 57286 | 0190-MLK-PRO-WPC-PNEDIS01 | PM03 | 307 | 4MON Pneumatics Functionality Check | Wet Process C Pneumatic Distribution | B | 0190E006 | 2012-07-19 | 2011-05-09 | PHJACOLPA
0190-010-76 | 410847 | 0190-MLK-PRO-EGB-MSKSLO01 | PM03 | 307 | 52WKS Dismantling/Assembly of Bellow | Egron B MSK Silo No 1 | C | 0190E005 | 2021-03-19 | 2013-12-13 | PHILAGANAN
0190-010-76 | 410847 | 0190-MLK-PRO-EGB-MSKSLO02 | PM03 | 307 | 52WKS Dismantling/Assembly of Bellow | Egron B MSK Silo No 2 | C | 0190E005 | 2021-03-19 | 2013-12-13 | PHILAGANAN
0190-010-76 | 410847 | 0190-MLK-PRO-EGC-MSKSLO01 | PM03 | 307 | 52WKS Dismantling/Assembly of Bellow | Egron C MSK Silo No 1 | C | 0190E005 | 2021-03-19 | 2013-12-13 | PHILAGANAN
0190-010-76 | 410847 | 0190-MLK-PRO-EGC-MSKSLO02 | PM03 | 307 | 52WKS Dismantling/Assembly of Bellow | Egron C MSK Silo No 2 | C | 0190E005 | 2021-03-19 | 2013-12-13 | PHILAGANAN
0190-010-76 | 410847 | 0190-MLK-PRO-SMB-BACVTR01 | PM03 | 307 | 52WKS Dismantling/Assembly of Bellow | Egron Malto Dosing B Bin Activator | B | 0190E005 | 2021-03-19 | 2013-12-13 | PHILAGANAN
0190-010-76 | 410847 | 0190-MLK-PRO-SMC-BACVTR01 | PM03 | 307 | 52WKS Dismantling/Assembly of Bellow | Egron Malto Dosing C Bin Activator | B | 0190E005 | 2021-03-19 | 2013-12-13 | PHILAGANAN
0190-010-759 | 57286 | 0190-MLK-PRO-WPB-PNEDIS01 | PM03 | 307 | 4MON Steam Distribution Check | Wet Process B Pneumatic Distribution | B | 0190E006 | 2012-07-19 | 2011-05-09 | PHJACOLPA
0190-010-758 | 57286 | 0190-MLK-PRO-OHF-PNEDIS01 | PM03 | 307 | 4MON Pneumatics Functionality Check | Oil Handling Pneumatic Distribution Line | B | 0190E006 | 2012-07-25 | 2011-05-09 | PHJACOLPA
0190-010-757 | 57286 | 0190-MLK-PRO-EGC-DSTHED01 | PM03 | 307 | 18WK Pneu Functionality Check (Grd Flr.) | Egron C Pneumatic Distribution System | A | 0190E006 | 2017-02-02 | 2011-05-09 | PHBASALEN
0190-010-757 | 57286 | 0190-MLK-PRO-EGC-DSTHED01 | PM03 | 307 | 18WK Pneu Functionality Check (1st Flr.) | Egron C Pneumatic Distribution System | A | 0190E006 | 2017-02-02 | 2011-05-09 | PHBASALEN
0190-010-757 | 57286 | 0190-MLK-PRO-EGC-DSTHED01 | PM03 | 307 | 18WK Pneu Functionality Check (2nd Flr.) | Egron C Pneumatic Distribution System | A | 0190E006 | 2017-02-02 | 2011-05-09 | PHBASALEN
0190-010-757 | 57286 | 0190-MLK-PRO-EGC-DSTHED01 | PM03 | 307 | 18WK Pneu Functionality Check (3rd Flr.) | Egron C Pneumatic Distribution System | A | 0190E006 | 2017-02-02 | 2011-05-09 | PHBASALEN
0190-010-757 | 57286 | 0190-MLK-PRO-EGC-DSTHED01 | PM03 | 307 | 18WK Pneu Functionality Check (4th Flr.) | Egron C Pneumatic Distribution System | A | 0190E006 | 2017-02-02 | 2011-05-09 | PHBASALEN
0190-010-757 | 57286 | 0190-MLK-PRO-EGC-DSTHED01 | PM03 | 307 | 18WK Pneu Functionality Check (5th Flr.) | Egron C Pneumatic Distribution System | A | 0190E006 | 2017-02-02 | 2011-05-09 | PHBASALEN
0190-010-757 | 57286 | 0190-MLK-PRO-EGC-DSTHED01 | PM03 | 307 | 18WK Pneu Functionality Check (6th Flr.) | Egron C Pneumatic Distribution System | A | 0190E006 | 2017-02-02 | 2011-05-09 | PHBASALEN
0190-010-756 | 57286 | 0190-MLK-PRO-EGB-DSTHED01 | PM03 | 307 | 18WK Pneu Functionality Check (Grd Flr.) | Egron B Pneumatic Distribution | A | 0190E006 | 2016-04-28 | 2011-05-09 | PHBASALEN
0190-010-756 | 57286 | 0190-MLK-PRO-EGB-DSTHED01 | PM03 | 307 | 18WK Pneu Functionality Check (1st Flr.) | Egron B Pneumatic Distribution | A | 0190E006 | 2016-04-28 | 2011-05-09 | PHBASALEN
0190-010-756 | 57286 | 0190-MLK-PRO-EGB-DSTHED01 | PM03 | 307 | 18WK Pneu Functionality Check (2nd Flr.) | Egron B Pneumatic Distribution | A | 0190E006 | 2016-04-28 | 2011-05-09 | PHBASALEN
0190-010-756 | 57286 | 0190-MLK-PRO-EGB-DSTHED01 | PM03 | 307 | 18WK Pneu Functionality Check (3rd Flr.) | Egron B Pneumatic Distribution | A | 0190E006 | 2016-04-28 | 2011-05-09 | PHBASALEN
0190-010-756 | 57286 | 0190-MLK-PRO-EGB-DSTHED01 | PM03 | 307 | 18WK Pneu Functionality Check (4th Flr.) | Egron B Pneumatic Distribution | A | 0190E006 | 2016-04-28 | 2011-05-09 | PHBASALEN
0190-010-756 | 57286 | 0190-MLK-PRO-EGB-DSTHED01 | PM03 | 307 | 18WK Pneu Functionality Check (5th Flr.) | Egron B Pneumatic Distribution | A | 0190E006 | 2016-04-28 | 2011-05-09 | PHBASALEN
0190-010-756 | 57286 | 0190-MLK-PRO-EGB-DSTHED01 | PM03 | 307 | 18WK Pneu Functionality Check (6th Flr.) | Egron B Pneumatic Distribution | A | 0190E006 | 2016-04-28 | 2011-05-09 | PHBASALEN
0190-010-755 | 57286 | 0190-MLK-PRO-CIP-PNEDIS01 | PM03 | 307 | 18WKS Pneumatics Functionality Check | CIP Farm Pneumatic Distribution Line | B | 0190E006 | 2017-02-11 | 2011-05-09 | PHBASALEN
0190-010-755 | 57286 | 0190-MLK-PRO-OHF-PNEDIS01 | PM03 | 307 | 18WKS Pneumatics Functionality Check | Oil Handling Pneumatic Distribution Line | B | 0190E006 | 2017-02-11 | 2013-05-03 | PHBASALEN
0190-010-755 | 57286 | 0190-MLK-PRO-WPC-PNEDIS01 | PM03 | 307 | 18WKS Pneumatics Functionality Check | Wet Process C Pneumatic Distribution | B | 0190E006 | 2017-02-11 | 2014-10-10 | PHBASALEN
0190-010-754 | 57285 | 0190-MLK-PRO-WPC-STEDIS01 | PM03 | 307 | 4MON Steam Distribution Check | Wet Process C Steam Distribution Line | C | 0190E005 | 2012-07-19 | 2011-05-09 | PHJACOLPA
0190-010-753 | 57285 | 0190-MLK-PRO-WPB-STEDIS01 | PM03 | 307 | 4MON Steam Distribution Check | Wet Process B Steam Distribution Line | C | 0190E005 | 2012-07-19 | 2011-05-09 | PHJACOLPA
0190-010-752 | 57285 | 0190-MLK-PRO-OHF-STEDIS01 | PM03 | 307 | 4MON Steam Distribution Check | Oil Handling Steam Distribution Line | B | 0190E005 | 2012-07-19 | 2011-05-09 | PHJACOLPA
0190-010-751 | 57285 | 0190-MLK-PRO-EGC-DSTHED02 | PM03 | 307 | 4MON Steam Distribution Check | Egron C Steam Distribution System | A | 0190E005 | 2012-07-19 | 2011-05-09 | PHJACOLPA
0190-010-750 | 57285 | 0190-MLK-PRO-EGB-DSTHED02 | PM03 | 307 | 4MON Steam Distribution Check | Egron B Steam Distribution System | A | 0190E005 | 2012-07-19 | 2011-05-09 | PHJACOLPA
0190-010-75 | 401791 | 0190-MLK-PRO-EGB-LECGUN01 | PM03 | 305 | 52WKS Replace Valve Seat and Pipe Gasket | Egron B Lecithin Gun | A | 0190E005 | 2021-03-19 | 2013-12-11 | PHILAGANAN
0190-010-75 | 401791 | 0190-MLK-PRO-EGC-LECGUN01 | PM03 | 305 | 52WKS Replace Valve Seat and Pipe Gasket | Egron C Lecithin Gun | A | 0190E005 | 2021-03-19 | 2013-12-11 | PHILAGANAN
0190-010-749 | 52565 | 0190-MLK-PRO-WPC-SNFHBT01 | PM03 | 307 | 18WKS Pneu Actuator & Sol Valve Check | SNF Homo-HPP Balance Tanks C | B | 0190E006 | 2017-02-18 | 2011-05-09 | PHBASALEN
0190-010-748 | 52565 | 0190-MLK-PRO-WPC-3LHBTK01 | PM03 | 307 | 18WKS Pneu Actuator & Sol Valve Check | 3L Homo-HPP Balance Tank C | B | 0190E006 | 2017-02-18 | 2011-05-09 | PHBASALEN
0190-010-747 | 52565 | 0190-MLK-PRO-WPB-SNFHBT01 | PM03 | 307 | 18WKS Pneu Actuator & Sol Valve Check | SNF Homo-HPP Balance Tank B | B | 0190E006 | 2017-02-18 | 2011-05-09 | PHBASALEN
0190-010-746 | 52565 | 0190-MLK-PRO-WPB-3LHBTK01 | PM03 | 307 | 18WKS Pneu Actuator & Sol Valve Check | 3L Homo-HPP Balance Tank B | B | 0190E006 | 2017-02-18 | 2011-05-09 | PHBASALEN
0190-010-745 | 57274 | 0190-MLK-PRO-EGC-ADRBED01 | PM03 | 302 | 8WKS Vibro Motor Inspection | Egron C After Dryer Bed | B | 0190E006 | 2020-09-18 | 2011-05-06 | PHBASALEN
0190-010-744 | 57274 | 0190-MLK-PRO-EGC-ACOBED01 | PM03 | 302 | 8WKS Vibro Motor Inspection | Egron C After Cooler Bed | A | 0190E006 | 2021-03-19 | 2011-05-06 | PHILAGANAN
0190-010-743 | 57274 | 0190-MLK-PRO-EGB-ADRBED01 | PM03 | 302 | 8WKS Vibro Motor Inspection | Egron B After Dryer Bed | A | 0190E006 | 2018-04-06 | 2011-05-06 | PHBASALEN
0190-010-742 | 57274 | 0190-MLK-PRO-EGB-ACOBED01 | PM03 | 302 | 8WKS Vibro Motor Inspection | Egron B After Cooler Bed | A | 0190E006 | 2018-04-06 | 2011-05-06 | PHBASALEN
0190-010-741 | 57274 | 0190-MLK-PRO-EGC-POWSIF01 | PM03 | 302 | 8WKS Vibro Motor Inspection | Egron C Powder Sifter | A | 0190E006 | 2021-01-25 | 2011-05-06 | PHBASALEN
0190-010-740 | 57274 | 0190-MLK-PRO-EGB-POWSIF01 | PM03 | 302 | 8WKS Vibro Motor Inspection | Egron B Vibra Powder Sifter | A | 0190E006 | 2021-03-19 | 2011-05-06 | PHILAGANAN
0190-010-74 | 36405 | 0190-MLK-PRO-SMB-AIRBLW01 | PM03 | 301 | 52WKS Temp Trans Cal (TT 04.25B) | Egron Malto Dosing B Air Blower | B | 0190E006 | 2021-06-03 | 2013-12-11 | PHILAGANAN
0190-010-739 | 57273 | 0190-MLK-PRO-EGC-POWSIF01 | PM03 | 305 | 8MON Vibro Motor Replacement | Egron C Powder Sifter | A | 0190E005 | 2013-02-14 | 2011-05-06 | PHJACOLPA
0190-010-738 | 57273 | 0190-MLK-PRO-EGB-POWSIF01 | PM03 | 305 | 8MON Vibro Motor Replacement | Egron B Vibra Powder Sifter | A | 0190E005 | 2013-02-14 | 2011-05-06 | PHJACOLPA
0190-010-737 | 57246 | 0190-MLK-PRO-EGC-DCDDIV01 | PM03 | 307 | 13WKS Drop Chute Diverter Valve Check | Drop Chute Discharge Diverter Valve C | B | 0190E005 | 2021-01-25 | 2011-05-02 | PHBASALEN
0190-010-736 | 57246 | 0190-MLK-PRO-EGB-DCDDIV01 | PM03 | 307 | 13WKS Drop Chute Diverter Valve Check | Drop Chute Discharge Diverter Valve B | B | 0190E005 | 2020-06-15 | 2011-05-02 | PHBASALEN
0190-010-735 | 50636 | 0190-MLK-PRO-EGC-MSKDIV01 | PM03 | 305 | 52WKS RTSV Seal Replacement | MSK Silo Diverter Valve C | B | 0190E005 | 2016-12-12 | 2011-05-02 | PHBASALEN
0190-010-734 | 50636 | 0190-MLK-PRO-EGB-MSKDIV01 | PM03 | 305 | 52WKS RTSV Seal Replacement | MSK Silo Diverter Valve B | B | 0190E005 | 2016-12-01 | 2011-05-02 | PHBASALEN
0190-010-733 | 56267 | 0190-MLK-PRO-DSC-3LXPMP01 | PM03 | 305 | 52WKS Pump Overhauling | 3rd Line C Transfer Pump | A | 0190E005 | 2018-04-06 | 2011-05-01 | PHBASALEN
0190-010-732 | 56267 | 0190-MLK-PRO-NDC-TRUPMP01 | PM03 | 305 | 52WKS Pump Overhauling | NDC Glucose Heatng Vat Discharge Pump B | A | 0190E005 | 2021-03-19 | 2011-05-01 | PHILAGANAN
0190-010-731 | 56267 | 0190-MLK-PRO-WPC-HBTPMP01 | PM03 | 305 | 52WKS Pump Overhauling | SNF Discharge Pump HBT C | A | 0190E005 | 2021-03-19 | 2011-05-01 | PHILAGANAN
0190-010-730 | 56267 | 0190-MLK-PRO-WPB-HBTPMP02 | PM03 | 305 | 52WKS Pump Overhauling | 3L Discharge Pump HBT B | A | 0190E005 | 2021-03-19 | 2011-05-01 | PHILAGANAN
0190-010-73 | 410695 | 0190-MLK-PRO-CMC-VROSVE01 | PM03 | 305 | 52WKS Overhauling of Pneu Cylinders | CTS MSK Tipping C Vibra Sifter | B | 0190E006 | 2021-03-19 | 2013-12-10 | PHILAGANAN
0190-010-73 | 410695 | 0190-MLK-PRO-TMC-VROSVE01 | PM03 | 305 | 52WKS Overhauling of Pneu Cylinders | CTS Malto Tipping C Vibra Sifter | B | 0190E006 | 2021-03-19 | 2013-12-10 | PHILAGANAN
0190-010-729 | 56267 | 0190-MLK-PRO-WPB-HBTPMP01 | PM03 | 305 | 52WKS Pump Overhauling | SNF Discharge Pump HBT B | A | 0190E005 | 2021-03-19 | 2011-05-01 | PHILAGANAN
0190-010-728 | 56267 | 0190-MLK-PRO-WPC-HBTPMP02 | PM03 | 305 | 52WKS Pump Overhauling | 3L Discharge Pump HBT C | A | 0190E005 | 2018-04-06 | 2011-05-01 | PHBASALEN
0190-010-727 | 404716 | 0190-MLK-PRO-NDC-GLUPMP01 | PM03 | 305 | 52WKS Pump Overhauling | NDC Glucose Storage Tank Transfer Pump C | A | 0190E005 | 2021-03-19 | 2011-05-01 | PHILAGANAN
0190-010-726 | 56267 | 0190-MLK-PRO-NDC-CIRPMP01 | PM03 | 305 | 1YR Pump Overhauling | NDC Glucose Storage Tank CIP Pump | B | 0190E005 | 2013-06-13 | 2011-05-01 | PHJACOLPA
0190-010-725 | 56267 | 0190-MLK-PRO-CIP-SWCPMP01 | PM03 | 305 | 1YR Pump Overhauling | Sieve Washing Chamber C Return Pump | C | 0190E005 | 2013-06-13 | 2011-05-01 | PHJACOLPA
0190-010-724 | 56267 | 0190-MLK-PRO-CIP-SWBPMP01 | PM03 | 305 | 1YR Pump Overhauling | Sieve Washing Chamber B Return Pump | C | 0190E005 | 2013-06-13 | 2011-05-01 | PHJACOLPA
0190-010-723 | 56267 | 0190-MLK-PRO-WPB-VACPMP01 | PM03 | 305 | 52WKS Pump Overhauling | SNF Scanima B Vacuum Pump | A | 0190E005 | 2021-03-19 | 2011-05-01 | PHILAGANAN
0190-010-722 | 404708 | 0190-MLK-PRO-WPC-SNFPMP03 | PM03 | 305 | 52WKS Pump Overhauling | SNF C Balance Vat Outlet Pump | A | 0190E005 | 2021-03-19 | 2011-05-01 | PHILAGANAN
0190-010-721 | 404708 | 0190-MLK-PRO-WPC-3LOPMP04 | PM03 | 305 | 52WKS Pump Overhauling | 3rd Line C Balance Vat Outlet Pump | A | 0190E005 | 2021-03-19 | 2011-05-01 | PHILAGANAN
0190-010-720 | 404708 | 0190-MLK-PRO-WPB-SNFPMP03 | PM03 | 305 | 52WKS Pump Assy Replacement | SNF B Balance Vat Outlet Pump | A | 0190E005 | 2021-03-19 | 2011-05-01 | PHILAGANAN
0190-010-72 | 410695 | 0190-MLK-PRO-CMB-VROSVE01 | PM03 | 305 | 52WKS Overhauling of Pneu Cylinders | CTS MSK Tipping B Vibra Sifter | B | 0190E006 | 2021-03-19 | 2013-12-10 | PHILAGANAN
0190-010-72 | 410695 | 0190-MLK-PRO-TMB-VROSVE01 | PM03 | 305 | 52WKS Overhauling of Pneu Cylinders | CTS Malto Tipping B Vibra Sifter | B | 0190E006 | 2021-03-19 | 2013-12-10 | PHILAGANAN
0190-010-719 | 56267 | 0190-MLK-PRO-CIP-HBTPMP03 | PM03 | 305 | 52WKS Pump Overhauling | SNF HBT C CIP Return Pump | B | 0190E005 | 2021-03-19 | 2011-05-01 | PHILAGANAN
0190-010-719 | 56267 | 0190-MLK-PRO-CIP-HBTPMP04 | PM03 | 305 | 52WKS Pump Overhauling | 3L Balance Tank C CIP Return Pump | B | 0190E005 | 2021-03-19 | 2011-05-01 | PHILAGANAN
0190-010-718 | 56267 | 0190-MLK-PRO-CIP-HBTPMP01 | PM03 | 305 | 52WKS Pump Overhauling | SNF HBT B CIP Return Pump | B | 0190E005 | 2021-03-19 | 2011-05-01 | PHILAGANAN
0190-010-718 | 56267 | 0190-MLK-PRO-CIP-HBTPMP02 | PM03 | 305 | 52WKS Pump Overhauling | 3L Balance Tank B CIP Return Pump | B | 0190E005 | 2021-03-19 | 2011-05-01 | PHILAGANAN
0190-010-717 | 36406 | 0190-MLK-PRO-OHF-OILTNK09-1D2_FIT_0149 | PM03 | 301 | 52WKS FLOWMETER CAL (1D2-FIT-01.49) | 1D2 Flowmeter Indication Trans 01.49 | B | 0190E006 | 2019-01-03 | 2011-04-30 | PHBASALEN
0190-010-716 | 56945 | 0190-MLK-PRO-EGC-MULSVA02 | PM03 | 303 | 52WKS Fan & Motor Bearing Lubrication C | Egron C Multiclone Star Valve 2 | A | 0190E005 | 2021-03-19 | 2011-04-08 | PHILAGANAN
0190-010-715 | 56945 | 0190-MLK-PRO-EGC-MULSVA01 | PM03 | 303 | 52WKS Fan & Motor Bearing Lubrication C | Egron C Multiclone Star Valve 1 | A | 0190E005 | 2021-03-19 | 2011-04-08 | PHILAGANAN
0190-010-714 | 404719 | 0190-MLK-PRO-EGC-SEAFAN01 | PM03 | 303 | 52WKS Fan Bearing Grease Repacking C | Secondary Air Fan 1C | B | 0190E005 | 2021-03-19 | 2011-04-08 | PHILAGANAN
0190-010-713 | 56945 | 0190-MLK-PRO-EGC-EXHFAN03 | PM03 | 303 | 52WKS Fan & Motor Bearing Lubrication C | Egron C Ad Ac Exhaust Fan | A | 0190E005 | 2021-03-19 | 2011-04-08 | PHILAGANAN
0190-010-712 | 404719 | 0190-MLK-PRO-EGC-EXHFAN02 | PM03 | 303 | 52WKS Fan Bearing Grease Repacking C | Egron C Exhaust Fan No 2 | A | 0190E005 | 2021-03-19 | 2011-04-08 | PHILAGANAN
0190-010-711 | 404719 | 0190-MLK-PRO-EGC-EXHFAN01 | PM03 | 303 | 52WKS Fan Bearing Grease Repacking C | Egron C Exhaust Fan No 1 | A | 0190E005 | 2021-03-19 | 2011-04-08 | PHILAGANAN
0190-010-710 | 56945 | 0190-MLK-PRO-EGC-ACOFAN02 | PM03 | 303 | 1YR Fan and Motor Bearing Lubrication C | Aftercooler Forced Fan 2C | A | 0190E005 | 2013-06-26 | 2011-04-08 | PHJACOLPA
0190-010-71 | 401564 | 0190-MLK-PRO-WPB-BALVAT02 | PM03 | 305 | 52WKS Servicing of Eurobinox Valve | SNF B Balance Vat | B | 0190E006 | 2020-09-18 | 2013-12-10 | PHBASALEN
0190-010-71 | 401564 | 0190-MLK-PRO-WPB-BALVAT02 | PM03 | 305 | 52WKS Servicing of Eurobinox Valve | SNF B Balance Vat | B | 0190E006 | 2020-09-18 | 2013-12-10 | PHBASALEN
0190-010-709 | 404723 | 0190-MLK-PRO-EGC-ACOFAN01 | PM03 | 303 | 52WKS Fan Bearing Grease Repacking C | Aftercooler Forced Fan 1C | A | 0190E005 | 2021-03-19 | 2011-04-08 | PHILAGANAN
0190-010-708 | 56945 | 0190-MLK-PRO-EGB-MULSVA02 | PM03 | 303 | 52WKS Fan & Motor Bearing Lubrication B | Egron B Multiclone Star Valve 2 | A | 0190E005 | 2021-03-19 | 2011-04-08 | PHILAGANAN
0190-010-707 | 56945 | 0190-MLK-PRO-EGB-MULSVA01 | PM03 | 303 | 52WKS Fan & Motor Bearing Lubrication B | Egron B Multiclone Star Valve 1 | A | 0190E005 | 2021-03-19 | 2011-04-08 | PHILAGANAN
0190-010-706 | 404719 | 0190-MLK-PRO-EGB-SEAFAN01 | PM03 | 303 | 52WKS Fan Bearing Grease Repacking B | Secondary Air Fan 1B | A | 0190E005 | 2021-03-19 | 2011-04-08 | PHILAGANAN
0190-010-705 | 56945 | 0190-MLK-PRO-EGB-EXHFAN03 | PM03 | 303 | 52WKS Fan & Motor Bearing Lubrication B | Egron B AD/AC Fine Separator Exh Fan | A | 0190E005 | 2021-03-19 | 2011-04-08 | PHILAGANAN
0190-010-704 | 404719 | 0190-MLK-PRO-EGB-EXHFAN02 | PM03 | 303 | 52WKS Fan Bearing Grease Repacking B | Egron B Exhaust Fan No 2 | B | 0190E005 | 2021-03-19 | 2011-04-08 | PHILAGANAN
0190-010-703 | 404719 | 0190-MLK-PRO-EGB-EXHFAN01 | PM03 | 303 | 52WKS Fan Bearing Grease Repacking B | Egron B Exhaust Fan No 1 | A | 0190E005 | 2021-03-19 | 2011-04-08 | PHILAGANAN
0190-010-702 | 56945 | 0190-MLK-PRO-EGB-ACOFAN02 | PM03 | 303 | 1YR Fan and Motor Bearing Lubrication B | Aftercooler Forced Fan 2B | A | 0190E005 | 2013-06-26 | 2011-04-08 | PHJACOLPA
0190-010-701 | 404723 | 0190-MLK-PRO-EGB-ACOFAN01 | PM03 | 303 | 52WKS Fan Bearing Grease Repacking B | Aftercooler Forced Fan 1B | A | 0190E005 | 2021-03-19 | 2011-04-08 | PHILAGANAN
0190-010-700 | 36406 | 0190-MLK-PRO-WPB-SNFHOM01 | PM03 | 301 | 52WKS FLOWMETER CAL (LP-F 9587) | SNF B Homogenizer | B | 0190E006 | 2020-09-18 | 2011-03-31 | PHBASALEN
0190-010-70 | 401564 | 0190-MLK-PRO-WPC-BALTNK01 | PM03 | 305 | 52WKS Servicing of Eurobinox Valve | SNF C Balance Tank | B | 0190E006 | 2021-03-19 | 2013-12-10 | PHILAGANAN
0190-010-70 | 401564 | 0190-MLK-PRO-WPC-BALVAT01 | PM03 | 305 | 52WKS Servicing of Eurobinox Valve | 3rd Line C Balance Vat | B | 0190E006 | 2021-03-19 | 2013-12-10 | PHILAGANAN
0190-010-699 | 52565 | 0190-MLK-PRO-WPC-3RLTNK01 | PM03 | 307 | 18WK Pneu Actuator&Sol Valve Check (V54) | 3rd Line C Tank No 1 | B | 0190E006 | 2017-04-26 | 2011-03-15 | PHBASALEN
0190-010-699 | 52565 | 0190-MLK-PRO-WPC-3RLTNK02 | PM03 | 307 | 18WK Pneu Actuator&Sol Valve Check (V60) | 3rd Line C Tank No 2 | B | 0190E006 | 2017-04-26 | 2011-03-15 | PHBASALEN
0190-010-699 | 52565 | 0190-MLK-PRO-WPC-SNFTNK01 | PM03 | 307 | 18WK Pneu Actuator&Sol Valve Check (V22) | SNF C Tank No 1 | B | 0190E006 | 2017-04-26 | 2011-03-15 | PHBASALEN
0190-010-699 | 52565 | 0190-MLK-PRO-WPC-SNFTNK02 | PM03 | 307 | 18WK Pneu Actuator&Sol Valve Check (V28) | SNF C Tank No 2 | B | 0190E006 | 2017-04-26 | 2011-03-15 | PHBASALEN
0190-010-698 | 52565 | 0190-MLK-PRO-WPB-3RLTNK01 | PM03 | 307 | 18WK Pneu Actuator&Sol Valve Check (V54) | 3rd Line B Tank No 1 | B | 0190E006 | 2017-11-02 | 2011-03-15 | PHBASALEN
0190-010-698 | 52565 | 0190-MLK-PRO-WPB-3RLTNK02 | PM03 | 307 | 18WK Pneu Actuator&Sol Valve Check (V60) | 3rd Line B Tank No 2 | B | 0190E006 | 2017-11-02 | 2011-03-15 | PHBASALEN
0190-010-698 | 52565 | 0190-MLK-PRO-WPB-SNFTNK01 | PM03 | 307 | 18WK Pneu Actuator&Sol Valve Check (V22) | SNF B Tank No 1 | B | 0190E006 | 2017-11-02 | 2011-03-15 | PHBASALEN
0190-010-698 | 52565 | 0190-MLK-PRO-WPB-SNFTNK02 | PM03 | 307 | 18WK Pneu Actuator&Sol Valve Check (V28) | SNF B Tank No 2 | B | 0190E006 | 2017-11-02 | 2011-03-15 | PHBASALEN
0190-010-697 | 402652 | 0190-MLK-PRO-SMC-RCVSLO01 | PM03 | 307 | 4WKS Comprehensive Maintenance Atex Supp | Egron Malto Dosing C Receiving Silo | C | 0190E006 | 2019-01-03 | 2011-02-22 | PHBASALEN
0190-010-696 | 402652 | 0190-MLK-PRO-SMB-RCVSLO01 | PM03 | 307 | 4WKS Comprehensive Maintenance Atex Supp | Egron Malto Dosing B Receiving Silo | B | 0190E006 | 2020-09-18 | 2011-02-22 | PHBASALEN
0190-010-695 | 56440 | 0190-MLK-PRO-EGC-MULSEP02 | PM03 | 307 | 2WK Inspection of Suppression bottle | Egron C Powder Separator 2 Multiclone 2 | B | 0190E006 | 2017-09-05 | 2011-02-22 | PHBASALEN
0190-010-694 | 56440 | 0190-MLK-PRO-EGC-MULSEP01 | PM03 | 307 | 2WK Inspection of Suppression bottle | Egron C Powder Separator 1 Multiclone 1 | B | 0190E006 | 2017-06-05 | 2011-02-22 | PHBASALEN
0190-010-693 | 56440 | 0190-MLK-PRO-EGC-MSKSLO02 | PM03 | 306 | 3MON Comprehensive Maintenance Atex Supp | Egron C MSK Silo No 2 | C | 0190E006 | 2017-02-21 | 2011-02-22 | PHBASALEN
0190-010-692 | 56440 | 0190-MLK-PRO-EGC-MSKSLO01 | PM03 | 306 | 3MON Comprehensive Maintenance Atex Supp | Egron C MSK Silo No 1 | C | 0190E006 | 2012-01-16 | 2011-02-22 | PHJACOLPA
0190-010-691 | 56440 | 0190-MLK-PRO-EGC-EGRTWR01 | PM03 | 307 | 2WK Inspection of Suppression bottle | Egron C Tower | A | 0190E006 | 2017-06-05 | 2011-02-22 | PHBASALEN
0190-010-690 | 56440 | 0190-MLK-PRO-EGC-ADRBED01 | PM03 | 307 | 2WK Inspection of Suppression bottle | Egron C After Dryer Bed | B | 0190E006 | 2017-09-05 | 2011-02-22 | PHBASALEN
0190-010-69 | 406095 | 0190-MLK-PRO-DSC-RAWSLO01 | PM03 | 301 | 26WK Weight Trans Cal (1C1-WIT-01.02/01) | Diss C Raw Material Silo No 1 | A | 0190E006 | 2017-04-25 | 2013-12-04 | PHBASALEN
0190-010-69 | 406095 | 0190-MLK-PRO-DSC-RAWSLO02 | PM03 | 301 | 26WK Weight Trans Cal (1C1-WIT-01.02/02) | Diss C Raw Material Silo No 2 | C | 0190E006 | 2017-04-25 | 2013-12-04 | PHBASALEN
0190-010-689 | 56440 | 0190-MLK-PRO-EGC-ACOBED01 | PM03 | 307 | 2WK Inspection of Suppression bottle | Egron C After Cooler Bed | A | 0190E006 | 2017-06-05 | 2011-02-22 | PHBASALEN
0190-010-689 | 56440 | 0190-MLK-PRO-EGC-FINHPR01 | PM03 | 307 | 2WK Inspection of Suppression bottle | Egron C Ad Ac Fine Powder Sep Hopper | B | 0190E006 | 2017-06-05 | 2013-07-22 | PHBASALEN
0190-010-688 | 56440 | 0190-MLK-PRO-EGB-MULSEP02 | PM03 | 307 | 2WK Inspection of Suppression bottle | Egron B Powder Separator 2 Multiclone | B | 0190E006 | 2017-06-05 | 2011-02-22 | PHBASALEN
0190-010-687 | 56440 | 0190-MLK-PRO-EGB-MULSEP01 | PM03 | 307 | 2WK Inspection of Suppression bottle | Egron B Powder Separator 1 Multiclone | B | 0190E006 | 2017-06-05 | 2011-02-22 | PHBASALEN
0190-010-686 | 56440 | 0190-MLK-PRO-EGB-MSKSLO02 | PM03 | 306 | 3MON Comprehensive Maintenance Atex Supp | Egron B MSK Silo No 2 | C | 0190E005 | 2013-11-12 | 2011-02-22 | PHJACOLPA
0190-010-685 | 56440 | 0190-MLK-PRO-EGB-MSKSLO01 | PM03 | 306 | 3MON Comprehensive Maintenance Atex Supp | Egron B MSK Silo No 1 | C | 0190E006 | 2013-11-12 | 2011-02-22 | PHJACOLPA
0190-010-684 | 56440 | 0190-MLK-PRO-EGB-EGRTWR01 | PM03 | 307 | 2WK Inspection of Suppression bottle | Egron B Tower | A | 0190E006 | 2017-06-05 | 2011-02-22 | PHBASALEN
0190-010-683 | 56440 | 0190-MLK-PRO-EGB-ADRBED01 | PM03 | 307 | 2WK Inspection of Suppression bottle | Egron B After Dryer Bed | A | 0190E006 | 2017-09-05 | 2011-02-22 | PHBASALEN
0190-010-682 | 56440 | 0190-MLK-PRO-EGB-ACOBED01 | PM03 | 307 | 2WK Inspection of Suppression bottle | Egron B After Cooler Bed | A | 0190E006 | 2017-06-05 | 2011-02-22 | PHBASALEN
0190-010-682 | 56440 | 0190-MLK-PRO-EGB-FINHPR01 | PM03 | 307 | 2WK Inspection of Suppression bottle | Egron B AD/AC Fine Pwdr Separtor Hopper | B | 0190E006 | 2017-06-05 | 2013-07-22 | PHBASALEN
0190-010-681 | 56440 | 0190-MLK-PRO-EGB-ATXSUPSS01 | PM03 | 306 | 3MON Comprehensive Maintenance Atex Supp | ATEX Suppression Bottle Safety System B | A | 0190E006 | 2015-04-06 | 2011-02-21 | PHJACOLPA
0190-010-680 | 403340 | 0190-MLK-PRO-SMC-SCWFDR01 | PM03 | 305 | 1YR Overhauling of Screwfeeder Gearbox | Egron Malto Dosing C Homo/Screwfeeder | A | 0190E005 | 2014-08-01 | 2013-04-29 | PHJACOLPA
0190-010-68 | 36409 | 0190-MLK-PRO-EGC-ACOFAN02-1C3 PIT 07 52 | PM03 | 301 | 52WKS Pressure Trans Cal (1C3-PIT-07.52) | AC Forced Fan2C PressTrans 1C3-PIT-07.52 | B | 0190E006 | 2020-09-18 | 2013-12-04 | PHBASALEN
0190-010-68 | 36409 | 0190-MLK-PRO-SMC-AIRBLW01-1C3 PIT 04 27 | PM03 | 301 | 52WKS Pressure Trans Cal (1C3-PIT-04.27) | MD Dosing C PressTrans 1C3-PIT-04.27 | B | 0190E006 | 2020-09-18 | 2013-12-04 | PHBASALEN
0190-010-679 | 403339 | 0190-MLK-PRO-SMC-SCWFDR01 | PM03 | 305 | 1YR Overhauling of Homogenizer Gearbox | Egron Malto Dosing C Homo/Screwfeeder | A | 0190E005 | 2014-08-01 | 2013-04-29 | PHJACOLPA
0190-010-678 | 403340 | 0190-MLK-PRO-SMB-SCWFDR01 | PM03 | 305 | 1YR Overhauling of Screwfeeder Gearbox | Egron Malto Dosing B Homo/Screwfeeder | A | 0190E005 | 2014-08-01 | 2013-04-29 | PHJACOLPA
0190-010-677 | 403339 | 0190-MLK-PRO-SMB-SCWFDR01 | PM03 | 305 | 1YR Overhauling of Homogenizer Gearbox | Egron Malto Dosing B Homo/Screwfeeder | A | 0190E005 | 2014-08-01 | 2013-04-29 | PHJACOLPA
0190-010-676 | 36409 | 0190-MLK-PRO-EGC-COMMON | PM03 | 301 | 52WK Pressure Tran Cal (1C3-PIT-01.44/01 | Milks Egron C Facilities | C | 0190E006 | 2019-05-09 | 2013-04-19 | PHBASALEN
0190-010-676 | 36409 | 0190-MLK-PRO-EGC-COMMON | PM03 | 301 | 52WK Pressure Tran Cal (1C3-PIT-01.44/02 | Milks Egron C Facilities | C | 0190E006 | 2019-05-09 | 2013-04-19 | PHBASALEN
0190-010-676 | 36409 | 0190-MLK-PRO-EGC-SEAFAN01 | PM03 | 301 | 52WKS Pressure Trans Cal (1C3-PT-05.04) | Secondary Air Fan 1C | B | 0190E006 | 2019-05-09 | 2013-04-19 | PHBASALEN
0190-010-676 | 36409 | 0190-MLK-PRO-EGC-SEAFAN01 | PM03 | 301 | 52WKS Pressure Trans Cal (1C3-PT-05.03) | Secondary Air Fan 1C | B | 0190E006 | 2019-05-09 | 2013-04-19 | PHBASALEN
0190-010-675 | 36405 | 0190-MLK-PRO-EGC-MSKBLW03-1C3TT0215 | PM03 | 301 | 52WKS Temp Trans Cal (1C3-TT-02.15) | 1C3 Temperature Transmitter 02.15 | B | 0190E006 | 2019-01-03 | 2013-04-19 | PHBASALEN
0190-010-674 | 403168 | 0190-MLK-PRO-DSC-RAWSLO01 | PM03 | 301 | 52W T. Stone Cal (1C1-WIT 01.02/01 TSA C | Diss C Raw Material Silo No 1 | A | 0190E006 | 2017-02-21 | 2013-04-19 | PHBASALEN
0190-010-674 | 403168 | 0190-MLK-PRO-DSC-RAWSLO01 | PM03 | 301 | 52W T. Stone Cal (1C1-WIT 01.02/01 TSB C | Diss C Raw Material Silo No 1 | A | 0190E006 | 2017-02-21 | 2013-04-19 | PHBASALEN
0190-010-674 | 403168 | 0190-MLK-PRO-DSC-RAWSLO01 | PM03 | 301 | 52W T. Stone Cal (1C1-WIT 01.02/01 TSC C | Diss C Raw Material Silo No 1 | A | 0190E006 | 2017-02-21 | 2013-04-19 | PHBASALEN
0190-010-674 | 403168 | 0190-MLK-PRO-DSC-RAWSLO01 | PM03 | 301 | 52W T. Stone Cal (1C1-WIT 01.02/01 TSD C | Diss C Raw Material Silo No 1 | A | 0190E006 | 2017-02-21 | 2013-04-19 | PHBASALEN
0190-010-674 | 403168 | 0190-MLK-PRO-DSC-RAWSLO02 | PM03 | 301 | 52W T. Stone Cal (1C1-WIT 01.02/02 TSA C | Diss C Raw Material Silo No 2 | C | 0190E006 | 2017-02-21 | 2013-04-19 | PHBASALEN
0190-010-674 | 403168 | 0190-MLK-PRO-DSC-RAWSLO02 | PM03 | 301 | 52W T. Stone Cal (1C1-WIT 01.02/02 TSB C | Diss C Raw Material Silo No 2 | C | 0190E006 | 2017-02-21 | 2013-04-19 | PHBASALEN
0190-010-674 | 403168 | 0190-MLK-PRO-DSC-RAWSLO02 | PM03 | 301 | 52W T. Stone Cal (1C1-WIT 01.02/02 TSC C | Diss C Raw Material Silo No 2 | C | 0190E006 | 2017-02-21 | 2013-04-19 | PHBASALEN
0190-010-674 | 403168 | 0190-MLK-PRO-DSC-RAWSLO02 | PM03 | 301 | 52W T. Stone Cal (1C1-WIT 01.02/02 TSD C | Diss C Raw Material Silo No 2 | C | 0190E006 | 2017-02-21 | 2013-04-19 | PHBASALEN
0190-010-673 | 403168 | 0190-MLK-PRO-DSB-3LSNFS01 | PM03 | 301 | 52W Test Stone Cal 1B1-WIT 01.02/01 TSAB | Diss Raw Material Silo B1 | A | 0190E006 | 2017-02-21 | 2013-04-19 | PHBASALEN
0190-010-673 | 403168 | 0190-MLK-PRO-DSB-3LSNFS01 | PM03 | 301 | 52W Test Stone Cal 1B1-WIT 01.02/01 TSBB | Diss Raw Material Silo B1 | A | 0190E006 | 2017-02-21 | 2013-04-19 | PHBASALEN
0190-010-673 | 403168 | 0190-MLK-PRO-DSB-3LSNFS01 | PM03 | 301 | 52W Test Stone Cal 1B1-WIT 01.02/01 TSCB | Diss Raw Material Silo B1 | A | 0190E006 | 2017-02-21 | 2013-04-19 | PHBASALEN
0190-010-673 | 403168 | 0190-MLK-PRO-DSB-3LSNFS01 | PM03 | 301 | 52W Test Stone Cal 1B1-WIT 01.02/01 TSDB | Diss Raw Material Silo B1 | A | 0190E006 | 2017-02-21 | 2013-04-19 | PHBASALEN
0190-010-673 | 403168 | 0190-MLK-PRO-DSB-RAWSLO02 | PM03 | 301 | 52W Test Stone Cal 1B1-WIT 01.02/02 TSAB | Diss Raw Material Silo B2 | A | 0190E006 | 2017-02-21 | 2013-04-19 | PHBASALEN
0190-010-673 | 403168 | 0190-MLK-PRO-DSB-RAWSLO02 | PM03 | 301 | 52W Test Stone Cal 1B1-WIT 01.02/02 TSBB | Diss Raw Material Silo B2 | A | 0190E006 | 2017-02-21 | 2013-04-19 | PHBASALEN
0190-010-673 | 403168 | 0190-MLK-PRO-DSB-RAWSLO02 | PM03 | 301 | 52W Test Stone Cal 1B1-WIT 01.02/02 TSCB | Diss Raw Material Silo B2 | A | 0190E006 | 2017-02-21 | 2013-04-19 | PHBASALEN
0190-010-673 | 403168 | 0190-MLK-PRO-DSB-RAWSLO02 | PM03 | 301 | 52W Test Stone Cal 1B1-WIT 01.02/02 TSDB | Diss Raw Material Silo B2 | A | 0190E006 | 2017-02-21 | 2013-04-19 | PHBASALEN
0190-010-672 | 403165 | 0190-MLK-PRO-EGB-ACOBED01 | PM03 | 301 | 6MONFlow Indicating Trans Cal (FIT95021) | Egron B After Cooler Bed | A | 0190E006 | 2014-09-08 | 2013-04-19 | PHJACOLPA
0190-010-671 | 36406 | 0190-MLK-PRO-EGB-ADRBED01 | PM03 | 301 | 52WKS Flow Trans Cal (1B3-FIT-03.17) | Egron B After Dryer Bed | A | 0190E006 | 2019-01-03 | 2013-04-19 | PHBASALEN
0190-010-670 | 403158 | 0190-MLK-PRO-EGB-EXHFAN02 | PM03 | 301 | 26WKS Temp Trans Cal (1B3-TT-10.16) | Egron B Exhaust Fan No 2 | B | 0190E006 | 2020-03-03 | 2013-04-19 | PHBASALEN
0190-010-670 | 403158 | 0190-MLK-PRO-EGB-EXHFAN02 | PM03 | 301 | 26WKS Temp Trans Cal (1B3-TE-10.16) | Egron B Exhaust Fan No 2 | B | 0190E006 | 2020-03-03 | 2014-09-08 | PHBASALEN
0190-010-67 | 36409 | 0190-MLK-PRO-EGB-ACOFAN01-1B3 PIT 06 07 | PM03 | 301 | 52WKS Press Trans Cal (1B3-PIT-06.07) | AC Forced Fan B PressTrans 1B3-PIT-06.07 | B | 0190E006 | 2020-09-18 | 2013-12-03 | PHBASALEN
0190-010-67 | 36409 | 0190-MLK-PRO-SMB-AIRBLW01 | PM03 | 301 | 52WKS Press Trans Cal (1B3-PIT-02.24) | Egron Malto Dosing B Air Blower | B | 0190E006 | 2020-09-18 | 2013-12-03 | PHBASALEN
0190-010-669 | 403149 | 0190-MLK-PRO-CMC-DSTCTR01 | PM03 | 307 | 1WK Diff Pressure Gauge Port Cleaning C | CTS MSK Tipping C F2 Dust Collector | B | 0190E006 | 2015-03-16 | 2013-04-19 | PHJACOLPA
0190-010-669 | 403149 | 0190-MLK-PRO-CMC-STRVLV01 | PM03 | 307 | 1WK Diff Pressure Gauge Port Cleaning C | CTS MSK Tipping C Star Valve | B | 0190E006 | 2015-03-16 | 2013-04-19 | PHJACOLPA
0190-010-669 | 403149 | 0190-MLK-PRO-EGC-MSKSLO01 | PM03 | 307 | 1WK Diff Pressure Gauge Port Cleaning C | Egron C MSK Silo No 1 | C | 0190E006 | 2015-03-16 | 2013-04-19 | PHJACOLPA
0190-010-669 | 403149 | 0190-MLK-PRO-EGC-MSKSLO02 | PM03 | 307 | 1WK Diff Pressure Gauge Port Cleaning C | Egron C MSK Silo No 2 | C | 0190E006 | 2015-03-16 | 2013-04-19 | PHJACOLPA
0190-010-669 | 403149 | 0190-MLK-PRO-EGC-MSKSTV01 | PM03 | 307 | 1WK Diff Pressure Gauge Port Cleaning C | Egron C MSK Dosing Starvalve 1 | A | 0190E006 | 2015-03-16 | 2013-04-19 | PHJACOLPA
0190-010-669 | 403149 | 0190-MLK-PRO-EGC-MSKSTV02 | PM03 | 307 | 1WK Diff Pressure Gauge Port Cleaning C | Egron C MSK Dosing Starvalve 2 | A | 0190E006 | 2015-03-16 | 2013-04-19 | PHJACOLPA
0190-010-669 | 403149 | 0190-MLK-PRO-SMC-RCVSLO01 | PM03 | 307 | 1WK Diff Pressure Gauge Port Cleaning C | Egron Malto Dosing C Receiving Silo | C | 0190E006 | 2015-03-16 | 2013-04-19 | PHJACOLPA
0190-010-669 | 403149 | 0190-MLK-PRO-SMC-SURHOP01 | PM03 | 307 | 1WK Diff Pressure Gauge Port Cleaning C | Egron Malto Dosing C Surge Hopper | B | 0190E006 | 2015-03-16 | 2013-04-19 | PHJACOLPA
0190-010-669 | 403149 | 0190-MLK-PRO-TMC-FDCOTR01 | PM03 | 307 | 1WK Diff Pressure Gauge Port Cleaning C | CTS Malto Tipping C F2 Dust Collector | B | 0190E006 | 2015-03-16 | 2013-04-19 | PHJACOLPA
0190-010-669 | 403149 | 0190-MLK-PRO-TMC-STRVLV01 | PM03 | 307 | 1WK Diff Pressure Gauge Port Cleaning C | CTS Malto Tipping C Star Valve | B | 0190E006 | 2015-03-16 | 2013-04-19 | PHJACOLPA
0190-010-668 | 403149 | 0190-MLK-PRO-CMB-DSTCTR01 | PM03 | 307 | 1WK Diff Pressure Gauge Port Cleaning B | CTS MSK Tipping B F2 Dust Collector | B | 0190E006 | 2015-03-16 | 2013-04-19 | PHJACOLPA
0190-010-668 | 403149 | 0190-MLK-PRO-CMB-STRVLV01 | PM03 | 307 | 1WK Diff Pressure Gauge Port Cleaning B | CTS MSK Tipping B Star Valve | B | 0190E006 | 2015-03-16 | 2013-04-19 | PHJACOLPA
0190-010-668 | 403149 | 0190-MLK-PRO-EGB-MSKSLO01 | PM03 | 307 | 1WK Diff Pressure Gauge Port Cleaning B | Egron B MSK Silo No 1 | C | 0190E006 | 2015-03-16 | 2013-04-19 | PHJACOLPA
0190-010-668 | 403149 | 0190-MLK-PRO-EGB-MSKSLO02 | PM03 | 307 | 1WK Diff Pressure Gauge Port Cleaning B | Egron B MSK Silo No 2 | C | 0190E006 | 2015-03-16 | 2013-04-19 | PHJACOLPA
0190-010-668 | 403149 | 0190-MLK-PRO-EGB-MSKSTV01 | PM03 | 307 | 1WK Diff Pressure Gauge Port Cleaning B | Egron B MSK Dosing Starvalve 1 | A | 0190E006 | 2015-03-16 | 2013-04-19 | PHJACOLPA
0190-010-668 | 403149 | 0190-MLK-PRO-EGB-MSKSTV02 | PM03 | 307 | 1WK Diff Pressure Gauge Port Cleaning B | Egron B MSK Dosing Starvalve 2 | A | 0190E006 | 2015-03-16 | 2013-04-19 | PHJACOLPA
0190-010-668 | 403149 | 0190-MLK-PRO-SMB-RCVSLO01 | PM03 | 307 | 1WK Diff Pressure Gauge Port Cleaning B | Egron Malto Dosing B Receiving Silo | B | 0190E006 | 2015-03-16 | 2013-04-19 | PHJACOLPA
0190-010-668 | 403149 | 0190-MLK-PRO-SMB-SURHOP01 | PM03 | 307 | 1WK Diff Pressure Gauge Port Cleaning B | Egron Malto Dosing B Surge Hopper | B | 0190E006 | 2015-03-16 | 2013-04-19 | PHJACOLPA
0190-010-668 | 403149 | 0190-MLK-PRO-TMB-FDCOTR01 | PM03 | 307 | 1WK Diff Pressure Gauge Port Cleaning B | CTS Malto Tipping B F2 Dust Collector | B | 0190E006 | 2015-03-16 | 2013-04-19 | PHJACOLPA
0190-010-668 | 403149 | 0190-MLK-PRO-TMB-STRVLV01 | PM03 | 307 | 1WK Diff Pressure Gauge Port Cleaning B | CTS Malto Tipping B Star Valve | B | 0190E006 | 2015-03-16 | 2013-04-19 | PHJACOLPA
0190-010-667 | 403140 | 0190-MLK-PRO-CMB-ACOFAN01 | PM03 | 307 | 26WKS Butt Valve Liner Check (Outlet) | CTS MSK Tipping B After Cooler Fan | B | 0190E005 | 2020-09-18 | 2013-04-18 | PHBASALEN
0190-010-667 | 403140 | 0190-MLK-PRO-CMB-RNGBLW01 | PM03 | 307 | 26WKS Butt Valve Liner Check (Outlet) | CTS MSK Tipping B Ring Blower | B | 0190E005 | 2020-09-18 | 2013-04-18 | PHBASALEN
0190-010-667 | 403140 | 0190-MLK-PRO-CMC-ACOFAN01 | PM03 | 307 | 26WKS Butt Valve Liner Check (Outlet) | CTS MSK Tipping C After Cooler Fan | B | 0190E005 | 2020-09-18 | 2013-04-18 | PHBASALEN
0190-010-667 | 403140 | 0190-MLK-PRO-CMC-RNGBLW01 | PM03 | 307 | 26WKS Butt Valve Liner Check (Outlet) | CTS MSK Tipping C Ring Blower | B | 0190E005 | 2020-09-18 | 2013-04-18 | PHBASALEN
0190-010-667 | 403140 | 0190-MLK-PRO-TMB-ACOFAN01 | PM03 | 307 | 26WKS Butt Valve Liner Check (Outlet) | CTS Malto Tipping B After Cooler Fan | B | 0190E005 | 2020-09-18 | 2013-04-18 | PHBASALEN
0190-010-667 | 403140 | 0190-MLK-PRO-TMB-RNGBLW01 | PM03 | 307 | 26WKS Butt Valve Liner Check (Outlet) | CTS Malto Tipping B Ring Blower | B | 0190E005 | 2020-09-18 | 2013-04-18 | PHBASALEN
0190-010-667 | 403140 | 0190-MLK-PRO-TMC-ACOFAN01 | PM03 | 307 | 26WKS Butt Valve Liner Check (Outlet) | CTS Malto Tipping C After Cooler Fan | B | 0190E005 | 2020-09-18 | 2013-04-18 | PHBASALEN
0190-010-667 | 403140 | 0190-MLK-PRO-TMC-RNGBLW01 | PM03 | 307 | 26WKS Butt Valve Liner Check (Outlet) | CTS Malto Tipping C Ring Blower | B | 0190E005 | 2020-09-18 | 2013-04-18 | PHBASALEN
0190-010-665 | 403140 | 0190-MLK-PRO-SMC-ACOFAN01 | PM03 | 307 | 16WKS Butt Valve Liner Check C | Egron Malto Dosing C After Cooler Fan | B | 0190E005 | 2021-03-19 | 2013-04-18 | PHILAGANAN
0190-010-665 | 403140 | 0190-MLK-PRO-SMC-RNGBLW01 | PM03 | 307 | 16WKS Butt Valve Liner Check C | Egron Malto Dosing C Ring Blower | B | 0190E005 | 2021-03-19 | 2013-04-18 | PHILAGANAN
0190-010-664 | 403140 | 0190-MLK-PRO-SMB-ACOFAN01 | PM03 | 307 | 16WKS Butt Valve Liner Check B | Egron Malto Dosing B After Cooler Fan | B | 0190E005 | 2020-09-18 | 2013-04-18 | PHBASALEN
0190-010-664 | 403140 | 0190-MLK-PRO-SMB-RNGBLW01 | PM03 | 307 | 16WKS Butt Valve Liner Check B | Egron Malto Dosing B Ring Blower | B | 0190E005 | 2020-09-18 | 2013-04-18 | PHBASALEN
0190-010-663 | 403140 | 0190-MLK-PRO-EGC-MSKSLO01 | PM03 | 307 | 16WKS Butt Valve Liner Check C | Egron C MSK Silo No 1 | C | 0190E005 | 2021-03-19 | 2013-04-18 | PHILAGANAN
0190-010-663 | 403140 | 0190-MLK-PRO-EGC-MSKSLO02 | PM03 | 307 | 16WKS Butt Valve Liner Check C | Egron C MSK Silo No 2 | C | 0190E005 | 2021-03-19 | 2013-04-18 | PHILAGANAN
0190-010-663 | 403140 | 0190-MLK-PRO-EGC-PRSPOT01 | PM03 | 307 | 16WKS Butt Valve Liner Check (Inlet) C | Pressure Pot Egron C | B | 0190E005 | 2021-03-19 | 2013-04-18 | PHILAGANAN
0190-010-663 | 403140 | 0190-MLK-PRO-EGC-PRSPOT01 | PM03 | 307 | 16WKS Butt Valve Liner Check (Outlet) C | Pressure Pot Egron C | B | 0190E005 | 2021-03-19 | 2013-04-18 | PHILAGANAN
0190-010-663 | 403140 | 0190-MLK-PRO-EGC-PRSPOT01 | PM03 | 307 | 16WKS Butt Valve Liner Check (Vent) C | Pressure Pot Egron C | B | 0190E005 | 2021-03-19 | 2013-04-18 | PHILAGANAN
0190-010-663 | 403140 | 0190-MLK-PRO-EGC-SURHPR01 | PM03 | 307 | 16WKS Butt Valve Liner Check (Outlet) C | Nucon Surge Hopper Egron C | C | 0190E005 | 2021-03-19 | 2013-04-18 | PHILAGANAN
0190-010-663 | 403140 | 0190-MLK-PRO-EGC-TTBWGH01 | PM03 | 307 | 16WKS Butt Valve Liner Check (Outlet) C | Egron C Totebin Weighing scale1 | C | 0190E005 | 2021-03-19 | 2013-04-18 | PHILAGANAN
0190-010-663 | 403140 | 0190-MLK-PRO-EGC-TTBWGH02 | PM03 | 307 | 16WKS Butt Valve Liner Check (Outlet) C | Egron C Totebin Weighing scale2 | B | 0190E005 | 2021-03-19 | 2013-04-18 | PHILAGANAN
0190-010-663 | 403140 | 0190-MLK-PRO-EGC-VACPMP01 | PM03 | 307 | 16WKS Butt Valve Liner Check (Outlet) C | Nucon Vacuum Pump C1 | A | 0190E005 | 2021-03-19 | 2013-04-18 | PHILAGANAN
0190-010-663 | 403140 | 0190-MLK-PRO-EGC-VACPMP01 | PM03 | 307 | 16WKS Butt Valve Liner Check (Isolation) | Nucon Vacuum Pump C1 | A | 0190E005 | 2021-03-19 | 2013-04-18 | PHILAGANAN
0190-010-663 | 403140 | 0190-MLK-PRO-SMC-BACVTR01 | PM03 | 307 | 16WKS Butt Valve Liner Check (Outlet) C | Egron Malto Dosing C Bin Activator | B | 0190E005 | 2021-03-19 | 2013-04-18 | PHILAGANAN
0190-010-663 | 403140 | 0190-MLK-PRO-SMC-HOPPER01 | PM03 | 307 | 16WKS Butt Valve Liner Check (Vent) C | Egron Malto Dosing C Intermediate Hopper | B | 0190E005 | 2021-03-19 | 2013-04-18 | PHILAGANAN
0190-010-663 | 403140 | 0190-MLK-PRO-SMC-RCVSLO01 | PM03 | 307 | 16WKS Butt Valve Liner Check (Vent) C | Egron Malto Dosing C Receiving Silo | C | 0190E005 | 2021-03-19 | 2013-04-18 | PHILAGANAN
0190-010-662 | 403126 | 0190-MLK-PRO-EGB-VACPMP01 | PM03 | 307 | 16WKS BV Actuator Check (Outlet) | Nucon Vacuum Pump B1 | A | 0190E006 | 2018-04-06 | 2013-04-18 | PHBASALEN
0190-010-662 | 403126 | 0190-MLK-PRO-EGC-VACPMP01 | PM03 | 307 | 16WKS BV Actuator Check (Outlet) | Nucon Vacuum Pump C1 | A | 0190E006 | 2018-04-06 | 2013-04-18 | PHBASALEN
0190-010-661 | 573769 | 0190-MLK-PRO-EGB-FDPSYS01 | PM03 | 305 | 26WK Actuator Assembly Replaceme (Inlet) | Fines Dense Phase System B | B | 0190E006 | 2021-02-22 | 2013-04-18 | PHBASALEN
0190-010-661 | 573769 | 0190-MLK-PRO-EGB-TTBWGH01 | PM03 | 305 | 26WK Actuator Assembly Replacem (Outlet) | Egron B Totebin Weighing scale1 | B | 0190E006 | 2021-02-22 | 2013-04-18 | PHBASALEN
0190-010-661 | 573769 | 0190-MLK-PRO-EGB-TTBWGH02 | PM03 | 305 | 26WK Actuator Assembly Replacem (Outlet) | Egron B Totebin Weighing scale2 | B | 0190E006 | 2021-02-22 | 2013-04-18 | PHBASALEN
0190-010-661 | 573769 | 0190-MLK-PRO-SMB-HOPPER01 | PM03 | 305 | 26WK Actuator Assembly Replacemen (Vent) | Egron Malto Dosing B Intermediate Hopper | B | 0190E006 | 2021-02-22 | 2014-01-15 | PHBASALEN
0190-010-660 | 573769 | 0190-MLK-PRO-EGC-FDPSYS01 | PM03 | 305 | 26WK Actuator Assembly Replacement | Fines Dense Phase System C | B | 0190E006 | 2021-02-22 | 2013-04-18 | PHBASALEN
0190-010-660 | 573769 | 0190-MLK-PRO-EGC-TTBWGH01 | PM03 | 305 | 26WK Actuator Assembly Replacement | Egron C Totebin Weighing scale1 | C | 0190E006 | 2021-02-22 | 2013-04-18 | PHBASALEN
0190-010-660 | 573769 | 0190-MLK-PRO-EGC-TTBWGH02 | PM03 | 305 | 26WK Actuator Assembly Replacement | Egron C Totebin Weighing scale2 | B | 0190E006 | 2021-02-22 | 2013-04-18 | PHBASALEN
0190-010-660 | 573769 | 0190-MLK-PRO-SMC-HOPPER01 | PM03 | 305 | 26WK Actuator Assembly Replacement | Egron Malto Dosing C Intermediate Hopper | B | 0190E006 | 2021-02-22 | 2013-04-18 | PHBASALEN
0190-010-66 | 36409 | 0190-MLK-PRO-WPB-SNFHOM01 | PM03 | 301 | 52WKS Press Trans Cal (1B2-PIT-15.04) | SNF B Homogenizer | B | 0190E006 | 2020-03-03 | 2013-11-25 | PHBASALEN
0190-010-659 | 403126 | 0190-MLK-PRO-SMB-ACOFAN01 | PM03 | 307 | 8WKS BV Actuator Functionality Check | Egron Malto Dosing B After Cooler Fan | B | 0190E006 | 2021-03-19 | 2013-04-18 | PHILAGANAN
0190-010-659 | 403126 | 0190-MLK-PRO-SMB-RNGBLW01 | PM03 | 307 | 8WKS BV Actuator Functionality Check | Egron Malto Dosing B Ring Blower | B | 0190E006 | 2021-03-19 | 2013-04-18 | PHILAGANAN
0190-010-659 | 403126 | 0190-MLK-PRO-SMC-ACOFAN01 | PM03 | 307 | 8WKS BV Actuator Functionality Check | Egron Malto Dosing C After Cooler Fan | B | 0190E006 | 2021-03-19 | 2013-04-18 | PHILAGANAN
0190-010-659 | 403126 | 0190-MLK-PRO-SMC-RNGBLW01 | PM03 | 307 | 8WKS BV Actuator Functionality Check | Egron Malto Dosing C Ring Blower | B | 0190E006 | 2021-03-19 | 2013-04-18 | PHILAGANAN
0190-010-658 | 411550 | 0190-MLK-PRO-WPB-SNFSLO01 | PM03 | 307 | 4WKS BV Actuator Functionality Check | SNF B Silo | B | 0190E006 | 2017-02-21 | 2013-04-18 | PHBASALEN
0190-010-658 | 411550 | 0190-MLK-PRO-WPC-SNFSLO01 | PM03 | 307 | 4WKS BV Actuator Functionality Check | SNF C Silo 1 | B | 0190E006 | 2017-02-21 | 2013-04-18 | PHBASALEN
0190-010-657 | 403126 | 0190-MLK-PRO-CMB-ACOFAN01 | PM03 | 307 | 8WKS BV Actuator Functionality Check | CTS MSK Tipping B After Cooler Fan | B | 0190E006 | 2020-09-18 | 2013-04-18 | PHBASALEN
0190-010-657 | 403126 | 0190-MLK-PRO-CMB-RNGBLW01 | PM03 | 307 | 8WKS BV Actuator Functionality Check | CTS MSK Tipping B Ring Blower | B | 0190E006 | 2020-09-18 | 2013-04-18 | PHBASALEN
0190-010-657 | 403126 | 0190-MLK-PRO-CMC-ACOFAN01 | PM03 | 307 | 8WKS BV Actuator Functionality Check | CTS MSK Tipping C After Cooler Fan | B | 0190E006 | 2020-09-18 | 2013-04-18 | PHBASALEN
0190-010-657 | 403126 | 0190-MLK-PRO-CMC-RNGBLW01 | PM03 | 307 | 8WKS BV Actuator Functionality Check | CTS MSK Tipping C Ring Blower | B | 0190E006 | 2020-09-18 | 2013-04-18 | PHBASALEN
0190-010-657 | 403126 | 0190-MLK-PRO-TMB-ACOFAN01 | PM03 | 307 | 8WKS BV Actuator Functionality Check | CTS Malto Tipping B After Cooler Fan | B | 0190E006 | 2020-09-18 | 2013-04-18 | PHBASALEN
0190-010-657 | 403126 | 0190-MLK-PRO-TMB-RNGBLW01 | PM03 | 307 | 8WKS BV Actuator Functionality Check | CTS Malto Tipping B Ring Blower | B | 0190E006 | 2020-09-18 | 2013-04-18 | PHBASALEN
0190-010-657 | 403126 | 0190-MLK-PRO-TMC-ACOFAN01 | PM03 | 307 | 8WKS BV Actuator Functionality Check | CTS Malto Tipping C After Cooler Fan | B | 0190E006 | 2020-09-18 | 2013-04-18 | PHBASALEN
0190-010-657 | 403126 | 0190-MLK-PRO-TMC-RNGBLW01 | PM03 | 307 | 8WKS BV Actuator Functionality Check | CTS Malto Tipping C Ring Blower | B | 0190E006 | 2020-09-18 | 2013-04-18 | PHBASALEN
0190-010-657 | 403126 | 0190-MLK-PRO-TPB-3LSNDP01 | PM03 | 307 | 8WKS BV Actuator Check (Inlet) | 3L/SNF Tipping B Dense Phase | B | 0190E006 | 2020-09-18 | 2013-04-18 | PHBASALEN
0190-010-657 | 403126 | 0190-MLK-PRO-TPB-3LSNDP01 | PM03 | 307 | 8WKS BV Actuator Check (Outlet) | 3L/SNF Tipping B Dense Phase | B | 0190E006 | 2020-09-18 | 2013-04-18 | PHBASALEN
0190-010-657 | 403126 | 0190-MLK-PRO-TPC-3LSNDP01 | PM03 | 307 | 8WKS BV Actuator Check (Inlet) | 3L/SNF Tipping C Dense Phase | B | 0190E006 | 2020-09-18 | 2013-04-18 | PHBASALEN
0190-010-657 | 403126 | 0190-MLK-PRO-TPC-3LSNDP01 | PM03 | 307 | 8WKS BV Actuator Check (Outlet) | 3L/SNF Tipping C Dense Phase | B | 0190E006 | 2020-09-18 | 2013-04-18 | PHBASALEN
0190-010-656 | 63986 | 0190-MLK-PRO-CMN-TIPCMN03 | PM03 | 301 | 52WKS Relief Valve Cal (1D7-PRV-010) | Milks 3L/SNF Tipping Facilities | C | 0190E006 | 2019-05-09 | 2013-04-16 | PHBASALEN
0190-010-656 | 63986 | 0190-MLK-PRO-NDC-COMMON01 | PM03 | 301 | 52WKS Relief Valve Cal (1A_PRV-011) | NDC Common Facilities | C | 0190E006 | 2019-05-09 | 2013-04-16 | PHBASALEN
0190-010-655 | 36403 | 0190-MLK-PRO-WPC-PHEXGR02 | PM03 | 301 | 13WKS Temp Cal (1C2-TT-14.59/01 (CCP) | SNF Plate Heat Exhanger C2 | C | 0190E006 | 2020-09-18 | 2013-04-15 | PHBASALEN
0190-010-655 | 36403 | 0190-MLK-PRO-WPC-PHEXGR02 | PM03 | 301 | 13WKS Temp Cal (1C2-TT-14.59/02 (CCP) | SNF Plate Heat Exhanger C2 | C | 0190E006 | 2020-09-18 | 2014-09-09 | PHBASALEN
0190-010-654 | 403140 | 0190-MLK-PRO-DSB-3LSNFS01 | PM03 | 307 | 8WKS Butt Valve Liner Check B | Diss Raw Material Silo B1 | A | 0190E005 | 2017-02-21 | 2013-04-03 | PHBASALEN
0190-010-654 | 403140 | 0190-MLK-PRO-DSB-RAWSLO02 | PM03 | 307 | 8WKS Butt Valve Liner Check B | Diss Raw Material Silo B2 | A | 0190E005 | 2017-02-21 | 2013-04-03 | PHBASALEN
0190-010-654 | 403140 | 0190-MLK-PRO-DSC-RAWSLO01 | PM03 | 307 | 8WKS Butt Valve Liner Check C | Diss C Raw Material Silo No 1 | A | 0190E005 | 2017-02-21 | 2013-04-18 | PHBASALEN
0190-010-654 | 403140 | 0190-MLK-PRO-DSC-RAWSLO02 | PM03 | 307 | 8WKS Butt Valve Liner Check C | Diss C Raw Material Silo No 2 | C | 0190E005 | 2017-02-21 | 2013-04-18 | PHBASALEN
0190-010-654 | 403140 | 0190-MLK-PRO-WPB-SNFSLO01 | PM03 | 307 | 8WKS Butt Valve Liner Check B | SNF B Silo | B | 0190E005 | 2017-02-21 | 2013-04-03 | PHBASALEN
0190-010-654 | 403140 | 0190-MLK-PRO-WPC-SNFSLO01 | PM03 | 307 | 8WKS Butt Valve Liner Check C | SNF C Silo 1 | B | 0190E005 | 2017-02-21 | 2013-04-18 | PHBASALEN
0190-010-653 | 403140 | 0190-MLK-PRO-EGB-MSKSLO01 | PM03 | 307 | 26WKS Discharge Valve Liner Inspection | Egron B MSK Silo No 1 | C | 0190E005 | 2021-03-19 | 2013-04-03 | PHILAGANAN
0190-010-653 | 403140 | 0190-MLK-PRO-EGB-MSKSLO02 | PM03 | 307 | 26WKS Discharge Valve Liner Inspection | Egron B MSK Silo No 2 | C | 0190E005 | 2021-03-19 | 2013-04-03 | PHILAGANAN
0190-010-653 | 403140 | 0190-MLK-PRO-EGB-PRSPOT01 | PM03 | 307 | 26WKS Butt Valve 32 Liner Inspection | Pressure Pot Egron B | C | 0190E005 | 2021-03-19 | 2013-04-03 | PHILAGANAN
0190-010-653 | 403140 | 0190-MLK-PRO-EGB-SURHPR01 | PM03 | 307 | 26WKS Butt Valve 30 Liner Inspection | Nucon Surge Hopper Egron B | B | 0190E005 | 2021-03-19 | 2013-04-03 | PHILAGANAN
0190-010-653 | 403140 | 0190-MLK-PRO-EGB-TTBWGH01 | PM03 | 307 | 26WKS Butt Valve 01 Liner Inspection | Egron B Totebin Weighing scale1 | B | 0190E005 | 2021-03-19 | 2013-04-03 | PHILAGANAN
0190-010-653 | 403140 | 0190-MLK-PRO-EGB-TTBWGH02 | PM03 | 307 | 26WKS Butt Valve 02 Liner Inspection | Egron B Totebin Weighing scale2 | B | 0190E005 | 2021-03-19 | 2013-04-03 | PHILAGANAN
0190-010-653 | 403140 | 0190-MLK-PRO-EGB-VACPMP01 | PM03 | 307 | 26WKS Valve 08 Liner Inspection | Nucon Vacuum Pump B1 | A | 0190E005 | 2021-03-19 | 2013-04-03 | PHILAGANAN
0190-010-653 | 403140 | 0190-MLK-PRO-SMB-BACVTR01 | PM03 | 307 | 26WKS Discharge Valve Liner Inspection | Egron Malto Dosing B Bin Activator | B | 0190E005 | 2021-03-19 | 2013-04-18 | PHILAGANAN
0190-010-653 | 403140 | 0190-MLK-PRO-SMB-HOPPER01 | PM03 | 307 | 26WKS Butt Valve 11 Liner Inspection | Egron Malto Dosing B Intermediate Hopper | B | 0190E005 | 2021-03-19 | 2013-04-18 | PHILAGANAN
0190-010-653 | 403140 | 0190-MLK-PRO-SMB-RCVSLO01 | PM03 | 307 | 26WKS Butt Valve 12 Liner Inspection | Egron Malto Dosing B Receiving Silo | B | 0190E005 | 2021-03-19 | 2013-04-18 | PHILAGANAN
0190-010-652 | 402518 | 0190-MLK-PRO-EGC-DRPCHT01 | PM03 | 305 | 26WKS Valve Assembly Replacement | Egron C Drop Chute | B | 0190E005 | 2020-09-18 | 2013-04-03 | PHBASALEN
0190-010-652 | 402518 | 0190-MLK-PRO-EGC-FDPSYS01 | PM03 | 305 | 26WKS Valve Assembly Replacement | Fines Dense Phase System C | B | 0190E005 | 2020-09-18 | 2013-04-03 | PHBASALEN
0190-010-652 | 402518 | 0190-MLK-PRO-EGC-PICHPR01 | PM03 | 305 | 26WKS Valve Assembly Replacement | Egron C Pick-Up Hopper | B | 0190E005 | 2020-09-18 | 2013-04-03 | PHBASALEN
0190-010-652 | 402518 | 0190-MLK-PRO-EGC-VIBCVY01 | PM03 | 305 | 26WKS Valve Assembly Replacement | Egron C Fines VibroTube Conveyor | B | 0190E005 | 2020-09-18 | 2013-04-03 | PHBASALEN
0190-010-652 | 402518 | 0190-MLK-PRO-TPC-3LSNDP01 | PM03 | 305 | 26WKS Valve Assembly Replacement | 3L/SNF Tipping C Dense Phase | B | 0190E005 | 2020-09-18 | 2013-04-18 | PHBASALEN
0190-010-652 | 402518 | 0190-MLK-PRO-TPC-3LSNDP01 | PM03 | 305 | 26WKS Valve Assembly Replacement | 3L/SNF Tipping C Dense Phase | B | 0190E005 | 2020-09-18 | 2013-04-18 | PHBASALEN
0190-010-651 | 402518 | 0190-MLK-PRO-EGB-DRPCHT01 | PM03 | 305 | 26WKS Valve Assembly Replacement | Egron B Drop Chute | B | 0190E005 | 2018-05-25 | 2013-04-03 | PHBASALEN
0190-010-651 | 402518 | 0190-MLK-PRO-EGB-FDPSYS01 | PM03 | 305 | 26WKS Valve Assembly Replacement | Fines Dense Phase System B | B | 0190E005 | 2018-05-25 | 2013-08-27 | PHBASALEN
0190-010-651 | 402518 | 0190-MLK-PRO-EGB-PICHPR01 | PM03 | 305 | 26WKS Valve Assembly Replacement | Egron B Pick-Up Hopper | C | 0190E005 | 2018-05-25 | 2013-04-03 | PHBASALEN
0190-010-651 | 402518 | 0190-MLK-PRO-EGB-VIBCVY01 | PM03 | 305 | 26WKS Valve Assembly Replacement | Egron B AD/AC Fines VibroTube Conveyor | B | 0190E005 | 2018-05-25 | 2013-04-03 | PHBASALEN
0190-010-651 | 402518 | 0190-MLK-PRO-TPB-3LSNDP01 | PM03 | 305 | 26WKS Valve Assembly Replacement | 3L/SNF Tipping B Dense Phase | B | 0190E005 | 2018-05-25 | 2013-04-18 | PHBASALEN
0190-010-651 | 402518 | 0190-MLK-PRO-TPB-3LSNDP01 | PM03 | 305 | 26WKS Valve Assembly Replacement | 3L/SNF Tipping B Dense Phase | B | 0190E005 | 2018-05-25 | 2013-04-18 | PHBASALEN
0190-010-650 | 402276 | 0190-MLK-PRO-CMC-TIPHOP01 | PM03 | 307 | 2WKS Hopper Filter Cleaning C | CTS MSK Tipping C Hopper | B | 0190E020 | 2015-03-09 | 2013-03-22 | PHJACOLPA
0190-010-650 | 402276 | 0190-MLK-PRO-TMC-TIPHOP01 | PM03 | 307 | 2WKS Hopper Filter Cleaning C | CTS Malto Tipping C Hopper | B | 0190E020 | 2015-03-09 | 2013-03-22 | PHJACOLPA
0190-010-65 | 36409 | 0190-MLK-PRO-WPB-3LHPMP02-1B2 PIT 08 03 | PM03 | 301 | 52WKS Press Trans Cal (1B2-PIT-08.03) | 3L-B HPP Press Trans (1B2-PIT-08.03) | B | 0190E006 | 2020-09-18 | 2013-11-07 | PHBASALEN
0190-010-649 | 402276 | 0190-MLK-PRO-CMB-TIPHOP01 | PM03 | 307 | 2WKS Hopper Filter Cleaning B | CTS MSK Tipping B Hopper | B | 0190E020 | 2014-11-06 | 2013-03-22 | PHJACOLPA
0190-010-649 | 402276 | 0190-MLK-PRO-TMB-TIPHOP01 | PM03 | 307 | 2WKS Hopper Filter Cleaning B | CTS Malto Tipping B Hopper | B | 0190E020 | 2014-11-06 | 2013-03-22 | PHJACOLPA
0190-010-648 | 402259 | 0190-MLK-PRO-EGC-MSKSLO01 | PM03 | 307 | 1MON Cleaning of Filters C | Egron C MSK Silo No 1 | C | 0190E020 | 2014-09-16 | 2013-03-21 | PHJACOLPA
0190-010-648 | 402259 | 0190-MLK-PRO-EGC-MSKSLO02 | PM03 | 307 | 1MON Cleaning of Filters C | Egron C MSK Silo No 2 | C | 0190E020 | 2014-09-16 | 2013-03-21 | PHJACOLPA
0190-010-648 | 402259 | 0190-MLK-PRO-SMC-RCVSLO01 | PM03 | 307 | 1MON Cleaning of Filters C | Egron Malto Dosing C Receiving Silo | C | 0190E020 | 2014-09-16 | 2013-03-21 | PHJACOLPA
0190-010-647 | 402259 | 0190-MLK-PRO-EGB-MSKSLO01 | PM03 | 307 | 1MON Cleaning of Filters B | Egron B MSK Silo No 1 | C | 0190E020 | 2015-03-09 | 2013-07-20 | PHJACOLPA
0190-010-647 | 402259 | 0190-MLK-PRO-EGB-MSKSLO02 | PM03 | 307 | 1MON Cleaning of Filters B | Egron B MSK Silo No 2 | C | 0190E020 | 2015-03-09 | 2013-07-20 | PHJACOLPA
0190-010-647 | 402259 | 0190-MLK-PRO-SMB-RCVSLO01 | PM03 | 307 | 1MON Cleaning of Filters B | Egron Malto Dosing B Receiving Silo | B | 0190E020 | 2015-03-09 | 2013-03-21 | PHJACOLPA
0190-010-646 | 401794 | 0190-MLK-PRO-EGC-IRODOS02 | PM03 | 307 | 157HRS Lock/Un-lock of Locking Mechanism | Iron Dosing LIW Homo/Screwfeeder C | A | 0190E006 | 2016-04-26 | 2013-03-04 | PHBASALEN
0190-010-645 | 401794 | 0190-MLK-PRO-EGB-IRODOS02 | PM03 | 307 | 159HRS Lock/Un-lock of Locking Mechanism | Iron Dosing LIW Homo/Screwfeeder B | A | 0190E006 | 2016-04-26 | 2013-03-04 | PHBASALEN
0190-010-644 | 401792 | 0190-MLK-PRO-EGC-EXHFAN02 | PM03 | 307 | 109HRS RH Sintered Filter Cleaning C | Egron C Exhaust Fan No 2 | A | 0190E006 | 2015-03-16 | 2013-03-04 | PHJACOLPA
0190-010-643 | 401792 | 0190-MLK-PRO-EGB-EXHFAN02 | PM03 | 307 | 109HRS RH Sintered Filter Cleaning B | Egron B Exhaust Fan No 2 | B | 0190E006 | 2015-03-16 | 2013-03-04 | PHJACOLPA
0190-010-642 | 401791 | 0190-MLK-PRO-EGB-LECGUN01 | PM03 | 305 | 52WKS Replace Valve Seat & Pipe Gasket B | Egron B Lecithin Gun | A | 0190E005 | 2021-03-19 | 2013-03-04 | PHILAGANAN
0190-010-642 | 401791 | 0190-MLK-PRO-EGC-LECGUN01 | PM03 | 305 | 52WKS Replace Valve Seat & Pipe Gasket C | Egron C Lecithin Gun | A | 0190E005 | 2021-03-19 | 2013-03-04 | PHILAGANAN
0190-010-641 | 36411 | 0190-MLK-PRO-WPC-BALTNK01 | PM03 | 301 | 52WKS I/P Converter Cal (1C2-CV-14.02) | SNF C Balance Tank | B | 0190E006 | 2020-03-03 | 2013-03-01 | PHBASALEN
0190-010-640 | 36408 | 0190-MLK-PRO-WPC-BALTNK01 | PM03 | 301 | 52WKS Level Trans Cal (1C2-LIT-14.06) | SNF C Balance Tank | B | 0190E006 | 2019-05-09 | 2013-03-01 | PHBASALEN
0190-010-640 | 36408 | 0190-MLK-PRO-WPC-BALVAT01 | PM03 | 301 | 52WKS Level Trans Cal (1C2-LIT-04.09) | 3rd Line C Balance Vat | B | 0190E006 | 2019-05-09 | 2013-03-01 | PHBASALEN
0190-010-64 | 407842 | 0190-MLK-PRO-EGB-COMMON | PM03 | 301 | 26WKS RH & Temp Trans Cal (MIT 95029) | Milks Egron B Facilities | C | 0190E006 | 2015-04-06 | 2013-11-07 | PHJACOLPA
0190-010-639 | 36405 | 0190-MLK-PRO-WPC-BALTNK01 | PM03 | 301 | 52WKS Temp Trans Cal (1C2-TT-14.54) | SNF C Balance Tank | B | 0190E006 | 2020-03-03 | 2013-03-01 | PHBASALEN
0190-010-639 | 36405 | 0190-MLK-PRO-WPC-BALVAT01 | PM03 | 301 | 52WKS Temp Trans Cal (1C2-TT-04.35) | 3rd Line C Balance Vat | B | 0190E006 | 2020-03-03 | 2013-03-01 | PHBASALEN
0190-010-638 | 36406 | 0190-MLK-PRO-EGB-ACOBED01 | PM03 | 301 | 52WKS Flow Trans Cal (1B3-FIT-03.15/01) | Egron B After Cooler Bed | A | 0190E006 | 2019-01-03 | 2014-06-05 | PHBASALEN
0190-010-638 | 36406 | 0190-MLK-PRO-EGB-ACOBED01-1B3FIT031502 | PM03 | 301 | 52WKS Flow Trans Cal (1B3-FIT-03.15/02) | 1B3 Flow Transmitter03 15.02 | B | 0190E006 | 2019-01-03 | 2013-03-01 | PHBASALEN
0190-010-637 | 36409 | 0190-MLK-PRO-SMC-AIRBLW01 | PM03 | 301 | 52WKS Pressure Trans Cal (1C3-PT-04.42) | Egron Malto Dosing C Air Blower | B | 0190E006 | 2020-09-18 | 2013-03-01 | PHBASALEN
0190-010-636 | 401581 | 0190-MLK-PRO-WSF-COMMON | PM03 | 307 | 1WK Mech Line Monitoring (JTNatividad) | Milks Workshop Facility Common | B | 0190E005 | 2015-03-16 | 2013-02-22 | PHJACOLPA
0190-010-636 | 401581 | 0190-MLK-PRO-WSF-COMMON | PM03 | 307 | 1WK Mech Line Monitoring (CCCastro) | Milks Workshop Facility Common | B | 0190E005 | 2015-03-16 | 2013-02-22 | PHJACOLPA
0190-010-636 | 401581 | 0190-MLK-PRO-WSF-COMMON | PM03 | 307 | 1WK Mech Line Monitoring (NPLuchin) | Milks Workshop Facility Common | B | 0190E005 | 2015-03-16 | 2013-02-22 | PHJACOLPA
0190-010-636 | 401581 | 0190-MLK-PRO-WSF-COMMON | PM03 | 307 | 1WK Mech Line Monitoring (RSYap) | Milks Workshop Facility Common | B | 0190E005 | 2015-03-16 | 2013-02-22 | PHJACOLPA
0190-010-636 | 401581 | 0190-MLK-PRO-WSF-COMMON | PM03 | 307 | 1WK Mech Line Monitoring (JADemata) | Milks Workshop Facility Common | B | 0190E005 | 2015-03-16 | 2013-02-22 | PHJACOLPA
0190-010-636 | 401581 | 0190-MLK-PRO-WSF-COMMON | PM03 | 307 | 1WK Mech Line Monitoring (MALTan) | Milks Workshop Facility Common | B | 0190E005 | 2015-03-16 | 2013-02-22 | PHJACOLPA
0190-010-636 | 401581 | 0190-MLK-PRO-WSF-COMMON | PM03 | 307 | 1WK Mech Line Monitoring (PLLlamos) | Milks Workshop Facility Common | B | 0190E005 | 2015-03-16 | 2013-02-22 | PHJACOLPA
0190-010-636 | 401581 | 0190-MLK-PRO-WSF-COMMON | PM03 | 307 | 1WK Mech Line Monitoring (AAOco) | Milks Workshop Facility Common | B | 0190E005 | 2015-03-16 | 2013-02-22 | PHJACOLPA
0190-010-636 | 401581 | 0190-MLK-PRO-WSF-COMMON | PM03 | 307 | 1WK Mech Line Monitoring (FIAbastas) | Milks Workshop Facility Common | B | 0190E005 | 2015-03-16 | 2013-02-22 | PHJACOLPA
0190-010-636 | 401581 | 0190-MLK-PRO-WSF-COMMON | PM03 | 307 | 1WK Mech Line Monitoring (ECBasal) | Milks Workshop Facility Common | B | 0190E005 | 2015-03-16 | 2013-02-22 | PHJACOLPA
0190-010-635 | 401582 | 0190-MLK-PRO-WSF-COMMON | PM03 | 307 | 1WK E/I Line Monitoring (NGFermano) | Milks Workshop Facility Common | B | 0190E006 | 2015-03-16 | 2013-02-22 | PHJACOLPA
0190-010-635 | 401582 | 0190-MLK-PRO-WSF-COMMON | PM03 | 307 | 1WK E/I Line Monitoring (MGTaban) | Milks Workshop Facility Common | B | 0190E006 | 2015-03-16 | 2013-02-22 | PHJACOLPA
0190-010-635 | 401582 | 0190-MLK-PRO-WSF-COMMON | PM03 | 307 | 1WK E/I Line Monitoring (AGSuazo) | Milks Workshop Facility Common | B | 0190E006 | 2015-03-16 | 2013-02-22 | PHJACOLPA
0190-010-635 | 401582 | 0190-MLK-PRO-WSF-COMMON | PM03 | 307 | 1WK E/I Line Monitoring (LCPenera) | Milks Workshop Facility Common | B | 0190E006 | 2015-03-16 | 2013-02-22 | PHJACOLPA
0190-010-635 | 401582 | 0190-MLK-PRO-WSF-COMMON | PM03 | 307 | 1WK E/I Line Monitoring (EDAgapay) | Milks Workshop Facility Common | B | 0190E006 | 2015-03-16 | 2013-02-22 | PHJACOLPA
0190-010-635 | 401582 | 0190-MLK-PRO-WSF-COMMON | PM03 | 307 | 1WK E/I Line Monitoring (EBTomaroy) | Milks Workshop Facility Common | B | 0190E006 | 2015-03-16 | 2013-02-22 | PHJACOLPA
0190-010-635 | 401582 | 0190-MLK-PRO-WSF-COMMON | PM03 | 307 | 1WK E/I Line Monitoring (RPGales) | Milks Workshop Facility Common | B | 0190E006 | 2015-03-16 | 2013-02-22 | PHJACOLPA
0190-010-635 | 401582 | 0190-MLK-PRO-WSF-COMMON | PM03 | 307 | 1WK E/I Line Monitoring (RQuileste) | Milks Workshop Facility Common | B | 0190E006 | 2015-03-16 | 2013-02-22 | PHJACOLPA
0190-010-635 | 401582 | 0190-MLK-PRO-WSF-COMMON | PM03 | 307 | 1WK E/I Line Monitoring (SAAlbao) | Milks Workshop Facility Common | B | 0190E006 | 2015-03-16 | 2013-02-22 | PHJACOLPA
0190-010-635 | 401582 | 0190-MLK-PRO-WSF-COMMON | PM03 | 307 | 1WK E/I Line Monitoring (RCBehiga) | Milks Workshop Facility Common | B | 0190E006 | 2015-03-16 | 2013-02-22 | PHJACOLPA
0190-010-633 | 401537 | 0190-MLK-PRO-NDC-COMMON01 | PM03 | 307 | 3MON Roll-up Door Check (E/I) | NDC Common Facilities | C | 0190E006 | 2015-04-06 | 2013-02-21 | PHJACOLPA
0190-010-633 | 401537 | 0190-MLK-PRO-NDC-COMMON01 | PM03 | 307 | 3MON Roll-up Door Check (Mech) | NDC Common Facilities | C | 0190E005 | 2015-04-06 | 2013-02-21 | PHJACOLPA
0190-010-632 | 36405 | 0190-MLK-PRO-WPC-3RLTNK01 | PM03 | 301 | 52WKS Temp Trans Cal (1C2-TT-03.03/01) | 3rd Line C Tank No 1 | B | 0190E006 | 2020-09-18 | 2013-02-19 | PHBASALEN
0190-010-632 | 36405 | 0190-MLK-PRO-WPC-3RLTNK02 | PM03 | 301 | 52WKS Temp Trans Cal (1C2-TT-03.03/02) | 3rd Line C Tank No 2 | B | 0190E006 | 2020-09-18 | 2013-02-19 | PHBASALEN
0190-010-631 | 36409 | 0190-MLK-PRO-EGB-ACOFAN02-1B3 PIT 07 52 | PM03 | 301 | 52WKS Press Trans Cal (1B3-PIT-07.52) | AC Forced Fan2B PressTrans 1B3-PIT-07.52 | B | 0190E006 | 2019-01-03 | 2013-02-19 | PHBASALEN
0190-010-631 | 36409 | 0190-MLK-PRO-EGB-ADRFAN01-1B3 PIT 02 26 | PM03 | 301 | 52WKS Press Trans Cal (1B3-PIT-02.26) | AD Forced Fan1B PressTrans 1B3-PIT-02.26 | B | 0190E006 | 2019-01-03 | 2013-02-19 | PHBASALEN
0190-010-630 | 36410 | 0190-MLK-PRO-EGB-ACOBED01 | PM03 | 301 | 52WKS %RH Trans Cal (1B3-AIT-06.08 RH) | Egron B After Cooler Bed | A | 0190E006 | 2017-02-23 | 2013-02-19 | PHBASALEN
0190-010-63 | 69389 | 0190-MLK-PRO-EGB-FDPSYS01 | PM03 | 307 | 18WKS Anlge Seat Valve Check | Fines Dense Phase System B | B | 0190E006 | 2021-03-19 | 2013-11-04 | PHILAGANAN
0190-010-63 | 69389 | 0190-MLK-PRO-EGC-FDPSYS01 | PM03 | 307 | 18WKS Anlge Seat Valve Check | Fines Dense Phase System C | B | 0190E006 | 2021-03-19 | 2013-11-04 | PHILAGANAN
0190-010-63 | 69389 | 0190-MLK-PRO-TPB-3LSNDP01 | PM03 | 307 | 18WKS Anlge Seat Valve Check | 3L/SNF Tipping B Dense Phase | B | 0190E006 | 2021-03-19 | 2013-11-04 | PHILAGANAN
0190-010-63 | 69389 | 0190-MLK-PRO-TPC-3LSNDP01 | PM03 | 307 | 18WKS Anlge Seat Valve Check | 3L/SNF Tipping C Dense Phase | B | 0190E006 | 2021-03-19 | 2013-11-04 | PHILAGANAN
0190-010-629 | 36409 | 0190-MLK-PRO-EGB-MSKBLW03 | PM03 | 301 | 52WKS Press Trans Cal (1B3-PIT-04.25) | Egron B MSK Dosing Blower No. 1 | A | 0190E006 | 2020-03-03 | 2013-02-19 | PHBASALEN
0190-010-629 | 36409 | 0190-MLK-PRO-EGB-MSKBLW04-1B3PIT0222 | PM03 | 301 | 52WKS Press Trans Cal (1B3-PIT-02.22) | MSKBLW04 Pressure Transmitter | B | 0190E005 | 2020-03-03 | 2013-02-19 | PHBASALEN
0190-010-628 | 36405 | 0190-MLK-PRO-WPB-3RLTNK01 | PM03 | 301 | 52WKS Temp Trans Cal (1B2-TT-03.03/01) | 3rd Line B Tank No 1 | B | 0190E006 | 2019-01-03 | 2013-02-19 | PHBASALEN
0190-010-628 | 36405 | 0190-MLK-PRO-WPB-3RLTNK02 | PM03 | 301 | 52WKS Temp Trans Cal (1B2-TT-03.03/02) | 3rd Line B Tank No 2 | B | 0190E006 | 2019-01-03 | 2013-02-19 | PHBASALEN
0190-010-627 | 401464 | 0190-MLK-PRO-EGB-EGRTWR01 | PM03 | 307 | 1WK Rope Knocker Inspection B | Egron B Tower | A | 0190E005 | 2015-03-16 | 2013-02-18 | PHJACOLPA
0190-010-627 | 401464 | 0190-MLK-PRO-EGC-EGRTWR01 | PM03 | 307 | 1WK Rope Knocker Inspection C | Egron C Tower | A | 0190E005 | 2015-03-16 | 2013-02-18 | PHJACOLPA
0190-010-626 | 400697 | 0190-MLK-PRO-WPC-HBTPMP01 | PM03 | 305 | 40WKS Blaudieck Hose Replacement C | SNF Discharge Pump HBT C | A | 0190E020 | 2019-01-03 | 2013-01-11 | PHBASALEN
0190-010-626 | 400697 | 0190-MLK-PRO-WPC-PSA3DL01 | PM03 | 305 | 40WKS Blaudieck Hose Replacement C | K-Patents Sensor Assembly 3rd Line C | B | 0190E020 | 2019-01-03 | 2013-01-11 | PHBASALEN
0190-010-626 | 400697 | 0190-MLK-PRO-WPC-PSASNF01 | PM03 | 305 | 40WKS Blaudieck Hose Replacement C | K-Patents Sensor Assembly SNF | B | 0190E020 | 2019-01-03 | 2013-01-11 | PHBASALEN
0190-010-625 | 400697 | 0190-MLK-PRO-WPB-HBTPMP01 | PM03 | 305 | 40WKS Blaudieck Hose Replacement B | SNF Discharge Pump HBT B | A | 0190E020 | 2019-01-03 | 2013-01-11 | PHBASALEN
0190-010-625 | 400697 | 0190-MLK-PRO-WPB-PSA3DL01 | PM03 | 305 | 40WKS Blaudieck Hose Replacement B | K-Patents Sensor Assembly 3rd Line B | B | 0190E020 | 2019-01-03 | 2013-01-11 | PHBASALEN
0190-010-625 | 400697 | 0190-MLK-PRO-WPB-PSASNF01 | PM03 | 305 | 40WKS Blaudieck Hose Replacement B | K-Patents Sensor Assembly SNF | B | 0190E020 | 2019-01-03 | 2013-01-11 | PHBASALEN
0190-010-624 | 61835 | 0190-MLK-PRO-WPC-PLCPNL01 | PM03 | 305 | 1YR MCC/PLC Panel Terminals Retightening | PLC Control Panel Process C | A | 0190E006 | 2014-08-04 | 2012-12-18 | PHJACOLPA
0190-010-623 | 61835 | 0190-MLK-PRO-WPC-MCCPNL03 | PM03 | 305 | 1YR MCC/PLC Panel Terminals Retightening | MCC Panel Wet Process C | A | 0190E006 | 2014-08-04 | 2012-12-18 | PHJACOLPA
0190-010-623 | 61835 | 0190-MLK-PRO-WPC-MCCPNL04 | PM03 | 305 | 1YR MCC/PLC Panel Terminals Retightening | MCC Panel Scanima C | A | 0190E006 | 2014-08-04 | 2012-12-18 | PHJACOLPA
0190-010-622 | 61835 | 0190-MLK-PRO-EGC-PLCPNL02 | PM03 | 305 | 1YR MCC/PLC Panel Terminals Retightening | PLC Control Panel Nucon Direct Filling C | A | 0190E006 | 2014-08-04 | 2012-12-18 | PHJACOLPA
0190-010-621 | 61835 | 0190-MLK-PRO-EGC-PLCPNL01 | PM03 | 305 | 1YR MCC/PLC Panel Terminals Retightening | PLC Control Panel Spray Drying C | A | 0190E006 | 2014-08-04 | 2012-12-18 | PHJACOLPA
0190-010-620 | 61835 | 0190-MLK-PRO-EGC-MCCPNL02 | PM03 | 305 | 1YR MCC/PLC Panel Terminals Retightening | MCC Panel Loss-In-Weight Egron C | A | 0190E006 | 2014-08-04 | 2012-12-18 | PHJACOLPA
0190-010-620 | 61835 | 0190-MLK-PRO-SMC-MCCPNL01 | PM03 | 305 | 1YR MCC/PLC Panel Terminals Retightening | Egron Malto Dosing C MCC Panel | A | 0190E006 | 2014-08-04 | 2012-12-18 | PHJACOLPA
0190-010-620 | 61835 | 0190-MLK-PRO-SMC-PLCPNL01 | PM03 | 305 | 1YR MCC/PLC Panel Terminals Retightening | Egron Malto Dosing C PLC Panel | A | 0190E006 | 2014-08-04 | 2012-12-18 | PHJACOLPA
0190-010-62 | 407764 | 0190-MLK-PRO-CMN-TIPCMN04 | PM03 | 301 | 52WKS Pressure Gauge Cal (PG-301) | Milks Malto/MSK Central Tipping Facility | B | 0190E006 | 2017-02-23 | 2013-11-01 | PHBASALEN
0190-010-62 | 407764 | 0190-MLK-PRO-CMN-TIPCMN04 | PM03 | 301 | 52WKS Pressure Gauge Cal (PG-302) | Milks Malto/MSK Central Tipping Facility | B | 0190E006 | 2017-02-23 | 2013-11-01 | PHBASALEN
0190-010-62 | 407764 | 0190-MLK-PRO-CMN-TIPCMN04 | PM03 | 301 | 52WKS Pressure Gauge Cal (PG-307) | Milks Malto/MSK Central Tipping Facility | B | 0190E006 | 2017-02-23 | 2013-11-01 | PHBASALEN
0190-010-619 | 61835 | 0190-MLK-PRO-EGC-MCCPNL01 | PM03 | 305 | 1YR MCC/PLC Panel Terminals Retightening | MCC Spray Drying C | A | 0190E006 | 2014-08-04 | 2012-12-18 | PHJACOLPA
0190-010-619 | 61835 | 0190-MLK-PRO-WPC-MCCPNL01 | PM03 | 305 | 1YR MCC/PLC Panel Terminals Retightening | MCC Panel Coffeemate Line C | A | 0190E006 | 2014-08-04 | 2012-12-18 | PHJACOLPA
0190-010-618 | 61835 | 0190-MLK-PRO-EGC-ETRMCC01 | PM03 | 305 | 1YR MCC/PLC Panel Terminals Retightening | Egron C ETR MCC Panel | A | 0190E006 | 2014-08-04 | 2012-12-18 | PHJACOLPA
0190-010-618 | 61835 | 0190-MLK-PRO-EGC-ETRPLC01 | PM03 | 305 | 1YR MCC/PLC Panel Terminals Retightening | Egron C ETR PLC Panel | A | 0190E006 | 2014-08-04 | 2012-12-18 | PHJACOLPA
0190-010-617 | 61835 | 0190-MLK-PRO-EGB-PLCPNL01 | PM03 | 305 | 1YR MCC/PLC Panel Terminals Retightening | PLC Control Panel Spray Drying B | A | 0190E006 | 2014-08-04 | 2012-12-18 | PHJACOLPA
0190-010-616 | 61835 | 0190-MLK-PRO-EGB-NUCPNL01 | PM03 | 305 | 1YR MCC/PLC Panel Terminals Retightening | PLC Control Panel Nucon Direct Filling B | A | 0190E006 | 2014-08-04 | 2012-12-18 | PHJACOLPA
0190-010-615 | 61835 | 0190-MLK-PRO-EGB-MCCPNL01 | PM03 | 305 | 1YR MCC/PLC Panel Terminals Retightening | MCC Spray Drying B | A | 0190E006 | 2014-08-04 | 2012-12-18 | PHJACOLPA
0190-010-615 | 61835 | 0190-MLK-PRO-WPB-MCCPNL02 | PM03 | 305 | 1YR MCC/PLC Panel Terminals Retightening | MCC Panel Wet Process B | A | 0190E006 | 2014-08-04 | 2012-12-18 | PHJACOLPA
0190-010-614 | 61835 | 0190-MLK-PRO-EGB-LWPNL01 | PM03 | 305 | 1YR MCC/PLC Panel Terminals Retightening | MCC Panel Loss-In-Weight Egron B | A | 0190E006 | 2014-08-04 | 2012-12-18 | PHJACOLPA
0190-010-614 | 61835 | 0190-MLK-PRO-SMB-MCCPNL01 | PM03 | 305 | 1YR MCC/PLC Panel Terminals Retightening | Egron Malto Dosing B MCC Panel | A | 0190E006 | 2014-08-04 | 2012-12-18 | PHJACOLPA
0190-010-614 | 61835 | 0190-MLK-PRO-SMB-PLCPNL01 | PM03 | 305 | 1YR MCC/PLC Panel Terminals Retightening | Egron Malto Dosing B PLC Panel | A | 0190E006 | 2014-08-04 | 2012-12-18 | PHJACOLPA
0190-010-613 | 61835 | 0190-MLK-PRO-EGB-ETRMCC01 | PM03 | 305 | 1YR MCC/PLC Panel Terminals Retightening | Egron B ETR MCC Panel | A | 0190E006 | 2014-08-04 | 2012-12-18 | PHJACOLPA
0190-010-613 | 61835 | 0190-MLK-PRO-EGB-ETRPLC01 | PM03 | 305 | 1YR MCC/PLC Panel Terminals Retightening | Egron B ETR PLC Panel | A | 0190E006 | 2014-08-04 | 2012-12-18 | PHJACOLPA
0190-010-612 | 61835 | 0190-MLK-PRO-DSC-LIQPNL01 | PM03 | 305 | 1YR MCC/PLC Panel Terminals Retightening | MCC Panel Liquiverter C | A | 0190E006 | 2014-08-04 | 2012-12-18 | PHJACOLPA
0190-010-611 | 61835 | 0190-MLK-PRO-DSB-LIQPNL01 | PM03 | 305 | 1YR MCC/PLC Panel Terminals Retightening | MCC Panel Liquiverter B | A | 0190E006 | 2014-08-04 | 2012-12-18 | PHJACOLPA
0190-010-610 | 61835 | 0190-MLK-PRO-TPC-PLCPNL01 | PM03 | 305 | 1YR MCC/PLC Panel Terminals Retightening | 3L/SNF PLC Control Panel Tipping C | B | 0190E006 | 2014-08-04 | 2012-12-18 | PHJACOLPA
0190-010-61 | 403168 | 0190-MLK-PRO-EGB-MSKSLO01 | PM03 | 301 | 52WKS Test Stone Cal (1B3-TS-01.05TS1) | Egron B MSK Silo No 1 | C | 0190E006 | 2017-02-23 | 2013-10-31 | PHBASALEN
0190-010-61 | 403168 | 0190-MLK-PRO-EGB-MSKSLO01 | PM03 | 301 | 52WKS Test Stone Cal (1B3-TS-01.05TS2) | Egron B MSK Silo No 1 | C | 0190E006 | 2017-02-23 | 2013-10-31 | PHBASALEN
0190-010-61 | 403168 | 0190-MLK-PRO-EGB-MSKSLO01 | PM03 | 301 | 52WKS Test Stone Cal (1B3-TS-01.05TS3) | Egron B MSK Silo No 1 | C | 0190E006 | 2017-02-23 | 2013-10-31 | PHBASALEN
0190-010-61 | 403168 | 0190-MLK-PRO-EGB-MSKSLO01 | PM03 | 301 | 52WKS Test Stone Cal (1B3-TS-01.05TS4) | Egron B MSK Silo No 1 | C | 0190E006 | 2017-02-23 | 2013-10-31 | PHBASALEN
0190-010-61 | 403168 | 0190-MLK-PRO-EGB-MSKSLO02 | PM03 | 301 | 52WKS Test Stone Cal (1B3-TS-02.05/1) | Egron B MSK Silo No 2 | C | 0190E006 | 2017-02-23 | 2013-10-31 | PHBASALEN
0190-010-61 | 403168 | 0190-MLK-PRO-EGB-MSKSLO02 | PM03 | 301 | 52WKS Test Stone Cal (1B3-TS-02.05/2) | Egron B MSK Silo No 2 | C | 0190E006 | 2017-02-23 | 2013-10-31 | PHBASALEN
0190-010-61 | 403168 | 0190-MLK-PRO-EGB-MSKSLO02 | PM03 | 301 | 52WKS Test Stone Cal (1B3-TS-02.05/3) | Egron B MSK Silo No 2 | C | 0190E006 | 2017-02-23 | 2013-10-31 | PHBASALEN
0190-010-61 | 403168 | 0190-MLK-PRO-EGB-MSKSLO02 | PM03 | 301 | 52WKS Test Stone Cal (1B3-TS-02.05/4) | Egron B MSK Silo No 2 | C | 0190E006 | 2017-02-23 | 2013-10-31 | PHBASALEN
0190-010-609 | 61835 | 0190-MLK-PRO-TPB-PLCPNL01 | PM03 | 305 | 1YR MCC/PLC Panel Terminals Retightening | 3L/SNF PLC Control Panel Tipping B | B | 0190E006 | 2014-08-04 | 2012-12-18 | PHJACOLPA
0190-010-608 | 61835 | 0190-MLK-PRO-TMC-MCCPNL01 | PM03 | 305 | 1YR MCC/PLC Panel Terminals Retightening | CTS Malto Tipping C MCC Panel | B | 0190E006 | 2014-08-04 | 2012-12-18 | PHJACOLPA
0190-010-608 | 61835 | 0190-MLK-PRO-TMC-PLCPNL01 | PM03 | 305 | 1YR MCC/PLC Panel Terminals Retightening | CTS Malto Tipping C PLC Panel | B | 0190E006 | 2014-08-04 | 2012-12-18 | PHJACOLPA
0190-010-607 | 61835 | 0190-MLK-PRO-TMB-MCCPNL01 | PM03 | 305 | 1YR MCC/PLC Panel Terminals Retightening | CTS Malto Tipping B MCC Panel | B | 0190E006 | 2014-08-04 | 2012-12-18 | PHJACOLPA
0190-010-607 | 61835 | 0190-MLK-PRO-TMB-PLCPNL01 | PM03 | 305 | 1YR MCC/PLC Panel Terminals Retightening | CTS Malto Tipping B PLC Panel | B | 0190E006 | 2014-08-04 | 2012-12-18 | PHJACOLPA
0190-010-606 | 61835 | 0190-MLK-PRO-CMC-MCCPNL01 | PM03 | 305 | 1YR MCC/PLC Panel Terminals Retightening | CTS MSK Tipping C MCC Panel | B | 0190E006 | 2014-08-04 | 2012-12-18 | PHJACOLPA
0190-010-606 | 61835 | 0190-MLK-PRO-CMC-PLCPNL01 | PM03 | 305 | 1YR MCC/PLC Panel Terminals Retightening | CTS MSK Tipping C PLC Panel | B | 0190E006 | 2014-08-04 | 2012-12-18 | PHJACOLPA
0190-010-605 | 61835 | 0190-MLK-PRO-CMB-MCCPNL01 | PM03 | 305 | 1YR MCC/PLC Panel Terminals Retightening | CTS MSK Tipping B MCC Panel | B | 0190E006 | 2014-08-04 | 2012-12-18 | PHJACOLPA
0190-010-605 | 61835 | 0190-MLK-PRO-CMB-PLCPNL01 | PM03 | 305 | 1YR MCC/PLC Panel Terminals Retightening | CTS MSK Tipping B PLC Panel | B | 0190E006 | 2014-08-04 | 2012-12-18 | PHJACOLPA
0190-010-604 | 61835 | 0190-MLK-PRO-CIP-MCCPNL01 | PM03 | 305 | 1YR MCC/PLC Panel Terminals Retightening | MCC Panel Central CIP | C | 0190E006 | 2014-08-04 | 2012-12-18 | PHJACOLPA
0190-010-604 | 61835 | 0190-MLK-PRO-CIP-PLCPNL01 | PM03 | 305 | 1YR MCC/PLC Panel Terminals Retightening | PLC Control Panel CIP Central CIP | C | 0190E006 | 2014-08-04 | 2012-12-18 | PHJACOLPA
0190-010-604 | 61835 | 0190-MLK-PRO-CMN-AUXPNL01 | PM03 | 305 | 1YR MCC/PLC Panel Terminals Retightening | CTS Auxiliary Panel | A | 0190E006 | 2014-08-04 | 2012-12-18 | PHJACOLPA
0190-010-604 | 61835 | 0190-MLK-PRO-NDC-COMMON01 | PM03 | 305 | 1YR MCC/PLC Panel Terminals Retightening | NDC Common Facilities | C | 0190E006 | 2014-08-04 | 2012-12-18 | PHJACOLPA
0190-010-604 | 61835 | 0190-MLK-PRO-OHF-MCCPNL01 | PM03 | 305 | 1YR MCC/PLC Panel Terminals Retightening | MCC Panel Oil Handling | A | 0190E006 | 2014-08-04 | 2012-12-18 | PHJACOLPA
0190-010-604 | 61835 | 0190-MLK-PRO-OHF-PLCPNL01 | PM03 | 305 | 1YR MCC/PLC Panel Terminals Retightening | PLC Control Panel Oil Handling Facility | A | 0190E006 | 2014-08-04 | 2012-12-18 | PHJACOLPA
0190-010-603 | 29636 | 0190-MLK-PRO-CMN-EXHFAN01 | PM03 | 307 | 52WKS Motor Inspection | Wet Process Wall Exhaust Fan No. 01 | A | 0190E006 | 2021-03-19 | 2012-12-18 | PHILAGANAN
0190-010-603 | 29636 | 0190-MLK-PRO-CMN-EXHFAN02 | PM03 | 307 | 52WKS Motor Inspection | Wet Process Wall Exhaust Fan No. 02 | A | 0190E006 | 2021-03-19 | 2012-12-18 | PHILAGANAN
0190-010-603 | 29636 | 0190-MLK-PRO-CMN-EXHFAN03 | PM03 | 307 | 52WKS Motor Inspection | AHU Room Secondary Fan No. 01 | A | 0190E006 | 2021-03-19 | 2012-12-18 | PHILAGANAN
0190-010-603 | 29636 | 0190-MLK-PRO-CMN-SEAFAN01 | PM03 | 307 | 52WKS Motor Inspection | CTS Secondary Air Fan Blower Assy | B | 0190E006 | 2021-03-19 | 2012-12-18 | PHILAGANAN
0190-010-602 | 63986 | 0190-MLK-PRO-CAS-AIRTNK01 | PM03 | 301 | 1YR Relief valve Calibration 1A_PRV-001 | Compressed Air Tank | C | 0190E006 | 2014-09-08 | 2012-07-02 | PHJACOLPA
0190-010-601 | 50918 | 0190-MLK-PRO-SMC-BACVTR01 | PM03 | 307 | 13WKS Vibro Motors Terminal Box Check-up | Egron Malto Dosing C Bin Activator | B | 0190E006 | 2018-08-07 | 2011-01-26 | PHBASALEN
0190-010-600 | 50918 | 0190-MLK-PRO-SMB-BACVTR01 | PM03 | 307 | 12WKS Vibro Motors Terminal Box Check-up | Egron Malto Dosing B Bin Activator | B | 0190E006 | 2021-03-19 | 2011-01-26 | PHILAGANAN
0190-010-60 | 36409 | 0190-MLK-PRO-WPB-3LHPMP01 | PM03 | 301 | 52WKS Press Trans Cal (1B2-PIT-07.03) | 3rd Line B Homogenizer | A | 0190E006 | 2020-09-18 | 2013-10-31 | PHBASALEN
0190-010-60 | 36409 | 0190-MLK-PRO-WPB-SNFHOM01 | PM03 | 301 | 52WKS Press Trans Cal (1B2-PIT-15.20) | SNF B Homogenizer | B | 0190E006 | 2020-09-18 | 2013-10-31 | PHBASALEN
0190-010-60 | 36409 | 0190-MLK-PRO-WPB-SNFHOM01 | PM03 | 301 | 52WKS Press Trans Cal (1B2-PIT-15.21) | SNF B Homogenizer | B | 0190E006 | 2020-09-18 | 2013-10-31 | PHBASALEN
0190-010-599 | 50918 | 0190-MLK-PRO-CMC-VROSVE01 | PM03 | 307 | 12WKS Vibro Motors Terminal Box Check-up | CTS MSK Tipping C Vibra Sifter | B | 0190E006 | 2020-09-18 | 2011-01-26 | PHBASALEN
0190-010-599 | 50918 | 0190-MLK-PRO-TMC-VROSVE01 | PM03 | 307 | 12WKS Vibro Motors Terminal Box Check-up | CTS Malto Tipping C Vibra Sifter | B | 0190E006 | 2020-09-18 | 2011-06-08 | PHBASALEN
0190-010-598 | 50918 | 0190-MLK-PRO-CMB-VROSVE01 | PM03 | 307 | 13WKS Vibro Motors Terminal Box Check-up | CTS MSK Tipping B Vibra Sifter | B | 0190E006 | 2018-08-07 | 2011-01-26 | PHBASALEN
0190-010-598 | 50918 | 0190-MLK-PRO-TMB-VROSVE01 | PM03 | 307 | 13WKS Vibro Motors Terminal Box Check-up | CTS Malto Tipping B Vibra Sifter | B | 0190E006 | 2018-08-07 | 2011-06-08 | PHBASALEN
0190-010-597 | 403387 | 0190-MLK-PRO-SMC-RCVSLO01 | PM03 | 306 | 2WKS ATEX PXD Sensor Data Log Uploading | Egron Malto Dosing C Receiving Silo | C | 0190E006 | 2015-03-16 | 2011-01-25 | PHJACOLPA
0190-010-596 | 403387 | 0190-MLK-PRO-SMB-RCVSLO01 | PM03 | 306 | 2WKS ATEX PXD Sensor Data Log Uploading | Egron Malto Dosing B Receiving Silo | B | 0190E006 | 2015-03-16 | 2011-01-25 | PHJACOLPA
0190-010-595 | 402521 | 0190-MLK-PRO-EGC-ACOFAN01 | PM03 | 306 | 6WKS Machine Guarding Check | Aftercooler Forced Fan 1C | A | 0190E005 | 2015-03-16 | 2011-01-25 | PHJACOLPA
0190-010-595 | 402521 | 0190-MLK-PRO-EGC-ACOFAN02 | PM03 | 306 | 6WKS Machine Guarding Check | Aftercooler Forced Fan 2C | A | 0190E005 | 2015-03-16 | 2013-05-03 | PHJACOLPA
0190-010-595 | 402521 | 0190-MLK-PRO-EGC-BLWBCK01 | PM03 | 306 | 6WKS Machine Guarding Check | Egron C Blowback Blower No 1 | A | 0190E005 | 2015-03-16 | 2013-05-03 | PHJACOLPA
0190-010-595 | 402521 | 0190-MLK-PRO-EGC-BLWBCK02 | PM03 | 306 | 6WKS Machine Guarding Check | Egron C Blowback Blower No 2 | A | 0190E005 | 2015-03-16 | 2013-05-03 | PHJACOLPA
0190-010-595 | 402521 | 0190-MLK-PRO-EGC-COLFAN01 | PM03 | 306 | 6WKS Machine Guarding Check | Egron C Nozzle Cooling Fan | A | 0190E005 | 2015-03-16 | 2013-05-03 | PHJACOLPA
0190-010-595 | 402521 | 0190-MLK-PRO-EGC-EXHFAN01 | PM03 | 306 | 6WKS Machine Guarding Check | Egron C Exhaust Fan No 1 | A | 0190E005 | 2015-03-16 | 2013-05-03 | PHJACOLPA
0190-010-595 | 402521 | 0190-MLK-PRO-EGC-EXHFAN02 | PM03 | 306 | 6WKS Machine Guarding Check | Egron C Exhaust Fan No 2 | A | 0190E005 | 2015-03-16 | 2013-05-03 | PHJACOLPA
0190-010-595 | 402521 | 0190-MLK-PRO-EGC-EXHFAN03 | PM03 | 306 | 6WKS Machine Guarding Check | Egron C Ad Ac Exhaust Fan | A | 0190E005 | 2015-03-16 | 2013-05-03 | PHJACOLPA
0190-010-595 | 402521 | 0190-MLK-PRO-EGC-LECPMP01 | PM03 | 306 | 6WKS Machine Guarding Check | Egron C Lecithin Pump 1 | A | 0190E005 | 2015-03-16 | 2013-05-03 | PHJACOLPA
0190-010-595 | 402521 | 0190-MLK-PRO-EGC-LECPMP02 | PM03 | 306 | 6WKS Machine Guarding Check | Egron C Lecithin Pump 2 | A | 0190E005 | 2015-03-16 | 2013-05-03 | PHJACOLPA
0190-010-595 | 402521 | 0190-MLK-PRO-EGC-MSKBLW03 | PM03 | 306 | 6WKS Machine Guarding Check | Egron C MSK Dosing Blower No. 1 | A | 0190E005 | 2015-03-16 | 2013-05-03 | PHJACOLPA
0190-010-595 | 402521 | 0190-MLK-PRO-EGC-MSKBLW04 | PM03 | 306 | 6WKS Machine Guarding Check | Egron C MSK Dosing Blower No. 2 | A | 0190E005 | 2015-03-16 | 2013-05-03 | PHJACOLPA
0190-010-595 | 402521 | 0190-MLK-PRO-EGC-MSKSTV01 | PM03 | 306 | 6WKS Machine Guarding Check | Egron C MSK Dosing Starvalve 1 | A | 0190E005 | 2015-03-16 | 2013-05-03 | PHJACOLPA
0190-010-595 | 402521 | 0190-MLK-PRO-EGC-MSKSTV02 | PM03 | 306 | 6WKS Machine Guarding Check | Egron C MSK Dosing Starvalve 2 | A | 0190E005 | 2015-03-16 | 2013-05-03 | PHJACOLPA
0190-010-595 | 402521 | 0190-MLK-PRO-EGC-MULSVA01 | PM03 | 306 | 6WKS Machine Guarding Check | Egron C Multiclone Star Valve 1 | A | 0190E005 | 2015-03-16 | 2013-05-03 | PHJACOLPA
0190-010-595 | 402521 | 0190-MLK-PRO-EGC-MULSVA02 | PM03 | 306 | 6WKS Machine Guarding Check | Egron C Multiclone Star Valve 2 | A | 0190E005 | 2015-03-16 | 2013-05-03 | PHJACOLPA
0190-010-595 | 402521 | 0190-MLK-PRO-EGC-PWINCH01 | PM03 | 306 | 6WKS Machine Guarding Check | Egron C Platform Winch | B | 0190E005 | 2015-03-16 | 2013-05-03 | PHJACOLPA
0190-010-595 | 402521 | 0190-MLK-PRO-EGC-SEAFAN01 | PM03 | 306 | 6WKS Machine Guarding Check | Secondary Air Fan 1C | B | 0190E005 | 2015-03-16 | 2013-05-03 | PHJACOLPA
0190-010-594 | 402521 | 0190-MLK-PRO-EGB-ACOFAN01 | PM03 | 306 | 6WKS Machine Guarding Check | Aftercooler Forced Fan 1B | A | 0190E005 | 2015-03-16 | 2011-01-25 | PHJACOLPA
0190-010-594 | 402521 | 0190-MLK-PRO-EGB-ACOFAN02 | PM03 | 306 | 6WKS Machine Guarding Check | Aftercooler Forced Fan 2B | A | 0190E005 | 2015-03-16 | 2013-05-03 | PHJACOLPA
0190-010-594 | 402521 | 0190-MLK-PRO-EGB-BLWBCK01 | PM03 | 306 | 6WKS Machine Guarding Check | Egron B Blowback Blower No 1 | A | 0190E005 | 2015-03-16 | 2013-05-03 | PHJACOLPA
0190-010-594 | 402521 | 0190-MLK-PRO-EGB-BLWBCK02 | PM03 | 306 | 6WKS Machine Guarding Check | Egron B Blowback Blower No 2 | A | 0190E005 | 2015-03-16 | 2013-05-03 | PHJACOLPA
0190-010-594 | 402521 | 0190-MLK-PRO-EGB-COLFAN01 | PM03 | 306 | 6WKS Machine Guarding Check | Egron B Nozzle Cooling Fan | A | 0190E005 | 2015-03-16 | 2013-05-03 | PHJACOLPA
0190-010-594 | 402521 | 0190-MLK-PRO-EGB-EXHFAN01 | PM03 | 306 | 6WKS Machine Guarding Check | Egron B Exhaust Fan No 1 | A | 0190E005 | 2015-03-16 | 2013-05-03 | PHJACOLPA
0190-010-594 | 402521 | 0190-MLK-PRO-EGB-EXHFAN02 | PM03 | 306 | 6WKS Machine Guarding Check | Egron B Exhaust Fan No 2 | B | 0190E005 | 2015-03-16 | 2013-05-03 | PHJACOLPA
0190-010-594 | 402521 | 0190-MLK-PRO-EGB-EXHFAN03 | PM03 | 306 | 6WKS Machine Guarding Check | Egron B AD/AC Fine Separator Exh Fan | A | 0190E005 | 2015-03-16 | 2013-05-03 | PHJACOLPA
0190-010-594 | 402521 | 0190-MLK-PRO-EGB-LECPMP01 | PM03 | 306 | 6WKS Machine Guarding Check | Egron B Lecithin Pump No. 1 | A | 0190E005 | 2015-03-16 | 2013-05-03 | PHJACOLPA
0190-010-594 | 402521 | 0190-MLK-PRO-EGB-LECPMP02 | PM03 | 306 | 6WKS Machine Guarding Check | Egron B Lecithin Pump No. 2 | A | 0190E005 | 2015-03-16 | 2013-05-03 | PHJACOLPA
0190-010-594 | 402521 | 0190-MLK-PRO-EGB-MSKBLW03 | PM03 | 306 | 6WKS Machine Guarding Check | Egron B MSK Dosing Blower No. 1 | A | 0190E005 | 2015-03-16 | 2013-05-03 | PHJACOLPA
0190-010-594 | 402521 | 0190-MLK-PRO-EGB-MSKBLW04 | PM03 | 306 | 6WKS Machine Guarding Check | Egron B MSK Dosing Blower No. 2 | A | 0190E005 | 2015-03-16 | 2013-05-03 | PHJACOLPA
0190-010-594 | 402521 | 0190-MLK-PRO-EGB-MSKSTV01 | PM03 | 306 | 6WKS Machine Guarding Check | Egron B MSK Dosing Starvalve 1 | A | 0190E005 | 2015-03-16 | 2013-05-03 | PHJACOLPA
0190-010-594 | 402521 | 0190-MLK-PRO-EGB-MSKSTV02 | PM03 | 306 | 6WKS Machine Guarding Check | Egron B MSK Dosing Starvalve 2 | A | 0190E005 | 2015-03-16 | 2013-05-03 | PHJACOLPA
0190-010-594 | 402521 | 0190-MLK-PRO-EGB-MULSVA01 | PM03 | 306 | 6WKS Machine Guarding Check | Egron B Multiclone Star Valve 1 | A | 0190E005 | 2015-03-16 | 2013-05-03 | PHJACOLPA
0190-010-594 | 402521 | 0190-MLK-PRO-EGB-MULSVA02 | PM03 | 306 | 6WKS Machine Guarding Check | Egron B Multiclone Star Valve 2 | A | 0190E005 | 2015-03-16 | 2013-05-03 | PHJACOLPA
0190-010-594 | 402521 | 0190-MLK-PRO-EGB-PWINCH01 | PM03 | 306 | 6WKS Machine Guarding Check | Egron B Platform Winch | B | 0190E005 | 2015-03-16 | 2013-08-03 | PHJACOLPA
0190-010-594 | 402521 | 0190-MLK-PRO-EGB-SEAFAN01 | PM03 | 306 | 6WKS Machine Guarding Check | Secondary Air Fan 1B | A | 0190E005 | 2015-03-16 | 2013-05-03 | PHJACOLPA
0190-010-593 | 50869 | 0190-MLK-PRO-SMC-RCVSLO01 | PM03 | 307 | 13WKS ATEX DMM MODULE CHECK-UP C | Egron Malto Dosing C Receiving Silo | C | 0190E006 | 2017-02-18 | 2011-01-25 | PHBASALEN
0190-010-592 | 50869 | 0190-MLK-PRO-SMB-RCVSLO01 | PM03 | 307 | 13WKS ATEX DMM MODULE CHECK-UP B | Egron Malto Dosing B Receiving Silo | B | 0190E006 | 2017-11-02 | 2011-01-25 | PHBASALEN
0190-010-591 | 50868 | 0190-MLK-PRO-EGC-LHPSYS05 | PM03 | 305 | 26WKS LHPN VALVE 01 | 3L C LHPN No. 1 | A | 0190E005 | 2020-01-15 | 2011-01-24 | PHILAGANAN
0190-010-591 | 50868 | 0190-MLK-PRO-EGC-LHPSYS06 | PM03 | 305 | 26WKS LHPN VALVE 02 | 3L C LHPN No. 2 | A | 0190E005 | 2020-01-15 | 2011-01-24 | PHILAGANAN
0190-010-591 | 50868 | 0190-MLK-PRO-EGC-LHPSYS07 | PM03 | 305 | 26WKS LHPN VALVE 03 | 3L C LHPN No. 3 | A | 0190E005 | 2020-01-15 | 2011-01-24 | PHILAGANAN
0190-010-590 | 50868 | 0190-MLK-PRO-EGC-LHPSYS02 | PM03 | 305 | 26WKS LHPN VALVE 01 | SNF C LHPN No. 1 | A | 0190E005 | 2021-05-14 | 2011-01-24 | PHBASALEN
0190-010-590 | 50868 | 0190-MLK-PRO-EGC-LHPSYS03 | PM03 | 305 | 26WKS LHPN VALVE 02 | SNF C LHPN No. 2 | A | 0190E005 | 2021-05-14 | 2011-01-24 | PHBASALEN
0190-010-59 | 407453 | 0190-MLK-PRO-EGB-PWINCH01 | PM03 | 307 | 13WKS Platform Winch Sensor Check | Egron B Platform Winch | B | 0190E006 | 2020-09-18 | 2013-10-10 | PHBASALEN
0190-010-59 | 407453 | 0190-MLK-PRO-EGC-PWINCH01 | PM03 | 307 | 13WKS Platform Winch Sensor Check | Egron C Platform Winch | B | 0190E006 | 2020-09-18 | 2013-10-10 | PHBASALEN
0190-010-589 | 50868 | 0190-MLK-PRO-EGB-LHPSYS05 | PM03 | 305 | 26WKS LHPN VALVE 01 | 3L B LHPN No. 1 | A | 0190E005 | 2019-01-18 | 2011-01-24 | PHBASALEN
0190-010-589 | 50868 | 0190-MLK-PRO-EGB-LHPSYS06 | PM03 | 305 | 26WKS LHPN VALVE 02 | 3L B LHPN No. 2 | A | 0190E005 | 2019-01-18 | 2011-01-24 | PHBASALEN
0190-010-588 | 50868 | 0190-MLK-PRO-EGB-LHPSYS02 | PM03 | 305 | 26WKS LHPN VALVE 01 | SNF B LHPN No. 1 | A | 0190E005 | 2019-01-18 | 2011-01-24 | PHBASALEN
0190-010-588 | 50868 | 0190-MLK-PRO-EGB-LHPSYS03 | PM03 | 305 | 26WKS LHPN VALVE 02 | SNF B LHPN No. 2 | A | 0190E005 | 2019-01-18 | 2011-01-24 | PHBASALEN
0190-010-587 | 50867 | 0190-MLK-PRO-EGC-LHPSYS05 | PM03 | 307 | 13WKS LHPN ACTUATOR 01 | 3L C LHPN No. 1 | A | 0190E006 | 2019-01-18 | 2011-01-24 | PHBASALEN
0190-010-587 | 50867 | 0190-MLK-PRO-EGC-LHPSYS06 | PM03 | 307 | 13WKS LHPN ACTUATOR 02 | 3L C LHPN No. 2 | A | 0190E006 | 2019-01-18 | 2011-01-24 | PHBASALEN
0190-010-587 | 50867 | 0190-MLK-PRO-EGC-LHPSYS07 | PM03 | 307 | 13WKS LHPN ACTUATOR 03 | 3L C LHPN No. 3 | A | 0190E006 | 2019-01-18 | 2011-01-24 | PHBASALEN
0190-010-586 | 50867 | 0190-MLK-PRO-EGC-LHPSYS02 | PM03 | 307 | 13WKS LHPN ACTUATOR 01 | SNF C LHPN No. 1 | A | 0190E006 | 2019-01-18 | 2011-01-24 | PHBASALEN
0190-010-586 | 50867 | 0190-MLK-PRO-EGC-LHPSYS03 | PM03 | 307 | 13WKS LHPN ACTUATOR 02 | SNF C LHPN No. 2 | A | 0190E006 | 2019-01-18 | 2011-01-24 | PHBASALEN
0190-010-586 | 50867 | 0190-MLK-PRO-EGC-LHPSYS04 | PM03 | 307 | 13WKS LHPN ACTUATOR 03 | SNF C LHPN No. 3 | A | 0190E006 | 2019-01-18 | 2011-01-24 | PHBASALEN
0190-010-585 | 50867 | 0190-MLK-PRO-EGB-LHPSYS05 | PM03 | 307 | 13WKS LHPN ACTUATOR CHECK B | 3L B LHPN No. 1 | A | 0190E006 | 2019-01-18 | 2011-01-24 | PHBASALEN
0190-010-585 | 50867 | 0190-MLK-PRO-EGB-LHPSYS06 | PM03 | 307 | 13WKS LHPN ACTUATOR CHECK B | 3L B LHPN No. 2 | A | 0190E006 | 2019-01-18 | 2011-01-24 | PHBASALEN
0190-010-584 | 50867 | 0190-MLK-PRO-EGB-LHPSYS02 | PM03 | 307 | 13WKS LHPN ACTUATOR 01 | SNF B LHPN No. 1 | A | 0190E006 | 2019-01-18 | 2011-01-24 | PHBASALEN
0190-010-584 | 50867 | 0190-MLK-PRO-EGB-LHPSYS03 | PM03 | 307 | 13WKS LHPN ACTUATOR 02 | SNF B LHPN No. 2 | A | 0190E006 | 2019-01-18 | 2011-01-24 | PHBASALEN
0190-010-583 | 50611 | 0190-MLK-PRO-EGC-LHPSYS05 | PM03 | 305 | 52WKS LHPN Hose Replacement C | 3L C LHPN No. 1 | A | 0190E005 | 2021-03-19 | 2011-01-24 | PHILAGANAN
0190-010-583 | 50611 | 0190-MLK-PRO-EGC-LHPSYS06 | PM03 | 305 | 52WKS LHPN Hose Replacement C | 3L C LHPN No. 2 | A | 0190E005 | 2021-03-19 | 2011-01-24 | PHILAGANAN
0190-010-583 | 50611 | 0190-MLK-PRO-EGC-LHPSYS07 | PM03 | 305 | 52WKS LHPN Hose Replacement C | 3L C LHPN No. 3 | A | 0190E005 | 2021-03-19 | 2011-01-24 | PHILAGANAN
0190-010-582 | 50611 | 0190-MLK-PRO-EGC-LHPSYS02 | PM03 | 305 | 52WKS LHPN Hose Replacement C | SNF C LHPN No. 1 | A | 0190E005 | 2021-03-19 | 2011-01-24 | PHILAGANAN
0190-010-582 | 50611 | 0190-MLK-PRO-EGC-LHPSYS03 | PM03 | 305 | 52WKS LHPN Hose Replacement C | SNF C LHPN No. 2 | A | 0190E005 | 2021-03-19 | 2011-01-24 | PHILAGANAN
0190-010-582 | 50611 | 0190-MLK-PRO-EGC-LHPSYS04 | PM03 | 305 | 52WKS LHPN Hose Replacement C | SNF C LHPN No. 3 | A | 0190E005 | 2021-03-19 | 2011-01-24 | PHILAGANAN
0190-010-581 | 50611 | 0190-MLK-PRO-EGB-LHPSYS05 | PM03 | 305 | 52WKS LHPN Hose Replacement B | 3L B LHPN No. 1 | A | 0190E005 | 2021-03-19 | 2011-01-24 | PHILAGANAN
0190-010-581 | 50611 | 0190-MLK-PRO-EGB-LHPSYS06 | PM03 | 305 | 52WKS LHPN Hose Replacement B | 3L B LHPN No. 2 | A | 0190E005 | 2021-03-19 | 2011-01-24 | PHILAGANAN
0190-010-581 | 50611 | 0190-MLK-PRO-EGB-LHPSYS07 | PM03 | 305 | 52WKS LHPN Hose Replacement B | 3L B LHPN No. 3 | A | 0190E005 | 2021-03-19 | 2011-01-24 | PHILAGANAN
0190-010-580 | 50611 | 0190-MLK-PRO-EGB-LHPSYS02 | PM03 | 305 | 52WKS LHPN Hose Replacement B | SNF B LHPN No. 1 | A | 0190E005 | 2021-03-19 | 2011-01-24 | PHILAGANAN
0190-010-580 | 50611 | 0190-MLK-PRO-EGB-LHPSYS03 | PM03 | 305 | 52WKS LHPN Hose Replacement B | SNF B LHPN No. 2 | A | 0190E005 | 2021-03-19 | 2011-01-24 | PHILAGANAN
0190-010-580 | 50611 | 0190-MLK-PRO-EGB-LHPSYS04 | PM03 | 305 | 52WKS LHPN Hose Replacement B | SNF B LHPN No. 3 | A | 0190E005 | 2021-03-19 | 2011-01-24 | PHILAGANAN
0190-010-58 | 407380 | 0190-MLK-PRO-CIP-COMMON | PM03 | 307 | Functionality Check of CIP | CIP Area Common | C | 0190E006 | 2014-09-16 | 2013-10-04 | PHJACOLPA
0190-010-579 | 50568 | 0190-MLK-PRO-CIP-WASCHA02 | PM03 | 307 | 52WKS Chamber Check C | Sieve Washing Chamber Egron C | C | 0190E005 | 2017-06-27 | 2011-01-22 | PHBASALEN
0190-010-578 | 45378 | 0190-MLK-PRO-CMC-TIPHOP01 | PM03 | 307 | 6MON Cone/Hopper/Silo check C | CTS MSK Tipping C Hopper | B | 0190E005 | 2013-05-03 | 2011-01-21 | PHJACOLPA
0190-010-578 | 45378 | 0190-MLK-PRO-TMC-TIPHOP01 | PM03 | 307 | 6MON Cone/Hopper/Silo check | CTS Malto Tipping C Hopper | B | 0190E005 | 2013-05-03 | 2011-01-21 | PHJACOLPA
0190-010-577 | 45378 | 0190-MLK-PRO-CMB-TIPHOP01 | PM03 | 307 | 26WKS Cone/Hopper/Silo check B | CTS MSK Tipping B Hopper | B | 0190E005 | 2017-02-21 | 2011-01-21 | PHBASALEN
0190-010-577 | 45378 | 0190-MLK-PRO-CMC-TIPHOP01 | PM03 | 307 | 26WKS Cone/Hopper/Silo check C | CTS MSK Tipping C Hopper | B | 0190E005 | 2017-02-21 | 2011-12-23 | PHBASALEN
0190-010-577 | 45378 | 0190-MLK-PRO-DSB-3LSNFS01-SILO 01 | PM03 | 307 | 26WKS Cone/Hopper/Silo check B | Diss Raw Material Silo B1 | X | 0190E005 | 2017-02-21 | 2013-08-08 | PHBASALEN
0190-010-577 | 45378 | 0190-MLK-PRO-DSB-RAWSLO02 | PM03 | 307 | 26WKS Cone/Hopper/Silo check B | Diss Raw Material Silo B2 | A | 0190E005 | 2017-02-21 | 2013-08-08 | PHBASALEN
0190-010-577 | 45378 | 0190-MLK-PRO-DSC-RAWSLO01 | PM03 | 307 | 26WKS Cone/Hopper/Silo check C | Diss C Raw Material Silo No 1 | A | 0190E005 | 2017-02-21 | 2013-08-08 | PHBASALEN
0190-010-577 | 45378 | 0190-MLK-PRO-DSC-RAWSLO02 | PM03 | 307 | 26WKS Cone/Hopper/Silo check C | Diss C Raw Material Silo No 2 | C | 0190E005 | 2017-02-21 | 2013-08-08 | PHBASALEN
0190-010-577 | 45378 | 0190-MLK-PRO-TMB-TIPHOP01 | PM03 | 307 | 26WKS Cone/Hopper/Silo check B | CTS Malto Tipping B Hopper | B | 0190E005 | 2017-02-21 | 2011-01-21 | PHBASALEN
0190-010-577 | 45378 | 0190-MLK-PRO-TMC-TIPHOP01 | PM03 | 307 | 26WKS Cone/Hopper/Silo check C | CTS Malto Tipping C Hopper | B | 0190E005 | 2017-02-21 | 2011-12-23 | PHBASALEN
0190-010-577 | 45378 | 0190-MLK-PRO-TPB-3LSNHR01 | PM03 | 307 | 26WKS Cone/Hopper/Silo check B | 3L/SNF Tipping Hopper B | C | 0190E005 | 2017-02-21 | 2011-12-23 | PHBASALEN
0190-010-577 | 45378 | 0190-MLK-PRO-TPC-3LSNHR01 | PM03 | 307 | 26WKS Cone/Hopper/Silo check C | 3L/SNF Tipping Hopper C | C | 0190E005 | 2017-02-21 | 2011-12-23 | PHBASALEN
0190-010-576 | 45378 | 0190-MLK-PRO-EGC-EGRTWR01 | PM03 | 307 | 6MON Cone/Hopper/Silo check C | Egron C Tower | A | 0190E005 | 2013-05-03 | 2011-01-21 | PHJACOLPA
0190-010-575 | 45378 | 0190-MLK-PRO-WPC-DISHPR01 | PM03 | 307 | 6MON Cone/Hopper/Silo check C | SNF C Anag Discharging Hopper | C | 0190E005 | 2013-05-03 | 2011-01-21 | PHJACOLPA
0190-010-575 | 45378 | 0190-MLK-PRO-WPC-SNFSLO01 | PM03 | 307 | 6MON Cone/Hopper/Silo check | SNF C Silo 1 | B | 0190E005 | 2013-05-03 | 2011-01-21 | PHJACOLPA
0190-010-574 | 45378 | 0190-MLK-PRO-TPC-3LSNHR01 | PM03 | 307 | 6MON Cone/Hopper/Silo check C | 3L/SNF Tipping Hopper C | C | 0190E005 | 2013-05-03 | 2011-01-21 | PHJACOLPA
0190-010-573 | 45378 | 0190-MLK-PRO-EGC-TOTHPR01 | PM03 | 307 | 6MON Cone/Hopper/Silo check C | Totebin Receiving Hopper Egron C | B | 0190E005 | 2013-05-03 | 2011-01-21 | PHJACOLPA
0190-010-573 | 45378 | 0190-MLK-PRO-EGC-VACHPR01 | PM03 | 307 | 6MON Cone/Hopper/Silo check | Nucon Vacuum Hopper Egron C | B | 0190E005 | 2013-05-03 | 2011-01-21 | PHJACOLPA
0190-010-572 | 45378 | 0190-MLK-PRO-EGC-SURHPR01 | PM03 | 307 | 6MON Cone/Hopper/Silo check C | Nucon Surge Hopper Egron C | C | 0190E005 | 2013-05-03 | 2011-01-21 | PHJACOLPA
0190-010-571 | 45378 | 0190-MLK-PRO-EGC-EGRTWR01 | PM03 | 307 | 26WKS Cone/Hopper/Silo check C | Egron C Tower | A | 0190E005 | 2017-02-18 | 2011-12-23 | PHBASALEN
0190-010-571 | 45378 | 0190-MLK-PRO-EGC-FINHPR01 | PM03 | 307 | 26WKS Cone/Hopper/Silo check C | Egron C Ad Ac Fine Powder Sep Hopper | B | 0190E005 | 2017-02-18 | 2011-12-23 | PHBASALEN
0190-010-571 | 45378 | 0190-MLK-PRO-EGC-PICHPR01 | PM03 | 307 | 26WKS Cone/Hopper/Silo check C | Egron C Pick-Up Hopper | B | 0190E005 | 2017-02-18 | 2011-01-21 | PHBASALEN
0190-010-571 | 45378 | 0190-MLK-PRO-EGC-PRSPOT01 | PM03 | 307 | 26WKS Cone/Hopper/Silo check C | Pressure Pot Egron C | B | 0190E005 | 2017-02-18 | 2011-01-21 | PHBASALEN
0190-010-571 | 45378 | 0190-MLK-PRO-EGC-TOTHPR01 | PM03 | 307 | 26WKS Cone/Hopper/Silo check C | Totebin Receiving Hopper Egron C | B | 0190E005 | 2017-02-18 | 2011-12-23 | PHBASALEN
0190-010-571 | 45378 | 0190-MLK-PRO-TBA-INLNWEGH02 | PM03 | 307 | 26WKS Cone/Hopper/Silo check C | Milk Totebin In-line Weigher Hopper C | C | 0190E005 | 2017-02-18 | 2011-12-23 | PHBASALEN
0190-010-570 | 45378 | 0190-MLK-PRO-EGC-MULSEP01 | PM03 | 307 | 26WKS Cone/Hopper/Silo check C | Egron C Powder Separator 1 Multiclone 1 | B | 0190E005 | 2017-02-18 | 2011-01-21 | PHBASALEN
0190-010-570 | 45378 | 0190-MLK-PRO-EGC-MULSEP02 | PM03 | 307 | 26WKS Cone/Hopper/Silo check C | Egron C Powder Separator 2 Multiclone 2 | B | 0190E005 | 2017-02-18 | 2011-01-21 | PHBASALEN
0190-010-570 | 45378 | 0190-MLK-PRO-EGC-VACHPR01 | PM03 | 307 | 26WKS Cone/Hopper/Silo check C | Nucon Vacuum Hopper Egron C | B | 0190E005 | 2017-02-18 | 2011-12-23 | PHBASALEN
0190-010-570 | 45378 | 0190-MLK-PRO-SMC-HOPPER01 | PM03 | 307 | 26WKS Cone/Hopper/Silo check C | Egron Malto Dosing C Intermediate Hopper | B | 0190E005 | 2017-02-18 | 2011-12-23 | PHBASALEN
0190-010-570 | 45378 | 0190-MLK-PRO-SMC-RCVSLO01 | PM03 | 307 | 26WKS Cone/Hopper/Silo check C | Egron Malto Dosing C Receiving Silo | C | 0190E005 | 2017-02-18 | 2011-12-23 | PHBASALEN
0190-010-570 | 45378 | 0190-MLK-PRO-SMC-SURHOP01 | PM03 | 307 | 26WKS Cone/Hopper/Silo check C | Egron Malto Dosing C Surge Hopper | B | 0190E005 | 2017-02-18 | 2011-12-23 | PHBASALEN
0190-010-57 | 36410 | 0190-MLK-PRO-CMN-TIPCMN04 | PM03 | 301 | 52WK RH & Temp Trans Cal (1D7_AIT-98023) | Milks Malto/MSK Central Tipping Facility | B | 0190E006 | 2020-09-18 | 2013-10-03 | PHBASALEN
0190-010-569 | 45378 | 0190-MLK-PRO-EGC-DRPCHT01 | PM03 | 307 | 26WKS Cone/Hopper/Silo check C | Egron C Drop Chute | B | 0190E005 | 2017-02-18 | 2011-12-23 | PHBASALEN
0190-010-569 | 45378 | 0190-MLK-PRO-EGC-IROHOP01 | PM03 | 307 | 26WKS Cone/Hopper/Silo check C | Iron Dosing Main Hopper C | B | 0190E005 | 2017-02-18 | 2011-06-29 | PHBASALEN
0190-010-569 | 45378 | 0190-MLK-PRO-EGC-MSKSLO01 | PM03 | 307 | 26WKS Cone/Hopper/Silo check C | Egron C MSK Silo No 1 | C | 0190E005 | 2017-02-18 | 2011-01-21 | PHBASALEN
0190-010-569 | 45378 | 0190-MLK-PRO-EGC-MSKSLO02 | PM03 | 307 | 26WKS Cone/Hopper/Silo check C | Egron C MSK Silo No 2 | C | 0190E005 | 2017-02-18 | 2011-01-21 | PHBASALEN
0190-010-569 | 45378 | 0190-MLK-PRO-EGC-SURHPR01 | PM03 | 307 | 26WKS Cone/Hopper/Silo check C | Nucon Surge Hopper Egron C | C | 0190E005 | 2017-02-18 | 2011-12-23 | PHBASALEN
0190-010-568 | 45378 | 0190-MLK-PRO-DSC-RAWSLO01 | PM03 | 307 | 6MON Cone/Hopper/Silo check C | Diss C Raw Material Silo No 1 | A | 0190E005 | 2013-05-03 | 2011-01-21 | PHJACOLPA
0190-010-568 | 45378 | 0190-MLK-PRO-DSC-RAWSLO02 | PM03 | 307 | 6MON Cone/Hopper/Silo check | Diss C Raw Material Silo No 2 | C | 0190E005 | 2013-05-03 | 2011-01-21 | PHJACOLPA
0190-010-567 | 45378 | 0190-MLK-PRO-WPB-3LHBTK01 | PM03 | 307 | 26WKS Tank check B | 3L Homo-HPP Balance Tank B | B | 0190E005 | 2017-02-18 | 2012-06-25 | PHBASALEN
0190-010-567 | 45378 | 0190-MLK-PRO-WPB-3RLTNK01 | PM03 | 307 | 26WKS Tank check B | 3rd Line B Tank No 1 | B | 0190E005 | 2017-02-18 | 2012-06-25 | PHBASALEN
0190-010-567 | 45378 | 0190-MLK-PRO-WPB-3RLTNK02 | PM03 | 307 | 26WKS Tank check B | 3rd Line B Tank No 2 | B | 0190E005 | 2017-02-18 | 2012-06-25 | PHBASALEN
0190-010-567 | 45378 | 0190-MLK-PRO-WPB-BALVAT01 | PM03 | 307 | 26WKS Tank check B | 3rd Line B Balance Vat | B | 0190E005 | 2017-02-18 | 2012-06-25 | PHBASALEN
0190-010-567 | 45378 | 0190-MLK-PRO-WPB-BALVAT02 | PM03 | 307 | 26WKS Tank check B | SNF B Balance Vat | B | 0190E005 | 2017-02-18 | 2012-06-25 | PHBASALEN
0190-010-567 | 45378 | 0190-MLK-PRO-WPB-DISHPR01 | PM03 | 307 | 26WKS Cone/Hopper/Silo check B | SNF B Anag Discharging Hopper | C | 0190E005 | 2017-02-18 | 2011-12-23 | PHBASALEN
0190-010-567 | 45378 | 0190-MLK-PRO-WPB-SNFHBT01 | PM03 | 307 | 26WKS Tank check B | SNF Homo-HPP Balance Tank B | B | 0190E005 | 2017-02-18 | 2012-06-25 | PHBASALEN
0190-010-567 | 45378 | 0190-MLK-PRO-WPB-SNFSLO01 | PM03 | 307 | 26WKS Cone/Hopper/Silo check B | SNF B Silo | B | 0190E005 | 2017-02-18 | 2011-12-23 | PHBASALEN
0190-010-567 | 45378 | 0190-MLK-PRO-WPB-SNFTNK01 | PM03 | 307 | 26WKS Tank check B | SNF B Tank No 1 | B | 0190E005 | 2017-02-18 | 2012-06-25 | PHBASALEN
0190-010-567 | 45378 | 0190-MLK-PRO-WPB-SNFTNK02 | PM03 | 307 | 26WKS Tank check B | SNF B Tank No 2 | B | 0190E005 | 2017-02-18 | 2012-06-25 | PHBASALEN
0190-010-567 | 45378 | 0190-MLK-PRO-WPC-3LHBTK01 | PM03 | 307 | 26WKS Tank check C | 3L Homo-HPP Balance Tank C | B | 0190E005 | 2017-02-18 | 2012-06-25 | PHBASALEN
0190-010-567 | 45378 | 0190-MLK-PRO-WPC-3RLTNK01 | PM03 | 307 | 26WKS Tank check C | 3rd Line C Tank No 1 | B | 0190E005 | 2017-02-18 | 2012-06-25 | PHBASALEN
0190-010-567 | 45378 | 0190-MLK-PRO-WPC-3RLTNK02 | PM03 | 307 | 26WKS Tank check C | 3rd Line C Tank No 2 | B | 0190E005 | 2017-02-18 | 2012-06-25 | PHBASALEN
0190-010-567 | 45378 | 0190-MLK-PRO-WPC-BALTNK01 | PM03 | 307 | 26WKS Tank check C | SNF C Balance Tank | B | 0190E005 | 2017-02-18 | 2012-06-25 | PHBASALEN
0190-010-567 | 45378 | 0190-MLK-PRO-WPC-BALVAT01 | PM03 | 307 | 26WKS Tank check C | 3rd Line C Balance Vat | B | 0190E005 | 2017-02-18 | 2012-06-25 | PHBASALEN
0190-010-567 | 45378 | 0190-MLK-PRO-WPC-DISHPR01 | PM03 | 307 | 26WKS Cone/Hopper/Silo check C | SNF C Anag Discharging Hopper | C | 0190E005 | 2017-02-18 | 2011-12-23 | PHBASALEN
0190-010-567 | 45378 | 0190-MLK-PRO-WPC-SNFHBT01 | PM03 | 307 | 26WKS Tank check C | SNF Homo-HPP Balance Tanks C | B | 0190E005 | 2017-02-18 | 2012-06-25 | PHBASALEN
0190-010-567 | 45378 | 0190-MLK-PRO-WPC-SNFSLO01 | PM03 | 307 | 26WKS Cone/Hopper/Silo check C | SNF C Silo 1 | B | 0190E005 | 2017-02-18 | 2011-12-23 | PHBASALEN
0190-010-567 | 45378 | 0190-MLK-PRO-WPC-SNFTNK01 | PM03 | 307 | 26WKS Tank check C | SNF C Tank No 1 | B | 0190E005 | 2017-02-18 | 2012-06-25 | PHBASALEN
0190-010-567 | 45378 | 0190-MLK-PRO-WPC-SNFTNK02 | PM03 | 307 | 26WKS Tank check C | SNF C Tank No 2 | B | 0190E005 | 2017-02-18 | 2012-06-25 | PHBASALEN
0190-010-566 | 45378 | 0190-MLK-PRO-WPB-DISHPR01 | PM03 | 307 | 6MON Cone/Hopper/Silo check B | SNF B Anag Discharging Hopper | C | 0190E005 | 2013-05-03 | 2011-01-21 | PHJACOLPA
0190-010-566 | 45378 | 0190-MLK-PRO-WPB-SNFSLO01 | PM03 | 307 | 6MON Cone/Hopper/Silo check | SNF B Silo | B | 0190E005 | 2013-05-03 | 2011-01-21 | PHJACOLPA
0190-010-565 | 45378 | 0190-MLK-PRO-TPB-3LSNHR01 | PM03 | 307 | 6MON Cone/Hopper/Silo check B | 3L/SNF Tipping Hopper B | C | 0190E005 | 2013-05-03 | 2011-01-21 | PHJACOLPA
0190-010-564 | 45378 | 0190-MLK-PRO-TBA-INLNWEGH01 | PM03 | 307 | 6MON Cone/Hopper/Silo check B | Milk Totebin In-line Weigher Hopper B | B | 0190E005 | 2013-05-03 | 2011-01-21 | PHJACOLPA
0190-010-564 | 45378 | 0190-MLK-PRO-TBA-INLNWEGH02 | PM03 | 307 | 6MON Cone/Hopper/Silo check | Milk Totebin In-line Weigher Hopper C | C | 0190E005 | 2013-05-03 | 2011-01-21 | PHJACOLPA
0190-010-563 | 45378 | 0190-WST-PRO-SNF-TIPHPR01 | PM03 | 307 | 6MON Cone/Hopper/Silo check B | SNF Tipping Hopper | C | 0190E005 | 2015-04-06 | 2011-01-21 | PHJACOLPA
0190-010-562 | 45378 | 0190-MLK-PRO-EGB-TOTHPR01 | PM03 | 307 | 6MON Cone/Hopper/Silo check B | Totebin Receiving Hopper Egron B | C | 0190E005 | 2013-05-03 | 2011-01-21 | PHJACOLPA
0190-010-562 | 45378 | 0190-MLK-PRO-EGB-VACHPR01 | PM03 | 307 | 6MON Cone/Hopper/Silo check | Nucon Vacuum Hopper Egron B | A | 0190E005 | 2013-05-03 | 2011-01-21 | PHJACOLPA
0190-010-561 | 45378 | 0190-MLK-PRO-EGB-SURHPR01 | PM03 | 307 | 6MON Cone/Hopper/Silo check B | Nucon Surge Hopper Egron B | B | 0190E005 | 2013-05-03 | 2011-01-21 | PHJACOLPA
0190-010-560 | 45378 | 0190-MLK-PRO-EGB-PICHPR01 | PM03 | 307 | 6MON Cone/Hopper/Silo check B | Egron B Pick-Up Hopper | C | 0190E005 | 2013-05-03 | 2011-01-21 | PHJACOLPA
0190-010-560 | 45378 | 0190-MLK-PRO-EGB-PRSPOT01 | PM03 | 307 | 6MON Cone/Hopper/Silo check B | Pressure Pot Egron B | C | 0190E005 | 2013-05-03 | 2011-01-21 | PHJACOLPA
0190-010-56 | 36409 | 0190-MLK-PRO-WPC-SNFHOM01 | PM03 | 301 | 52WKS Pressure Trans Cal (PIT 96048) | SNF C Homogenizer | B | 0190E006 | 2020-09-18 | 2013-10-03 | PHBASALEN
0190-010-559 | 45378 | 0190-MLK-PRO-EGB-DRPCHT01 | PM03 | 307 | 6MON Cone/Hopper/Silo check | Egron B Drop Chute | B | 0190E005 | 2013-05-03 | 2011-01-21 | PHJACOLPA
0190-010-559 | 45378 | 0190-MLK-PRO-EGB-MULSEP01 | PM03 | 307 | 6MON Cone/Hopper/Silo check B | Egron B Powder Separator 1 Multiclone | B | 0190E005 | 2013-05-03 | 2011-01-21 | PHJACOLPA
0190-010-559 | 45378 | 0190-MLK-PRO-EGB-MULSEP02 | PM03 | 307 | 6MON Cone/Hopper/Silo check | Egron B Powder Separator 2 Multiclone | B | 0190E005 | 2013-05-03 | 2011-01-21 | PHJACOLPA
0190-010-558 | 45378 | 0190-MLK-PRO-EGB-DRPCHT01 | PM03 | 307 | 26WKS Cone/Hopper/Silo check B | Egron B Drop Chute | B | 0190E005 | 2017-02-18 | 2011-12-23 | PHBASALEN
0190-010-558 | 45378 | 0190-MLK-PRO-EGB-IROHOP01 | PM03 | 307 | 26WKS Cone/Hopper/Silo check B | Iron Dosing Main Hopper B | B | 0190E005 | 2017-02-18 | 2011-06-29 | PHBASALEN
0190-010-558 | 45378 | 0190-MLK-PRO-EGB-LECTNK01 | PM03 | 307 | 26WKS Cone/Hopper/Silo check B | Egron B Lecithin Tank | B | 0190E005 | 2017-02-18 | 2014-09-30 | PHBASALEN
0190-010-558 | 45378 | 0190-MLK-PRO-EGB-MSKSLO01 | PM03 | 307 | 26WKS Cone/Hopper/Silo check B | Egron B MSK Silo No 1 | C | 0190E005 | 2017-02-18 | 2011-01-21 | PHBASALEN
0190-010-558 | 45378 | 0190-MLK-PRO-EGB-MSKSLO02 | PM03 | 307 | 26WKS Cone/Hopper/Silo check B | Egron B MSK Silo No 2 | C | 0190E005 | 2017-02-18 | 2011-01-21 | PHBASALEN
0190-010-558 | 45378 | 0190-MLK-PRO-EGB-SURHPR01 | PM03 | 307 | 26WKS Cone/Hopper/Silo check B | Nucon Surge Hopper Egron B | B | 0190E005 | 2017-02-18 | 2011-12-23 | PHBASALEN
0190-010-557 | 45378 | 0190-MLK-PRO-SMC-HOPPER01 | PM03 | 307 | 6MON Cone/Hopper/Silo check C | Egron Malto Dosing C Intermediate Hopper | B | 0190E005 | 2013-05-03 | 2011-01-21 | PHJACOLPA
0190-010-557 | 45378 | 0190-MLK-PRO-SMC-RCVSLO01 | PM03 | 307 | 6MON Cone/Hopper/Silo check | Egron Malto Dosing C Receiving Silo | C | 0190E005 | 2013-05-03 | 2011-01-21 | PHJACOLPA
0190-010-557 | 45378 | 0190-MLK-PRO-SMC-SURHOP01 | PM03 | 307 | 6MON Cone/Hopper/Silo check | Egron Malto Dosing C Surge Hopper | B | 0190E005 | 2013-05-03 | 2011-01-21 | PHJACOLPA
0190-010-556 | 45378 | 0190-MLK-PRO-EGB-MULSEP01 | PM03 | 307 | 26WKS Cone/Hopper/Silo check B | Egron B Powder Separator 1 Multiclone | B | 0190E005 | 2017-02-18 | 2011-12-23 | PHBASALEN
0190-010-556 | 45378 | 0190-MLK-PRO-EGB-MULSEP02 | PM03 | 307 | 26WKS Cone/Hopper/Silo check B | Egron B Powder Separator 2 Multiclone | B | 0190E005 | 2017-02-18 | 2011-12-23 | PHBASALEN
0190-010-556 | 45378 | 0190-MLK-PRO-EGB-VACHPR01 | PM03 | 307 | 26WKS Cone/Hopper/Silo check B | Nucon Vacuum Hopper Egron B | A | 0190E005 | 2017-02-18 | 2011-12-23 | PHBASALEN
0190-010-556 | 45378 | 0190-MLK-PRO-SMB-HOPPER01 | PM03 | 307 | 26WKS Cone/Hopper/Silo check B | Egron Malto Dosing B Intermediate Hopper | B | 0190E005 | 2017-02-18 | 2011-01-21 | PHBASALEN
0190-010-556 | 45378 | 0190-MLK-PRO-SMB-RCVSLO01 | PM03 | 307 | 26WKS Cone/Hopper/Silo check B | Egron Malto Dosing B Receiving Silo | B | 0190E005 | 2017-02-18 | 2011-01-21 | PHBASALEN
0190-010-556 | 45378 | 0190-MLK-PRO-SMB-SURHOP01 | PM03 | 307 | 26WKS Cone/Hopper/Silo check B | Egron Malto Dosing B Surge Hopper | B | 0190E005 | 2017-02-18 | 2011-01-21 | PHBASALEN
0190-010-555 | 404702 | 0190-MLK-PRO-TMC-STRVLV01 | PM03 | 305 | 104WKS S/V Bearing Replacement | CTS Malto Tipping C Star Valve | B | 0190E005 | 2020-09-18 | 2011-01-20 | PHBASALEN
0190-010-554 | 404702 | 0190-MLK-PRO-TMB-STRVLV01 | PM03 | 305 | 104WKS S/V Bearing Replacement | CTS Malto Tipping B Star Valve | B | 0190E005 | 2019-04-16 | 2011-01-20 | PHBASALEN
0190-010-553 | 31435 | 0190-WST-PRO-SMC-STRVLV02 | PM03 | 305 | 52WKS S/V Bearing Replacement | Egron Silo MALTO C Star Valve 2 | B | 0190E005 | 2018-01-19 | 2011-01-20 | PHBASALEN
0190-010-552 | 404702 | 0190-MLK-PRO-SMC-STRVLV01 | PM03 | 305 | 52WKS S/V Bearing Replacement | Egron Malto Dosing C Star Valve | A | 0190E005 | 2021-03-19 | 2011-01-20 | PHILAGANAN
0190-010-551 | 404702 | 0190-MLK-PRO-SMC-STRVLV01 | PM03 | 305 | 52WKS S/V Bearing Replacement | Egron Malto Dosing C Star Valve | A | 0190E005 | 2019-04-16 | 2011-01-20 | PHBASALEN
0190-010-550 | 404702 | 0190-MLK-PRO-SMB-STRVLV01 | PM03 | 305 | 104WKS S/V Bearing Replacement | Egron Malto Dosing B Star Valve | A | 0190E005 | 2019-04-16 | 2011-01-20 | PHBASALEN
0190-010-55 | 403168 | 0190-MLK-PRO-TBA-INLNWEGH02 | PM03 | 301 | 52WKS Test Stone Cal (1C4-TS-04.06 AC) | Milk Totebin In-line Weigher Hopper C | C | 0190E006 | 2017-02-23 | 2013-10-03 | PHBASALEN
0190-010-55 | 403168 | 0190-MLK-PRO-TBA-INLNWEGH02 | PM03 | 301 | 52WKS Test Stone Cal (1C4-TS-04.06 BC) | Milk Totebin In-line Weigher Hopper C | C | 0190E006 | 2017-02-23 | 2013-10-03 | PHBASALEN
0190-010-549 | 404702 | 0190-MLK-PRO-CMC-STRVLV01 | PM03 | 305 | 104WKS S/V Bearing Replacement | CTS MSK Tipping C Star Valve | B | 0190E005 | 2019-04-16 | 2011-01-20 | PHBASALEN
0190-010-548 | 404702 | 0190-MLK-PRO-CMB-STRVLV01 | PM03 | 305 | 104WKS S/V Bearing Replacement | CTS MSK Tipping B Star Valve | B | 0190E005 | 2019-04-16 | 2011-01-20 | PHBASALEN
0190-010-547 | 29634 | 0190-WST-PRO-SNF-TIPBLW01 | PM03 | 305 | 3MON Blower Gearbox Change oil B | SNF Tipping Blower | A | 0190E005 | 2015-04-06 | 2011-01-19 | PHJACOLPA
0190-010-546 | 29634 | 0190-WST-PRO-TPC-3LBLWR01 | PM03 | 305 | 13WKS Blower Gearbox Change oil C | 3rd Line Tipping C Blower | A | 0190E006 | 2015-04-06 | 2011-01-19 | PHJACOLPA
0190-010-545 | 29634 | 0190-MLK-PRO-WPB-SNFSLO01 | PM03 | 305 | 3MON Blower Gearbox Change oil B | SNF B Silo | B | 0190E005 | 2013-05-03 | 2011-01-19 | PHJACOLPA
0190-010-544 | 29634 | 0190-MLK-PRO-EGC-MSKBLW03 | PM03 | 303 | 13WKS Blower Gearbox Change oil EGC | Egron C MSK Dosing Blower No. 1 | A | 0190E005 | 2021-03-19 | 2011-01-19 | PHILAGANAN
0190-010-544 | 29634 | 0190-MLK-PRO-EGC-MSKBLW04 | PM03 | 303 | 13WKS Blower Gearbox Change oil EGC | Egron C MSK Dosing Blower No. 2 | A | 0190E005 | 2021-03-19 | 2011-01-19 | PHILAGANAN
0190-010-544 | 29634 | 0190-MLK-PRO-SMC-AIRBLW01 | PM03 | 303 | 13WKS Blower Gearbox Change oil EGC | Egron Malto Dosing C Air Blower | B | 0190E005 | 2021-03-19 | 2011-01-19 | PHILAGANAN
0190-010-543 | 29634 | 0190-WST-PRO-EGC-EDUBLW01 | PM03 | 305 | 3MON Blower Gearbox Change oil C | Eductor Blower No 1 | A | 0190E005 | 2013-05-03 | 2011-01-19 | PHJACOLPA
0190-010-543 | 29634 | 0190-WST-PRO-EGC-EDUBLW02 | PM03 | 305 | 3MON Blower Gearbox Change oil C | Eductor Blower No 2 | A | 0190E005 | 2013-05-03 | 2011-01-19 | PHJACOLPA
0190-010-542 | 29634 | 0190-MLK-PRO-EGB-MSKBLW03 | PM03 | 303 | 13WKS Blower Gearbox Change oil EGB | Egron B MSK Dosing Blower No. 1 | A | 0190E005 | 2021-01-25 | 2011-01-19 | PHBASALEN
0190-010-542 | 29634 | 0190-MLK-PRO-EGB-MSKBLW04 | PM03 | 303 | 13WKS Blower Gearbox Change oil EGB | Egron B MSK Dosing Blower No. 2 | A | 0190E005 | 2021-01-25 | 2011-01-19 | PHBASALEN
0190-010-542 | 29634 | 0190-MLK-PRO-SMB-AIRBLW01 | PM03 | 303 | 13WKS Blower Gearbox Change oil EGB | Egron Malto Dosing B Air Blower | B | 0190E005 | 2021-01-25 | 2011-01-19 | PHBASALEN
0190-010-541 | 29634 | 0190-WST-PRO-EGB-EDUBLW01 | PM03 | 305 | 3MON Blower Gearbox Change oil B | Egron B Eductor Blower No 1 | A | 0190E005 | 2013-05-03 | 2011-01-19 | PHJACOLPA
0190-010-541 | 29634 | 0190-WST-PRO-EGB-EDUBLW02 | PM03 | 305 | 3MON Blower Gearbox Change oil B | Egron B Eductor Blower No 2 | A | 0190E005 | 2013-05-03 | 2011-01-19 | PHJACOLPA
0190-010-540 | 29634 | 0190-MLK-PRO-CMC-AIRBLW01 | PM03 | 303 | 13WKS Blower Gearbox Change oil CTS C | CTS MSK Tipping C Air Blower | C | 0190E005 | 2020-09-18 | 2011-01-19 | PHBASALEN
0190-010-540 | 29634 | 0190-MLK-PRO-TMC-AIRBLW01 | PM03 | 303 | 13WKS Blower Gearbox Change oil CTS C | CTS Malto Tipping C Air Blower | B | 0190E005 | 2020-09-18 | 2011-01-19 | PHBASALEN
0190-010-54 | 403168 | 0190-MLK-PRO-EGC-MSKSLO01 | PM03 | 301 | 52WKS Test Stone Cal (1C3-TS-01.05/1) | Egron C MSK Silo No 1 | C | 0190E006 | 2017-02-23 | 2013-10-03 | PHBASALEN
0190-010-54 | 403168 | 0190-MLK-PRO-EGC-MSKSLO01 | PM03 | 301 | 52WKS Test Stone Cal (1C3-TS-01.05/2) | Egron C MSK Silo No 1 | C | 0190E006 | 2017-02-23 | 2013-10-03 | PHBASALEN
0190-010-54 | 403168 | 0190-MLK-PRO-EGC-MSKSLO01 | PM03 | 301 | 52WKS Test Stone Cal (1C3-TS-01.05/3) | Egron C MSK Silo No 1 | C | 0190E006 | 2017-02-23 | 2013-10-03 | PHBASALEN
0190-010-54 | 403168 | 0190-MLK-PRO-EGC-MSKSLO01 | PM03 | 301 | 52WKS Test Stone Cal (1C3-TS-01.05/4) | Egron C MSK Silo No 1 | C | 0190E006 | 2017-02-23 | 2013-10-03 | PHBASALEN
0190-010-54 | 403168 | 0190-MLK-PRO-EGC-MSKSLO02 | PM03 | 301 | 52WKS Test Stone Cal (1C3_TS 02.05/1) | Egron C MSK Silo No 2 | C | 0190E006 | 2017-02-23 | 2013-10-03 | PHBASALEN
0190-010-54 | 403168 | 0190-MLK-PRO-EGC-MSKSLO02 | PM03 | 301 | 52WKS Test Stone Cal (1C3_TS 02.05/2) | Egron C MSK Silo No 2 | C | 0190E006 | 2017-02-23 | 2013-10-03 | PHBASALEN
0190-010-54 | 403168 | 0190-MLK-PRO-EGC-MSKSLO02 | PM03 | 301 | 52WKS Test Stone Cal (1C3_TS 02.05/3) | Egron C MSK Silo No 2 | C | 0190E006 | 2017-02-23 | 2013-10-03 | PHBASALEN
0190-010-54 | 403168 | 0190-MLK-PRO-EGC-MSKSLO02 | PM03 | 301 | 52WKS Test Stone Cal (1C3_TS 02.05/4) | Egron C MSK Silo No 2 | C | 0190E006 | 2017-02-23 | 2013-10-03 | PHBASALEN
0190-010-539 | 29634 | 0190-MLK-PRO-CMB-AIRBLW01 | PM03 | 303 | 13WKS Blower Gearbox Change oil CTS B | CTS MSK Tipping B Air Blower | B | 0190E005 | 2020-09-18 | 2011-01-19 | PHBASALEN
0190-010-539 | 29634 | 0190-MLK-PRO-TMB-AIRBLW01 | PM03 | 303 | 13WKS Blower Gearbox Change oil CTS B | CTS Malto Tipping B Air Blower | B | 0190E005 | 2020-09-18 | 2011-01-19 | PHBASALEN
0190-010-538 | 29633 | 0190-MLK-PRO-WPC-3LOPMP04 | PM03 | 303 | 52WKS WPC Pump Gearbox Change Oil | 3rd Line C Balance Vat Outlet Pump | A | 0190E005 | 2021-03-19 | 2011-01-18 | PHILAGANAN
0190-010-538 | 29633 | 0190-MLK-PRO-WPC-SNFPMP03 | PM03 | 303 | 52WKS WPC Pump Gearbox Change Oil | SNF C Balance Vat Outlet Pump | A | 0190E005 | 2021-03-19 | 2011-01-18 | PHILAGANAN
0190-010-537 | 29633 | 0190-MLK-PRO-WPB-3LOPMP02 | PM03 | 303 | 26WKS WPB Pump Gearbox Change Oil | 3rd Line B Balance Vat Outlet Pump | A | 0190E005 | 2021-03-19 | 2011-01-18 | PHILAGANAN
0190-010-537 | 29633 | 0190-MLK-PRO-WPB-SNFPMP03 | PM03 | 303 | 26WKS WPB Pump Gearbox Change Oil | SNF B Balance Vat Outlet Pump | A | 0190E005 | 2021-03-19 | 2011-01-18 | PHILAGANAN
0190-010-536 | 29632 | 0190-MLK-PRO-EGC-IRODOS01 | PM03 | 303 | 52WKS Screw Feeder Gearbox Change Oil | Iron Dosing Hopper Homo/Screwfeeder C | A | 0190E005 | 2020-09-18 | 2011-03-28 | PHBASALEN
0190-010-536 | 29632 | 0190-MLK-PRO-EGC-SCWCVY01 | PM03 | 303 | 52WKS Screw Feeder Gearbox Change Oil | Egron C MSK Dosing 1 Homo/Screwfeeder | A | 0190E005 | 2020-09-18 | 2011-03-28 | PHBASALEN
0190-010-536 | 29632 | 0190-MLK-PRO-EGC-SCWCVY02 | PM03 | 303 | 52WKS Screw Feeder Gearbox Change Oil | Egron C MSK Dosing 2 Homo/Screwfeeder | A | 0190E005 | 2020-09-18 | 2011-03-28 | PHBASALEN
0190-010-536 | 29632 | 0190-MLK-PRO-WPC-SCWCVY01 | PM03 | 303 | 52WKS Screw Feeder Gearbox Change Oil | SNF SIlo C Homo/Screwfeeder | C | 0190E005 | 2020-09-18 | 2011-03-28 | PHBASALEN
0190-010-535 | 418804 | 0190-MLK-PRO-OHF-RCVPMP01 | PM03 | 303 | 52WKS Change Oil of Pumps | OH Receiving Pump No 1 | B | 0190E005 | 2021-03-19 | 2011-01-18 | PHILAGANAN
0190-010-535 | 418804 | 0190-MLK-PRO-OHF-RCVPMP02 | PM03 | 303 | 52WKS Change Oil of Pumps | OH Receiving Pump No 2 | B | 0190E005 | 2021-03-19 | 2011-01-18 | PHILAGANAN
0190-010-534 | 418804 | 0190-MLK-PRO-OHF-LECPMP01 | PM03 | 303 | 52WKS Change Oil of Pumps | OH Lecithin Pump No 1 To Tank 7&8 | B | 0190E005 | 2021-03-19 | 2011-01-18 | PHILAGANAN
0190-010-534 | 418804 | 0190-MLK-PRO-OHF-LECPMP02 | PM03 | 303 | 52WKS Change Oil of Pumps | OH Lecithin Pump No 2 Lecit Tank Egron | B | 0190E005 | 2021-03-19 | 2011-01-18 | PHILAGANAN
0190-010-533 | 403466 | 0190-MLK-PRO-TBA-COMMON | PM03 | 301 | 52WKS Testweight Cal (1C3_TW-134C) | Milks Totebin Area Common | C | 0190E006 | 2019-07-01 | 2013-05-10 | PHBASALEN
0190-010-532 | 29633 | 0190-MLK-PRO-WPC-SNFTNK01 | PM03 | 303 | 52WKS Agitator Gearbox Change Oil | SNF C Tank No 1 | B | 0190E005 | 2020-09-18 | 2011-01-18 | PHBASALEN
0190-010-532 | 29633 | 0190-MLK-PRO-WPC-SNFTNK02 | PM03 | 303 | 52WKS Agitator Gearbox Change Oil | SNF C Tank No 2 | B | 0190E005 | 2020-09-18 | 2011-01-18 | PHBASALEN
0190-010-531 | 29633 | 0190-MLK-PRO-WPC-3RLTNK01 | PM03 | 303 | 52WKS Agitator Gearbox Change Oil | 3rd Line C Tank No 1 | B | 0190E005 | 2020-09-18 | 2011-01-18 | PHBASALEN
0190-010-531 | 29633 | 0190-MLK-PRO-WPC-3RLTNK02 | PM03 | 303 | 52WKS Agitator Gearbox Change Oil | 3rd Line C Tank No 2 | B | 0190E005 | 2020-09-18 | 2011-01-18 | PHBASALEN
0190-010-530 | 29633 | 0190-MLK-PRO-WPB-SNFTNK01 | PM03 | 303 | 52WKS Agitator Gearbox Change Oil | SNF B Tank No 1 | B | 0190E005 | 2020-09-18 | 2011-01-18 | PHBASALEN
0190-010-530 | 29633 | 0190-MLK-PRO-WPB-SNFTNK02 | PM03 | 303 | 52WKS Agitator Gearbox Change Oil | SNF B Tank No 2 | B | 0190E005 | 2020-09-18 | 2011-01-18 | PHBASALEN
0190-010-53 | 36410 | 0190-MLK-PRO-CMN-TIPCMN03 | PM03 | 301 | 52WK RH & Temp Trans Cal (1B2-AIT-95.01) | Milks 3L/SNF Tipping Facilities | C | 0190E006 | 2020-09-18 | 2013-10-03 | PHBASALEN
0190-010-53 | 36410 | 0190-MLK-PRO-EGB-COMMON | PM03 | 301 | 52WKS RH & Temp Cal (1C3-AIT-95.02) | Milks Egron B Facilities | C | 0190E006 | 2020-09-18 | 2013-10-03 | PHBASALEN
0190-010-529 | 29633 | 0190-MLK-PRO-EGB-ELEVAT01 | PM03 | 303 | 52WKS Gearbox Change Oil | Egron B Transport Elevator | C | 0190E005 | 2021-03-19 | 2011-01-18 | PHILAGANAN
0190-010-528 | 29625 | 0190-MLK-PRO-WPC-SNFHOM01 | PM03 | 303 | 26WKS Change Lube and Hydraulic Oil | SNF C Homogenizer | B | 0190E005 | 2020-09-18 | 2011-01-18 | PHBASALEN
0190-010-527 | 418790 | 0190-MLK-PRO-WPC-SHPPMP01 | PM03 | 303 | 26WKS Change Lube Oil | SNF C High Pressure Pump | A | 0190E005 | 2020-12-15 | 2011-01-18 | PHBASALEN
0190-010-526 | 418790 | 0190-MLK-PRO-WPC-3LHPMP02 | PM03 | 303 | 26WKS Change Lube Oil | 3L High Pressure Pump | A | 0190E005 | 2021-03-19 | 2011-01-18 | PHILAGANAN
0190-010-525 | 29625 | 0190-MLK-PRO-WPB-SNFHOM01 | PM03 | 303 | 26WKS Change Lube and Hydraulic Oil | SNF B Homogenizer | B | 0190E005 | 2020-09-18 | 2011-01-18 | PHBASALEN
0190-010-524 | 418790 | 0190-MLK-PRO-WPB-SHPPMP01 | PM03 | 303 | 26WKS Change Lube Oil | SNF B High Pressure Pump | A | 0190E005 | 2021-03-19 | 2011-01-18 | PHILAGANAN
0190-010-523 | 418790 | 0190-MLK-PRO-WPB-3LHPMP02 | PM03 | 303 | 26WKS Change Lube Oil | 3rd Line B High Pressure Pump | A | 0190E005 | 2021-03-19 | 2011-01-18 | PHILAGANAN
0190-010-522 | 45375 | 0190-MLK-PRO-CWS-SUPPMP05 | PM03 | 305 | 6MON Mechanical Seal & Impeller check-up | Milks Hot Water Supply Pump 1 | B | 0190E005 | 2013-05-03 | 2011-01-14 | PHJACOLPA
0190-010-521 | 45375 | 0190-MLK-PRO-CWS-SUPPMP04 | PM03 | 305 | 6MON Mechanical Seal & Impeller check-up | Milks Chilled Water Supply Pump 4 | B | 0190E005 | 2013-05-03 | 2011-01-14 | PHJACOLPA
0190-010-520 | 45375 | 0190-MLK-PRO-CWS-SUPPMP03 | PM03 | 305 | 6MON Mechanical Seal & Impeller check-up | Milks Chilled Water Supply Pump 3 | B | 0190E005 | 2013-05-03 | 2011-01-14 | PHJACOLPA
0190-010-52 | 36406 | 0190-MLK-PRO-WPB-SCAMXR01 | PM03 | 301 | 52WKS FLOWMETER CAL (1B2-FIT-11.15) | SNF B Scanima Mixer Tank | A | 0190E006 | 2019-01-03 | 2013-10-03 | PHBASALEN
0190-010-519 | 45375 | 0190-MLK-PRO-CWS-SUPPMP02 | PM03 | 305 | 6MON Mechanical Seal & Impeller check-up | Milks Chilled Water Supply Pump 2 | B | 0190E005 | 2013-05-03 | 2011-01-14 | PHJACOLPA
0190-010-518 | 45375 | 0190-MLK-PRO-DSB-3LXPMP01 | PM03 | 307 | 3MON Flushing Water Check-up | 3rd Line B Transfer Pump | A | 0190E005 | 2012-01-05 | 2011-01-14 | PHJACOLPA
0190-010-518 | 45375 | 0190-MLK-PRO-DSC-3LXPMP01 | PM03 | 307 | 3MON Flushing Water Check-up | 3rd Line C Transfer Pump | A | 0190E005 | 2012-01-05 | 2011-05-03 | PHJACOLPA
0190-010-517 | 45375 | 0190-MLK-PRO-CIP-SWBPMP01 | PM03 | 307 | 3MON Flushing Water Check-up | Sieve Washing Chamber B Return Pump | C | 0190E005 | 2012-01-05 | 2011-01-14 | PHJACOLPA
0190-010-517 | 45375 | 0190-MLK-PRO-CIP-SWCPMP01 | PM03 | 307 | 3MON Flushing Water Check-up | Sieve Washing Chamber C Return Pump | C | 0190E005 | 2012-01-05 | 2011-05-03 | PHJACOLPA
0190-010-516 | 45375 | 0190-MLK-PRO-CIP-3LRPMP02 | PM03 | 307 | 3MON Flushing Water Check-up | CIP Return Pump Line C | B | 0190E005 | 2012-01-05 | 2011-01-14 | PHJACOLPA
0190-010-516 | 45375 | 0190-MLK-PRO-CIP-SNRPMP02 | PM03 | 307 | 3MON Flushing Water Check-up | CIP Return Pump SNF C | B | 0190E005 | 2012-01-05 | 2011-05-03 | PHJACOLPA
0190-010-516 | 45375 | 0190-MLK-PRO-WPB-VACPMP01 | PM03 | 307 | 3MON Flushing Water Check-up | SNF Scanima B Vacuum Pump | A | 0190E005 | 2012-01-05 | 2011-05-03 | PHJACOLPA
0190-010-516 | 45375 | 0190-MLK-PRO-WPC-3CNPMP01 | PM03 | 307 | 3MON Flushing Water Check-up | 3rd Line C Condensate Pump | B | 0190E005 | 2012-01-05 | 2011-05-03 | PHJACOLPA
0190-010-516 | 45375 | 0190-MLK-PRO-WPC-3L2HOM01 | PM03 | 307 | 3MON Flushing Water Check-up | 3rd Line C FC Outlet Pump | B | 0190E005 | 2012-01-05 | 2011-05-03 | PHJACOLPA
0190-010-516 | 45375 | 0190-MLK-PRO-WPC-3LOPMP03 | PM03 | 307 | 3MON Flushing Water Check-up | 3rd Line C STD Tank Outlet Pump | B | 0190E005 | 2012-01-05 | 2011-05-03 | PHJACOLPA
0190-010-516 | 45375 | 0190-MLK-PRO-WPC-3LOPMP04 | PM03 | 307 | 3MON Flushing Water Check-up | 3rd Line C Balance Vat Outlet Pump | A | 0190E005 | 2012-01-05 | 2011-05-03 | PHJACOLPA
0190-010-516 | 45375 | 0190-MLK-PRO-WPC-SNFPMP01 | PM03 | 307 | 3MON Flushing Water Check-up | SNF C Scanima Outlet Pump | B | 0190E005 | 2012-01-05 | 2011-05-03 | PHJACOLPA
0190-010-516 | 45375 | 0190-MLK-PRO-WPC-SNFPMP02 | PM03 | 307 | 3MON Flushing Water Check-up | SNF C STD Tank Outlet Pump | B | 0190E005 | 2012-01-05 | 2011-05-03 | PHJACOLPA
0190-010-516 | 45375 | 0190-MLK-PRO-WPC-SNFPMP03 | PM03 | 307 | 3MON Flushing Water Check-up | SNF C Balance Vat Outlet Pump | A | 0190E005 | 2012-01-05 | 2011-05-03 | PHJACOLPA
0190-010-515 | 45375 | 0190-MLK-PRO-CIP-3LRPMP01 | PM03 | 307 | 3MON Flushing Water Check-up | CIP Return Pump Line B | B | 0190E005 | 2012-01-05 | 2011-01-14 | PHJACOLPA
0190-010-515 | 45375 | 0190-MLK-PRO-CIP-SNRPMP01 | PM03 | 307 | 3MON Flushing Water Check-up | CIP Return Pump SNF B | B | 0190E005 | 2012-01-05 | 2011-05-03 | PHJACOLPA
0190-010-515 | 45375 | 0190-MLK-PRO-WPB-3CNPMP01 | PM03 | 307 | 3MON Flushing Water Check-up | 3rd Line B Condensate Pump | B | 0190E005 | 2012-01-05 | 2011-05-03 | PHJACOLPA
0190-010-515 | 45375 | 0190-MLK-PRO-WPB-3L2HOM01 | PM03 | 307 | 3MON Flushing Water Check-up | 3rd Line B FC outlet pump to Homo | B | 0190E005 | 2012-01-05 | 2011-05-03 | PHJACOLPA
0190-010-515 | 45375 | 0190-MLK-PRO-WPB-3LOPMP01 | PM03 | 307 | 3MON Flushing Water Check-up | 3rd Line B STD Tank Outlet Pump | B | 0190E005 | 2012-01-05 | 2011-05-03 | PHJACOLPA
0190-010-515 | 45375 | 0190-MLK-PRO-WPB-3LOPMP02 | PM03 | 307 | 3MON Flushing Water Check-up | 3rd Line B Balance Vat Outlet Pump | A | 0190E005 | 2012-01-05 | 2011-05-03 | PHJACOLPA
0190-010-515 | 45375 | 0190-MLK-PRO-WPB-SNFPMP01 | PM03 | 307 | 3MON Flushing Water Check-up | SNF B Scanima Outlet Pump | B | 0190E005 | 2012-01-05 | 2011-05-03 | PHJACOLPA
0190-010-515 | 45375 | 0190-MLK-PRO-WPB-SNFPMP02 | PM03 | 307 | 3MON Flushing Water Check-up | SNF B STD Tank Outlet Pump | B | 0190E005 | 2012-01-05 | 2011-05-03 | PHJACOLPA
0190-010-515 | 45375 | 0190-MLK-PRO-WPB-SNFPMP03 | PM03 | 307 | 3MON Flushing Water Check-up | SNF B Balance Vat Outlet Pump | A | 0190E005 | 2012-01-05 | 2011-05-03 | PHJACOLPA
0190-010-514 | 45375 | 0190-MLK-PRO-CIP-ACIPMP01 | PM03 | 307 | 3MON Flushing Water Check-up | CIP Acid Tank Recirc Pump | A | 0190E005 | 2012-01-05 | 2011-01-14 | PHJACOLPA
0190-010-514 | 45375 | 0190-MLK-PRO-CIP-GAFPMP01 | PM03 | 307 | 3MON Flushing Water Check-up | CIP Feed Pump Group A | B | 0190E005 | 2012-01-05 | 2011-05-03 | PHJACOLPA
0190-010-514 | 45375 | 0190-MLK-PRO-CIP-GBFPMP01 | PM03 | 307 | 3MON Flushing Water Check-up | CIP Feed Pump Group B | B | 0190E005 | 2012-01-05 | 2011-05-03 | PHJACOLPA
0190-010-514 | 45375 | 0190-MLK-PRO-CIP-GCFPMP01 | PM03 | 307 | 3MON Flushing Water Check-up | CIP Feed Pump Group C | B | 0190E005 | 2012-01-05 | 2011-05-03 | PHJACOLPA
0190-010-514 | 45375 | 0190-MLK-PRO-CIP-GDFPMP01 | PM03 | 307 | 3MON Flushing Water Check-up | CIP Feed Pump Group D | B | 0190E005 | 2012-01-05 | 2011-05-03 | PHJACOLPA
0190-010-514 | 45375 | 0190-MLK-PRO-CIP-GEFPMP01 | PM03 | 307 | 3MON Flushing Water Check-up | CIP Feed Pump Group E | B | 0190E005 | 2012-01-05 | 2011-05-03 | PHJACOLPA
0190-010-514 | 45375 | 0190-MLK-PRO-CIP-GFFPMP01 | PM03 | 307 | 3MON Flushing Water Check-up | CIP Feed Pump Group F | B | 0190E005 | 2012-01-05 | 2011-05-03 | PHJACOLPA
0190-010-513 | 4428 | 0190-MLK-PRO-TMC-STRVLV01 | PM03 | 307 | 26WKS Clearance Check | CTS Malto Tipping C Star Valve | B | 0190E005 | 2020-09-18 | 2011-01-18 | PHBASALEN
0190-010-512 | 4428 | 0190-MLK-PRO-TMB-STRVLV01 | PM03 | 307 | 26WKS Clearance Check | CTS Malto Tipping B Star Valve | B | 0190E005 | 2020-06-15 | 2011-01-18 | PHBASALEN
0190-010-511 | 4428 | 0190-MLK-PRO-SMC-STRVLV01 | PM03 | 307 | 26WKS Clearance Check | Egron Malto Dosing C Star Valve | A | 0190E005 | 2018-09-11 | 2011-01-18 | PHBASALEN
0190-010-510 | 4428 | 0190-WST-PRO-SMC-STRVLV02 | PM03 | 307 | 1MON Clearance Check | Egron Silo MALTO C Star Valve 2 | B | 0190E005 | 2015-04-06 | 2011-01-18 | PHJACOLPA
0190-010-51 | 403014 | 0190-MLK-PRO-SMB-SCWFDR01-1B3WIT04_22 | PM03 | 301 | 13WKS Weight Transmitter (1B3-WIT-04.22) | Malto Inter Hopper Weigth Transmitter | B | 0190E005 | 2020-03-03 | 2013-10-03 | PHBASALEN
0190-010-509 | 4428 | 0190-WST-PRO-SMB-STRVLV02 | PM03 | 307 | 4WKS Clearance Check | Silo Dosing Sys MALTO B Star Valve 2 | B | 0190E005 | 2015-04-06 | 2011-01-18 | PHJACOLPA
0190-010-508 | 4428 | 0190-MLK-PRO-SMB-STRVLV01 | PM03 | 307 | 26WKS Clearance Check | Egron Malto Dosing B Star Valve | A | 0190E005 | 2018-09-11 | 2011-01-18 | PHBASALEN
0190-010-507 | 4428 | 0190-MLK-PRO-CMC-STRVLV01 | PM03 | 307 | 26WKS Clearance Check | CTS MSK Tipping C Star Valve | B | 0190E005 | 2018-09-11 | 2011-01-18 | PHBASALEN
0190-010-506 | 4428 | 0190-MLK-PRO-CMB-STRVLV01 | PM03 | 307 | 26WKS Clearance Check | CTS MSK Tipping B Star Valve | B | 0190E005 | 2020-05-14 | 2011-01-18 | PHBASALEN
0190-010-505 | 29636 | 0190-MLK-PRO-TMC-ACOFAN01 | PM03 | 307 | 52WKS Motor Check-up C | CTS Malto Tipping C After Cooler Fan | B | 0190E006 | 2021-03-19 | 2011-01-19 | PHILAGANAN
0190-010-505 | 29636 | 0190-MLK-PRO-TMC-AIRBLW01 | PM03 | 307 | 52WKS Motor Check-up C | CTS Malto Tipping C Air Blower | B | 0190E006 | 2021-03-19 | 2011-01-19 | PHILAGANAN
0190-010-505 | 29636 | 0190-MLK-PRO-TMC-BANCVY01 | PM03 | 307 | 52WKS Motor Check-up C | CTS Malto Tipping C Band Conveyor | B | 0190E006 | 2021-03-19 | 2011-01-19 | PHILAGANAN
0190-010-505 | 29636 | 0190-MLK-PRO-TMC-FDCOTR01 | PM03 | 307 | 52WKS Motor Check-up C | CTS Malto Tipping C F2 Dust Collector | B | 0190E006 | 2021-03-19 | 2011-01-19 | PHILAGANAN
0190-010-505 | 29636 | 0190-MLK-PRO-TMC-RNGBLW01 | PM03 | 307 | 52WKS Motor Check-up C | CTS Malto Tipping C Ring Blower | B | 0190E006 | 2021-03-19 | 2011-01-19 | PHILAGANAN
0190-010-505 | 29636 | 0190-MLK-PRO-TMC-STRVLV01 | PM03 | 307 | 52WKS Motor Check-up C | CTS Malto Tipping C Star Valve | B | 0190E006 | 2021-03-19 | 2011-01-19 | PHILAGANAN
0190-010-504 | 29636 | 0190-MLK-PRO-TMB-ACOFAN01 | PM03 | 307 | 52WKS Motor Check-up B | CTS Malto Tipping B After Cooler Fan | B | 0190E006 | 2021-03-19 | 2011-01-19 | PHILAGANAN
0190-010-504 | 29636 | 0190-MLK-PRO-TMB-AIRBLW01 | PM03 | 307 | 52WKS Motor Check-up B | CTS Malto Tipping B Air Blower | B | 0190E006 | 2021-03-19 | 2011-01-19 | PHILAGANAN
0190-010-504 | 29636 | 0190-MLK-PRO-TMB-BANCVY01 | PM03 | 307 | 52WKS Motor Check-up B | CTS Malto Tipping B Band Conveyor | B | 0190E006 | 2021-03-19 | 2011-01-19 | PHILAGANAN
0190-010-504 | 29636 | 0190-MLK-PRO-TMB-FDCOTR01 | PM03 | 307 | 52WKS Motor Check-up B | CTS Malto Tipping B F2 Dust Collector | B | 0190E006 | 2021-03-19 | 2011-01-19 | PHILAGANAN
0190-010-504 | 29636 | 0190-MLK-PRO-TMB-RNGBLW01 | PM03 | 307 | 52WKS Motor Check-up B | CTS Malto Tipping B Ring Blower | B | 0190E006 | 2021-03-19 | 2011-01-19 | PHILAGANAN
0190-010-504 | 29636 | 0190-MLK-PRO-TMB-STRVLV01 | PM03 | 307 | 52WKS Motor Check-up B | CTS Malto Tipping B Star Valve | B | 0190E006 | 2021-03-19 | 2011-01-19 | PHILAGANAN
0190-010-503 | 29636 | 0190-MLK-PRO-SMC-ACOFAN01 | PM03 | 307 | 52WKS Motor Check-up C | Egron Malto Dosing C After Cooler Fan | B | 0190E006 | 2021-03-19 | 2011-01-19 | PHILAGANAN
0190-010-503 | 29636 | 0190-MLK-PRO-SMC-AIRBLW01 | PM03 | 307 | 52WKS Motor Check-up C | Egron Malto Dosing C Air Blower | B | 0190E006 | 2021-03-19 | 2011-01-19 | PHILAGANAN
0190-010-503 | 29636 | 0190-MLK-PRO-SMC-RNGBLW01 | PM03 | 307 | 52WKS Motor Check-up C | Egron Malto Dosing C Ring Blower | B | 0190E006 | 2021-03-19 | 2011-01-19 | PHILAGANAN
0190-010-503 | 29636 | 0190-MLK-PRO-SMC-SCWFDR01 | PM03 | 307 | 52WKS Motor Check-up C | Egron Malto Dosing C Homo/Screwfeeder | A | 0190E006 | 2021-03-19 | 2011-01-19 | PHILAGANAN
0190-010-503 | 29636 | 0190-MLK-PRO-SMC-STRVLV01 | PM03 | 307 | 52WKS Motor Check-up C | Egron Malto Dosing C Star Valve | A | 0190E006 | 2021-03-19 | 2011-01-19 | PHILAGANAN
0190-010-503 | 29636 | 0190-MLK-PRO-SMC-SURFAN01 | PM03 | 307 | 52WKS Motor Check-up C | Egron Malto Dosing C Surge Fan | B | 0190E006 | 2021-03-19 | 2011-01-19 | PHILAGANAN
0190-010-502 | 29636 | 0190-MLK-PRO-SMB-ACOFAN01 | PM03 | 307 | 52WKS Motor Check-up B | Egron Malto Dosing B After Cooler Fan | B | 0190E006 | 2021-03-19 | 2011-01-19 | PHILAGANAN
0190-010-502 | 29636 | 0190-MLK-PRO-SMB-AIRBLW01 | PM03 | 307 | 52WKS Motor Check-up B | Egron Malto Dosing B Air Blower | B | 0190E006 | 2021-03-19 | 2011-01-19 | PHILAGANAN
0190-010-502 | 29636 | 0190-MLK-PRO-SMB-RNGBLW01 | PM03 | 307 | 52WKS Motor Check-up B | Egron Malto Dosing B Ring Blower | B | 0190E006 | 2021-03-19 | 2011-01-19 | PHILAGANAN
0190-010-502 | 29636 | 0190-MLK-PRO-SMB-SCWFDR01 | PM03 | 307 | 52WKS Motor Check-up B | Egron Malto Dosing B Homo/Screwfeeder | A | 0190E006 | 2021-03-19 | 2011-01-19 | PHILAGANAN
0190-010-502 | 29636 | 0190-MLK-PRO-SMB-STRVLV01 | PM03 | 307 | 52WKS Motor Check-up B | Egron Malto Dosing B Star Valve | A | 0190E006 | 2021-03-19 | 2011-01-19 | PHILAGANAN
0190-010-502 | 29636 | 0190-MLK-PRO-SMB-SURFAN01 | PM03 | 307 | 52WKS Motor Check-up B | Egron Malto Dosing B Surge Fan | B | 0190E006 | 2021-03-19 | 2011-01-19 | PHILAGANAN
0190-010-501 | 29636 | 0190-MLK-PRO-CWS-RECPMP01 | PM03 | 302 | 1YR Motor Check-up B | Milks Chilled Water Recirc Pump 1 | B | 0190E005 | 2013-05-03 | 2011-01-19 | PHJACOLPA
0190-010-501 | 29636 | 0190-MLK-PRO-CWS-RECPMP02 | PM03 | 302 | 1YR Motor Check-up B | Milks Chilled Water Recirc Pump 2 | B | 0190E005 | 2013-05-03 | 2011-01-19 | PHJACOLPA
0190-010-501 | 29636 | 0190-MLK-PRO-CWS-SUPPMP01 | PM03 | 302 | 1YR Motor Check-up B | Milks Chilled Water Supply Pump 1 | B | 0190E005 | 2013-05-03 | 2011-01-19 | PHJACOLPA
0190-010-501 | 29636 | 0190-MLK-PRO-CWS-SUPPMP02 | PM03 | 302 | 1YR Motor Check-up B | Milks Chilled Water Supply Pump 2 | B | 0190E005 | 2013-05-03 | 2011-01-19 | PHJACOLPA
0190-010-501 | 29636 | 0190-MLK-PRO-CWS-SUPPMP03 | PM03 | 302 | 1YR Motor Check-up B | Milks Chilled Water Supply Pump 3 | B | 0190E005 | 2013-05-03 | 2011-01-19 | PHJACOLPA
0190-010-501 | 29636 | 0190-MLK-PRO-CWS-SUPPMP04 | PM03 | 302 | 1YR Motor Check-up B | Milks Chilled Water Supply Pump 4 | B | 0190E005 | 2013-05-03 | 2011-01-19 | PHJACOLPA
0190-010-501 | 29636 | 0190-MLK-PRO-CWS-SUPPMP05 | PM03 | 302 | 1YR Motor Check-up B | Milks Hot Water Supply Pump 1 | B | 0190E005 | 2013-05-03 | 2011-01-19 | PHJACOLPA
0190-010-501 | 29636 | 0190-MLK-PRO-NH3-COMPSR01 | PM03 | 302 | 1YR Motor Check-up B | Milks NH3 Chiller 1 Compressor Assembly | B | 0190E005 | 2013-05-03 | 2011-01-19 | PHJACOLPA
0190-010-500 | 29636 | 0190-MLK-PRO-CMC-ACOFAN01 | PM03 | 307 | 52WKS Motor Check-up C | CTS MSK Tipping C After Cooler Fan | B | 0190E006 | 2021-03-19 | 2011-01-19 | PHILAGANAN
0190-010-500 | 29636 | 0190-MLK-PRO-CMC-AIRBLW01 | PM03 | 307 | 52WKS Motor Check-up C | CTS MSK Tipping C Air Blower | C | 0190E006 | 2021-03-19 | 2011-01-19 | PHILAGANAN
0190-010-500 | 29636 | 0190-MLK-PRO-CMC-BANCVY01 | PM03 | 307 | 52WKS Motor Check-up C | CTS MSK Tipping C Band Conveyor | B | 0190E006 | 2021-03-19 | 2011-01-19 | PHILAGANAN
0190-010-500 | 29636 | 0190-MLK-PRO-CMC-DSTCTR01 | PM03 | 307 | 52WKS Motor Check-up C | CTS MSK Tipping C F2 Dust Collector | B | 0190E006 | 2021-03-19 | 2011-01-19 | PHILAGANAN
0190-010-500 | 29636 | 0190-MLK-PRO-CMC-RNGBLW01 | PM03 | 307 | 52WKS Motor Check-up C | CTS MSK Tipping C Ring Blower | B | 0190E006 | 2021-03-19 | 2011-01-19 | PHILAGANAN
0190-010-500 | 29636 | 0190-MLK-PRO-CMC-STRVLV01 | PM03 | 307 | 52WKS Motor Check-up C | CTS MSK Tipping C Star Valve | B | 0190E006 | 2021-03-19 | 2011-01-19 | PHILAGANAN
0190-010-50 | 36411 | 0190-MLK-PRO-EGB-VANVLV01 | PM03 | 301 | 52WKS I/P Converter Cal (1B3-PCV-01.08) | Egron B Vanessa Valve to Stack | B | 0190E006 | 2020-09-18 | 2013-10-03 | PHBASALEN
0190-010-50 | 36411 | 0190-MLK-PRO-EGB-VANVLV02 | PM03 | 301 | 52WKS I/P Converter Cal (1B3-PCV-01.09) | Egron B Vanessa Valve to Tower | B | 0190E006 | 2020-09-18 | 2013-10-03 | PHBASALEN
0190-010-499 | 29636 | 0190-MLK-PRO-CMB-ACOFAN01 | PM03 | 307 | 52WKS Motor Inspection B | CTS MSK Tipping B After Cooler Fan | B | 0190E006 | 2021-03-19 | 2011-01-19 | PHILAGANAN
0190-010-499 | 29636 | 0190-MLK-PRO-CMB-AIRBLW01 | PM03 | 307 | 52WKS Motor Inspection B | CTS MSK Tipping B Air Blower | B | 0190E006 | 2021-03-19 | 2011-01-19 | PHILAGANAN
0190-010-499 | 29636 | 0190-MLK-PRO-CMB-BANCVY01 | PM03 | 307 | 52WKS Motor Inspection B | CTS MSK Tipping B Band Conveyor | B | 0190E006 | 2021-03-19 | 2011-01-19 | PHILAGANAN
0190-010-499 | 29636 | 0190-MLK-PRO-CMB-DSTCTR01 | PM03 | 307 | 52WKS Motor Inspection B | CTS MSK Tipping B F2 Dust Collector | B | 0190E006 | 2021-03-19 | 2012-12-04 | PHILAGANAN
0190-010-499 | 29636 | 0190-MLK-PRO-CMB-RNGBLW01 | PM03 | 307 | 52WKS Motor Inspection B | CTS MSK Tipping B Ring Blower | B | 0190E006 | 2021-03-19 | 2011-01-19 | PHILAGANAN
0190-010-499 | 29636 | 0190-MLK-PRO-CMB-STRVLV01 | PM03 | 307 | 52WKS Motor Inspection B | CTS MSK Tipping B Star Valve | B | 0190E006 | 2021-03-19 | 2011-01-19 | PHILAGANAN
0190-010-498 | 51663 | 0190-MLK-PRO-TMC-AIRBLW01 | PM03 | 302 | 3WK PDMS Vibration Check | CTS Malto Tipping C Air Blower | B | 0190E014 | 2017-09-20 | 2011-01-28 | PHBASALEN
0190-010-498 | 51663 | 0190-MLK-PRO-TMC-BANCVY01 | PM03 | 302 | 3WK PDMS Vibration Check | CTS Malto Tipping C Band Conveyor | B | 0190E014 | 2017-09-20 | 2011-01-28 | PHBASALEN
0190-010-498 | 51663 | 0190-MLK-PRO-TMC-RNGBLW01 | PM03 | 302 | 3WK PDMS Vibration Check | CTS Malto Tipping C Ring Blower | B | 0190E014 | 2017-09-20 | 2011-01-28 | PHBASALEN
0190-010-498 | 51663 | 0190-MLK-PRO-TMC-STRVLV01 | PM03 | 302 | 3WK PDMS Vibration Check | CTS Malto Tipping C Star Valve | B | 0190E014 | 2017-09-20 | 2011-01-28 | PHBASALEN
0190-010-498 | 51663 | 0190-MLK-PRO-TMC-VROSVE01 | PM03 | 302 | 3WK PDMS Vibration Check | CTS Malto Tipping C Vibra Sifter | B | 0190E014 | 2017-09-20 | 2011-01-28 | PHBASALEN
0190-010-497 | 51663 | 0190-MLK-PRO-TMB-AIRBLW01 | PM03 | 302 | 3WK PDMS Vibration Check | CTS Malto Tipping B Air Blower | B | 0190E014 | 2017-09-20 | 2011-01-26 | PHBASALEN
0190-010-497 | 51663 | 0190-MLK-PRO-TMB-BANCVY01 | PM03 | 302 | 3WK PDMS Vibration Check | CTS Malto Tipping B Band Conveyor | B | 0190E014 | 2017-09-20 | 2011-01-26 | PHBASALEN
0190-010-497 | 51663 | 0190-MLK-PRO-TMB-RNGBLW01 | PM03 | 302 | 3WK PDMS Vibration Check | CTS Malto Tipping B Ring Blower | B | 0190E014 | 2017-09-20 | 2011-01-26 | PHBASALEN
0190-010-497 | 51663 | 0190-MLK-PRO-TMB-STRVLV01 | PM03 | 302 | 3WK PDMS Vibration Check | CTS Malto Tipping B Star Valve | B | 0190E014 | 2017-09-20 | 2011-01-26 | PHBASALEN
0190-010-497 | 51663 | 0190-MLK-PRO-TMB-VROSVE01 | PM03 | 302 | 3WK PDMS Vibration Check | CTS Malto Tipping B Vibra Sifter | B | 0190E014 | 2017-09-20 | 2011-01-26 | PHBASALEN
0190-010-496 | 51663 | 0190-MLK-PRO-SMC-AIRBLW01 | PM03 | 302 | 3WK PDMS Vibration Check | Egron Malto Dosing C Air Blower | B | 0190E014 | 2017-09-20 | 2011-01-26 | PHBASALEN
0190-010-496 | 51663 | 0190-MLK-PRO-SMC-RNGBLW01 | PM03 | 302 | 3WK PDMS Vibration Check | Egron Malto Dosing C Ring Blower | B | 0190E014 | 2017-09-20 | 2011-01-26 | PHBASALEN
0190-010-496 | 51663 | 0190-MLK-PRO-SMC-SCWFDR01 | PM03 | 302 | 3WK PDMS Vibration Check | Egron Malto Dosing C Homo/Screwfeeder | A | 0190E014 | 2017-09-20 | 2011-01-26 | PHBASALEN
0190-010-496 | 51663 | 0190-MLK-PRO-SMC-STRVLV01 | PM03 | 302 | 3WK PDMS Vibration Check | Egron Malto Dosing C Star Valve | A | 0190E014 | 2017-09-20 | 2011-01-26 | PHBASALEN
0190-010-495 | 51663 | 0190-MLK-PRO-SMB-AIRBLW01 | PM03 | 302 | 3WK PDMS Vibration Check | Egron Malto Dosing B Air Blower | B | 0190E014 | 2017-09-20 | 2013-07-16 | PHBASALEN
0190-010-495 | 51663 | 0190-MLK-PRO-SMB-RNGBLW01 | PM03 | 302 | 3WK PDMS Vibration Check | Egron Malto Dosing B Ring Blower | B | 0190E014 | 2017-09-20 | 2011-01-26 | PHBASALEN
0190-010-495 | 51663 | 0190-MLK-PRO-SMB-SCWFDR01 | PM03 | 302 | 3WK PDMS Vibration Check | Egron Malto Dosing B Homo/Screwfeeder | A | 0190E014 | 2017-09-20 | 2011-01-26 | PHBASALEN
0190-010-495 | 51663 | 0190-MLK-PRO-SMB-STRVLV01 | PM03 | 302 | 3WK PDMS Vibration Check | Egron Malto Dosing B Star Valve | A | 0190E014 | 2017-09-20 | 2011-01-26 | PHBASALEN
0190-010-494 | 51663 | 0190-MLK-PRO-CMC-AIRBLW01 | PM03 | 302 | 3WK PDMS Vibration Check | CTS MSK Tipping C Air Blower | C | 0190E014 | 2017-09-20 | 2011-01-26 | PHBASALEN
0190-010-494 | 51663 | 0190-MLK-PRO-CMC-BANCVY01 | PM03 | 302 | 3WK PDMS Vibration Check | CTS MSK Tipping C Band Conveyor | B | 0190E014 | 2017-09-20 | 2011-01-26 | PHBASALEN
0190-010-494 | 51663 | 0190-MLK-PRO-CMC-RNGBLW01 | PM03 | 302 | 3WK PDMS Vibration Check | CTS MSK Tipping C Ring Blower | B | 0190E014 | 2017-09-20 | 2011-01-26 | PHBASALEN
0190-010-494 | 51663 | 0190-MLK-PRO-CMC-STRVLV01 | PM03 | 302 | 3WK PDMS Vibration Check | CTS MSK Tipping C Star Valve | B | 0190E014 | 2017-09-20 | 2011-01-26 | PHBASALEN
0190-010-494 | 51663 | 0190-MLK-PRO-CMC-VROSVE01 | PM03 | 302 | 3WK PDMS Vibration Check | CTS MSK Tipping C Vibra Sifter | B | 0190E014 | 2017-09-20 | 2011-01-26 | PHBASALEN
0190-010-493 | 51663 | 0190-MLK-PRO-CMB-AIRBLW01 | PM03 | 302 | 3WK PDMS Vibration Check | CTS MSK Tipping B Air Blower | B | 0190E014 | 2017-09-20 | 2011-01-26 | PHBASALEN
0190-010-493 | 51663 | 0190-MLK-PRO-CMB-BANCVY01 | PM03 | 302 | 3WK PDMS Vibration Check | CTS MSK Tipping B Band Conveyor | B | 0190E014 | 2017-09-20 | 2011-01-26 | PHBASALEN
0190-010-493 | 51663 | 0190-MLK-PRO-CMB-RNGBLW01 | PM03 | 302 | 3WK PDMS Vibration Check | CTS MSK Tipping B Ring Blower | B | 0190E014 | 2017-09-20 | 2011-01-26 | PHBASALEN
0190-010-493 | 51663 | 0190-MLK-PRO-CMB-STRVLV01 | PM03 | 302 | 3WK PDMS Vibration Check | CTS MSK Tipping B Star Valve | B | 0190E014 | 2017-09-20 | 2011-01-26 | PHBASALEN
0190-010-493 | 51663 | 0190-MLK-PRO-CMB-VROSVE01 | PM03 | 302 | 3WK PDMS Vibration Check | CTS MSK Tipping B Vibra Sifter | B | 0190E014 | 2017-09-20 | 2011-01-26 | PHBASALEN
0190-010-492 | 36410 | 0190-MLK-PRO-EGB-COMMON | PM03 | 301 | 52WKS RH & Temp Trans Cal (AIT 13.02B) | Milks Egron B Facilities | C | 0190E006 | 2019-05-09 | 2013-05-10 | PHBASALEN
0190-010-492 | 36410 | 0190-MLK-PRO-EGB-COMMON | PM03 | 301 | 52WKS RH Trans Cal (1B3-AIT-13.01/02) | Milks Egron B Facilities | C | 0190E006 | 2019-05-09 | 2013-05-10 | PHBASALEN
0190-010-491 | 51662 | 0190-MLK-PRO-CTF-COLPMP01 | PM03 | 302 | 1MON PDMS Vibration Check | Milks Cooling Tower Pump 1 | B | 0190E005 | 2013-05-03 | 2011-01-26 | PHJACOLPA
0190-010-491 | 51662 | 0190-MLK-PRO-CTF-COLPMP02 | PM03 | 302 | 1MON PDMS Vibration Check | Milks Cooling Tower Pump 2 | B | 0190E005 | 2013-05-03 | 2011-01-26 | PHJACOLPA
0190-010-491 | 51662 | 0190-MLK-PRO-CWS-RECPMP01 | PM03 | 302 | 1MON PDMS Vibration Check | Milks Chilled Water Recirc Pump 1 | B | 0190E005 | 2013-05-03 | 2011-01-26 | PHJACOLPA
0190-010-491 | 51662 | 0190-MLK-PRO-CWS-RECPMP02 | PM03 | 302 | 1MON PDMS Vibration Check | Milks Chilled Water Recirc Pump 2 | B | 0190E005 | 2013-05-03 | 2011-01-26 | PHJACOLPA
0190-010-491 | 51662 | 0190-MLK-PRO-CWS-SUPPMP01 | PM03 | 302 | 1MON PDMS Vibration Check | Milks Chilled Water Supply Pump 1 | B | 0190E005 | 2013-05-03 | 2011-01-26 | PHJACOLPA
0190-010-491 | 51662 | 0190-MLK-PRO-CWS-SUPPMP02 | PM03 | 302 | 1MON PDMS Vibration Check | Milks Chilled Water Supply Pump 2 | B | 0190E005 | 2013-05-03 | 2011-01-26 | PHJACOLPA
0190-010-491 | 51662 | 0190-MLK-PRO-CWS-SUPPMP03 | PM03 | 302 | 1MON PDMS Vibration Check | Milks Chilled Water Supply Pump 3 | B | 0190E005 | 2013-05-03 | 2011-01-26 | PHJACOLPA
0190-010-491 | 51662 | 0190-MLK-PRO-CWS-SUPPMP04 | PM03 | 302 | 1MON PDMS Vibration Check | Milks Chilled Water Supply Pump 4 | B | 0190E005 | 2013-05-03 | 2011-01-26 | PHJACOLPA
0190-010-491 | 51662 | 0190-MLK-PRO-CWS-SUPPMP05 | PM03 | 302 | 1MON PDMS Vibration Check | Milks Hot Water Supply Pump 1 | B | 0190E005 | 2013-05-03 | 2011-01-26 | PHJACOLPA
0190-010-491 | 51662 | 0190-MLK-PRO-NH3-COMPSR01 | PM03 | 302 | 1MON PDMS Vibration Check | Milks NH3 Chiller 1 Compressor Assembly | B | 0190E005 | 2013-05-03 | 2011-01-26 | PHJACOLPA
0190-010-490 | 50636 | 0190-MLK-PRO-EGC-6WRTSV01 | PM03 | 305 | 52WKS RTSV Seal Replacement | 6 Way RTSV Egron C | B | 0190E005 | 2020-09-18 | 2010-12-27 | PHBASALEN
0190-010-49 | 403014 | 0190-MLK-PRO-SMB-SCWFDR01-WIT95089 | PM03 | 301 | 13WKS Weight Transmitter Cal (WIT 95089) | LIW Weight Transmitter | B | 0190E005 | 2019-01-03 | 2013-09-27 | PHBASALEN
0190-010-489 | 50636 | 0190-MLK-PRO-EGC-2WRTSV01 | PM03 | 305 | 52WKS RTSV Seal Replacement | 2 Way RTSV Egron C | C | 0190E005 | 2020-11-11 | 2010-12-27 | PHBASALEN
0190-010-488 | 50636 | 0190-MLK-PRO-EGC-10RTSV01 | PM03 | 305 | 52WKS RTSV Seal Replacement | 10 Way RTSV Egron C | B | 0190E005 | 2020-09-18 | 2010-12-27 | PHBASALEN
0190-010-487 | 50636 | 0190-MLK-PRO-EGB-6WRTSV01 | PM03 | 305 | 52WKS RTSV Seal Replacement | 6 Way RTSV Egron B | B | 0190E005 | 2021-03-19 | 2010-12-27 | PHILAGANAN
0190-010-486 | 45377 | 0190-MLK-PRO-TPC-3LSNDV01 | PM03 | 307 | 26WKS Diverter Valve Check | 3L/SNF Diverter Valve C | B | 0190E005 | 2021-03-19 | 2010-12-27 | PHILAGANAN
0190-010-485 | 45377 | 0190-MLK-PRO-TPC-3RLDIV01 | PM03 | 307 | 26WKS Diverter Valve Check | 3L/SNF Diverter Valve C | B | 0190E005 | 2021-03-19 | 2010-12-27 | PHILAGANAN
0190-010-484 | 45377 | 0190-WST-PRO-SNF-STRVLV01 | PM03 | 307 | 26WKS Diverter Valve Check | SNF Tipping Starvalve | A | 0190E006 | 2015-04-02 | 2010-12-27 | PHJACOLPA
0190-010-483 | 45377 | 0190-MLK-PRO-TPB-3LSNDV01 | PM03 | 307 | 26WKS Diverter Valve Check | 3L/SNF Diverter Valve B | B | 0190E005 | 2021-03-19 | 2010-12-27 | PHILAGANAN
0190-010-482 | 56267 | 0190-MLK-PRO-WPC-SNFPMP01 | PM03 | 305 | 52WKS Pump Overhauling | SNF C Scanima Outlet Pump | B | 0190E005 | 2021-03-19 | 2010-12-27 | PHILAGANAN
0190-010-482 | 56267 | 0190-MLK-PRO-WPC-SNFPMP02 | PM03 | 305 | 52WKS Pump Overhauling | SNF C STD Tank Outlet Pump | B | 0190E005 | 2021-03-19 | 2010-12-27 | PHILAGANAN
0190-010-481 | 404713 | 0190-MLK-PRO-WPC-PHEPMP03 | PM03 | 305 | 52WKS Pump Overhauling | Milk PHE C Recirculation pump | B | 0190E005 | 2020-09-18 | 2010-12-27 | PHBASALEN
0190-010-480 | 56267 | 0190-MLK-PRO-WPC-3CNPMP01 | PM03 | 305 | 52WKS Pump Overhauling | 3rd Line C Condensate Pump | B | 0190E005 | 2021-03-19 | 2010-12-27 | PHILAGANAN
0190-010-480 | 56267 | 0190-MLK-PRO-WPC-3L2HOM01 | PM03 | 305 | 52WKS Pump Overhauling | 3rd Line C FC Outlet Pump | B | 0190E005 | 2021-03-19 | 2010-12-27 | PHILAGANAN
0190-010-480 | 56267 | 0190-MLK-PRO-WPC-3LOPMP03 | PM03 | 305 | 52WKS Pump Overhauling | 3rd Line C STD Tank Outlet Pump | B | 0190E005 | 2021-03-19 | 2010-12-27 | PHILAGANAN
0190-010-48 | 406911 | 0190-MLK-PRO-CAS-COMMON | PM03 | 307 | Daily Monitoring of Air Compressors | Milks Air Compressor System Common | C | 0190E006 | 2015-03-16 | 2013-09-17 | PHJACOLPA
0190-010-479 | 56267 | 0190-MLK-PRO-OHF-OILTNK04 | PM03 | 305 | 1YR Pump Overhauling | OH Tank No 4 Blend A | B | 0190E005 | 2013-06-13 | 2010-12-27 | PHJACOLPA
0190-010-479 | 56267 | 0190-MLK-PRO-OHF-OILTNK05 | PM03 | 305 | 1YR Pump Overhauling | OH Tank No 5 Soya Oil Day Tank | B | 0190E005 | 2013-06-13 | 2010-12-27 | PHJACOLPA
0190-010-479 | 56267 | 0190-MLK-PRO-OHF-OILTNK06 | PM03 | 305 | 1YR Pump Overhauling | OH Tank No 6 Coconut Oil | C | 0190E005 | 2013-06-13 | 2010-12-27 | PHJACOLPA
0190-010-478 | 56267 | 0190-MLK-PRO-OHF-OILTNK01 | PM03 | 305 | 1YR Pump Overhauling | OH Tank No 1 Palmolein Oil | B | 0190E005 | 2013-06-13 | 2010-12-27 | PHJACOLPA
0190-010-478 | 56267 | 0190-MLK-PRO-OHF-OILTNK02 | PM03 | 305 | 1YR Pump Overhauling | OH Tank No 2 Butter Oil Corn Oil | C | 0190E005 | 2013-06-13 | 2010-12-27 | PHJACOLPA
0190-010-478 | 56267 | 0190-MLK-PRO-OHF-OILTNK03 | PM03 | 305 | 1YR Pump Overhauling | OH Tank No 3 Palmolein Oil | B | 0190E005 | 2013-06-13 | 2010-12-27 | PHJACOLPA
0190-010-477 | 56267 | 0190-MLK-PRO-OHF-ILDPMP01 | PM03 | 305 | 1YR Pump Overhauling | OH In Line Dosing Pump Line B | B | 0190E005 | 2013-06-13 | 2011-05-01 | PHJACOLPA
0190-010-477 | 56267 | 0190-MLK-PRO-OHF-ILDPMP02 | PM03 | 305 | 1YR Pump Overhauling | OH In Line Dosing Pump Line C | B | 0190E005 | 2013-06-13 | 2010-12-27 | PHJACOLPA
0190-010-477 | 56267 | 0190-MLK-PRO-OHF-LECPMP02 | PM03 | 305 | 1YR Pump Overhauling | OH Lecithin Pump No 2 Lecit Tank Egron | B | 0190E005 | 2013-06-13 | 2010-12-27 | PHJACOLPA
0190-010-476 | 56267 | 0190-MLK-PRO-OHF-HOTPHE02 | PM03 | 305 | 1YR Pump Overhauling | Buffer Hot Water PHE Line C | C | 0190E005 | 2013-06-13 | 2010-12-27 | PHJACOLPA
0190-010-476 | 56267 | 0190-MLK-PRO-OHF-HOTTNK01 | PM03 | 305 | 1YR Pump Overhauling | OH Hot Water Tank A Oil Line Heater | B | 0190E005 | 2013-06-13 | 2010-12-27 | PHJACOLPA
0190-010-476 | 56267 | 0190-MLK-PRO-OHF-HOTTNK02 | PM03 | 305 | 1YR Pump Overhauling | OH Hot Water Tank B SNF Buffer Tank B | B | 0190E005 | 2013-06-13 | 2010-12-27 | PHJACOLPA
0190-010-476 | 56267 | 0190-MLK-PRO-OHF-HOTTNK03 | PM03 | 305 | 1YR Pump Overhauling | OH Hot Water Tank C SNF Buffer Tank C | B | 0190E005 | 2013-06-13 | 2010-12-27 | PHJACOLPA
0190-010-475 | 56267 | 0190-MLK-PRO-OHF-BATPMP02 | PM03 | 305 | 1YR Pump Overhauling | OH Batch Type Dosing Pump Line C | B | 0190E005 | 2013-06-13 | 2010-12-27 | PHJACOLPA
0190-010-475 | 56267 | 0190-MLK-PRO-OHF-GLUPMP01 | PM03 | 305 | 1YR Pump Overhauling | Glucose Hotwater Jacket Supply Pump | C | 0190E005 | 2013-06-13 | 2010-12-27 | PHJACOLPA
0190-010-474 | 56267 | 0190-MLK-PRO-NDC-TRUPMP02 | PM03 | 305 | 52WKS Pump Overhauling | NDC Glucose Heatng Vat Discharge Pump C | A | 0190E005 | 2021-03-12 | 2010-12-27 | PHBASALEN
0190-010-473 | 404715 | 0190-MLK-PRO-NDC-RCVPMP02 | PM03 | 307 | 52WKS Pump Overhauling | NDC Glucose Receiving Pump C | A | 0190E005 | 2021-03-19 | 2010-12-27 | PHILAGANAN
0190-010-472 | 404716 | 0190-MLK-PRO-NDC-GLUPMP02 | PM03 | 305 | 52WKS Pump Overhauling | NDC Glucose Storage Tank Transfer Pump B | A | 0190E005 | 2021-03-19 | 2010-12-27 | PHILAGANAN
0190-010-471 | 56267 | 0190-MLK-PRO-WPC-VACPMP01 | PM03 | 305 | 52WKS Pump Overhauling | SNF Scanima C Vacuum Pump | X | 0190E005 | 2020-09-18 | 2010-12-27 | PHBASALEN
0190-010-470 | 56267 | 0190-MLK-PRO-WPB-SNFPMP01 | PM03 | 305 | 52WKS Pump Overhauling | SNF B Scanima Outlet Pump | B | 0190E005 | 2020-09-18 | 2010-12-27 | PHBASALEN
0190-010-470 | 56267 | 0190-MLK-PRO-WPB-SNFPMP02 | PM03 | 305 | 52WKS Pump Overhauling | SNF B STD Tank Outlet Pump | B | 0190E005 | 2020-09-18 | 2010-12-27 | PHBASALEN
0190-010-47 | 52565 | 0190-MLK-PRO-WPB-SCAMXR01 | PM03 | 307 | 18WK Pneu Actuator&Sol Valve Check (V10) | SNF B Scanima Mixer Tank | A | 0190E006 | 2017-02-18 | 2013-09-16 | PHBASALEN
0190-010-47 | 52565 | 0190-MLK-PRO-WPC-SCAMXR01 | PM03 | 307 | 18WK Pneu Actuator&Sol Valve Check (V10) | SNF C Scanima Mixer | B | 0190E006 | 2017-02-18 | 2013-09-16 | PHBASALEN
0190-010-469 | 56267 | 0190-MLK-PRO-WPB-3CNPMP01 | PM03 | 305 | 52WKS Pump Overhauling | 3rd Line B Condensate Pump | B | 0190E005 | 2021-03-19 | 2010-12-27 | PHILAGANAN
0190-010-469 | 56267 | 0190-MLK-PRO-WPB-3L2HOM01 | PM03 | 305 | 52WKS Pump Overhauling | 3rd Line B FC outlet pump to Homo | B | 0190E005 | 2021-03-19 | 2010-12-27 | PHILAGANAN
0190-010-469 | 56267 | 0190-MLK-PRO-WPB-3LOPMP01 | PM03 | 305 | 52WKS Pump Overhauling | 3rd Line B STD Tank Outlet Pump | B | 0190E005 | 2021-03-19 | 2010-12-27 | PHILAGANAN
0190-010-468 | 56267 | 0190-MLK-PRO-OHF-RCVPMP01 | PM03 | 305 | 1YR Pump Overhauling | OH Receiving Pump No 1 | B | 0190E005 | 2013-06-13 | 2010-12-27 | PHJACOLPA
0190-010-468 | 56267 | 0190-MLK-PRO-OHF-RCVPMP02 | PM03 | 305 | 1YR Pump Overhauling | OH Receiving Pump No 2 | B | 0190E005 | 2013-06-13 | 2010-12-27 | PHJACOLPA
0190-010-467 | 56267 | 0190-MLK-PRO-OHF-LECPMP01 | PM03 | 305 | 1YR Pump Overhauling | OH Lecithin Pump No 1 To Tank 7&8 | B | 0190E005 | 2013-06-13 | 2010-12-27 | PHJACOLPA
0190-010-467 | 56267 | 0190-MLK-PRO-OHF-OILTNK07 | PM03 | 305 | 1YR Pump Overhauling | OH Tank No 7 Vitamin Mixing Tank | C | 0190E005 | 2013-06-13 | 2010-12-27 | PHJACOLPA
0190-010-467 | 56267 | 0190-MLK-PRO-OHF-OILTNK08 | PM03 | 305 | 1YR Pump Overhauling | OH Tank No 8 Vitamin Mixing Tank | C | 0190E005 | 2013-06-13 | 2010-12-27 | PHJACOLPA
0190-010-466 | 56267 | 0190-MLK-PRO-OHF-HOTPHE01 | PM03 | 305 | 1YR Pump Overhauling | Buffer Hot Water PHE Line B | C | 0190E005 | 2013-06-13 | 2010-12-27 | PHJACOLPA
0190-010-466 | 56267 | 0190-MLK-PRO-OHF-HTRPMP21 | PM03 | 305 | 1YR Pump Overhauling | OH Hot Water Line Heater Pump 21 | B | 0190E005 | 2013-06-13 | 2010-12-27 | PHJACOLPA
0190-010-465 | 56267 | 0190-MLK-PRO-OHF-AMFPMP01 | PM03 | 305 | 1YR Pump Overhauling | AMF Transfer Pump | A | 0190E005 | 2013-06-13 | 2010-12-27 | PHJACOLPA
0190-010-465 | 56267 | 0190-MLK-PRO-OHF-BATPMP01 | PM03 | 305 | 1YR Pump Overhauling | OH Batch Type Dosing Pump Line B | B | 0190E005 | 2013-06-13 | 2010-12-27 | PHJACOLPA
0190-010-464 | 56267 | 0190-MLK-PRO-CIP-GAFPMP01 | PM03 | 305 | 1YR Pump Overhauling | CIP Feed Pump Group A | B | 0190E005 | 2013-06-13 | 2010-12-27 | PHJACOLPA
0190-010-464 | 56267 | 0190-MLK-PRO-CIP-GBFPMP01 | PM03 | 305 | 1YR Pump Overhauling | CIP Feed Pump Group B | B | 0190E005 | 2013-06-13 | 2010-12-27 | PHJACOLPA
0190-010-463 | 56267 | 0190-MLK-PRO-CIP-GEFPMP01 | PM03 | 305 | 1YR Pump Overhauling | CIP Feed Pump Group E | B | 0190E005 | 2013-06-13 | 2010-12-27 | PHJACOLPA
0190-010-463 | 56267 | 0190-MLK-PRO-CIP-GEFPMP01 | PM03 | 305 | 1YR Pump Overhauling | CIP Feed Pump Group E | B | 0190E005 | 2013-06-13 | 2010-12-27 | PHJACOLPA
0190-010-462 | 56267 | 0190-MLK-PRO-CIP-GCFPMP01 | PM03 | 305 | 1YR Pump Overhauling | CIP Feed Pump Group C | B | 0190E005 | 2013-06-13 | 2010-12-27 | PHJACOLPA
0190-010-462 | 56267 | 0190-MLK-PRO-CIP-GDFPMP01 | PM03 | 305 | 1YR Pump Overhauling | CIP Feed Pump Group D | B | 0190E005 | 2013-06-13 | 2011-04-09 | PHJACOLPA
0190-010-461 | 56267 | 0190-MLK-PRO-CIP-ACIPMP01 | PM03 | 305 | 1YR Pump Overhauling | CIP Acid Tank Recirc Pump | A | 0190E005 | 2013-06-13 | 2010-12-27 | PHJACOLPA
0190-010-461 | 56267 | 0190-MLK-PRO-CIP-LYEPMP01 | PM03 | 305 | 1YR Pump Overhauling | CIP Lye Tank Recirc Pump | A | 0190E005 | 2013-06-13 | 2010-12-27 | PHJACOLPA
0190-010-461 | 56267 | 0190-MLK-PRO-CIP-LYEPMP02 | PM03 | 305 | 1YR Pump Overhauling | CIP Lye Dissolving Tank Recirc Pump | A | 0190E005 | 2013-06-13 | 2010-12-27 | PHJACOLPA
0190-010-460 | 404718 | 0190-MLK-PRO-DSB-3LXPMP01 | PM03 | 305 | 26WKS Pump Overhauling | 3rd Line B Transfer Pump | A | 0190E005 | 2017-02-23 | 2010-12-27 | PHBASALEN
0190-010-46 | 406452 | 0190-MLK-PRO-EGB-SAFPNL01 | PM03 | 305 | 1YR Shower Valve Replacement | Egron B Safety System Control Panel | A | 0190E005 | 2015-04-02 | 2013-09-12 | PHJACOLPA
0190-010-46 | 406452 | 0190-MLK-PRO-EGC-SAFPNL01 | PM03 | 305 | 1YR Shower Valve Replacement | Egron C Safety System Control Panel | A | 0190E005 | 2015-04-02 | 2013-09-12 | PHJACOLPA
0190-010-459 | 31435 | 0190-WST-PRO-TPC-STRVLV01 | PM03 | 305 | 1YR bearing replacement S/V | MSK Tipping C starvalve | A | 0190E005 | 2015-04-02 | 2010-12-24 | PHJACOLPA
0190-010-458 | 31435 | 0190-WST-PRO-TPB-STRVLV01 | PM03 | 305 | 52WKS bearing replacement S/V | MSK Tipping B starvalve | A | 0190E005 | 2015-04-02 | 2010-12-24 | PHJACOLPA
0190-010-457 | 404703 | 0190-MLK-PRO-EGC-MULSVA02 | PM03 | 305 | 104WKS bearing replacement S/V | Egron C Multiclone Star Valve 2 | A | 0190E005 | 2018-01-19 | 2010-12-24 | PHBASALEN
0190-010-456 | 31435 | 0190-MLK-PRO-EGC-MSKSTV02 | PM03 | 305 | 104WKS bearing replacement S/V | Egron C MSK Dosing Starvalve 2 | A | 0190E005 | 2019-04-16 | 2010-12-24 | PHBASALEN
0190-010-455 | 31435 | 0190-MLK-PRO-EGB-MSKSTV02 | PM03 | 305 | 52WKS bearing replacement S/V | Egron B MSK Dosing Starvalve 2 | A | 0190E005 | 2018-01-19 | 2010-12-24 | PHBASALEN
0190-010-454 | 404703 | 0190-MLK-PRO-EGB-MULSVA02 | PM03 | 305 | 104WKS bearing replacement S/V | Egron B Multiclone Star Valve 2 | A | 0190E005 | 2018-01-19 | 2010-12-24 | PHBASALEN
0190-010-453 | 404703 | 0190-MLK-PRO-EGB-MULSVA01 | PM03 | 305 | 104WKS bearing replacement S/V | Egron B Multiclone Star Valve 1 | A | 0190E005 | 2020-08-18 | 2010-12-24 | PHBASALEN
0190-010-452 | 29630 | 0190-MLK-PRO-EGC-VACPMP01 | PM03 | 303 | 6M Change Oil/Filter Nucon Vacuum C | Nucon Vacuum Pump C1 | A | 0190E005 | 2021-04-27 | 2010-11-25 | PHBASALEN
0190-010-451 | 29630 | 0190-MLK-PRO-EGB-VACPMP02 | PM03 | 303 | 6M Change Oil/Filter Nucon Vacuum Com | Nucon Vacuum Pump B2 | A | 0190E005 | 2021-04-27 | 2010-11-25 | PHBASALEN
0190-010-450 | 60166 | 0190-MLK-PRO-EGC-DRPCHT01 | PM03 | 307 | 2MON Pneu Actuator& Solenoid Valve Check | Egron C Drop Chute | B | 0190E006 | 2014-04-14 | 2012-02-20 | PHJACOLPA
0190-010-450 | 60166 | 0190-MLK-PRO-EGC-VIBCVY01 | PM03 | 307 | 2MON Pneu Actuator& Solenoid Valve Check | Egron C Fines VibroTube Conveyor | B | 0190E006 | 2014-04-14 | 2011-10-25 | PHJACOLPA
0190-010-450 | 60166 | 0190-MLK-PRO-TPC-3LSNDP01 | PM03 | 307 | 2MON Pneu Actuator& Solenoid Valve Check | 3L/SNF Tipping C Dense Phase | B | 0190E006 | 2014-04-14 | 2011-10-25 | PHJACOLPA
0190-010-45 | 406121 | 0190-MLK-PRO-WPC-3LHPMP02-CYLNDRASSY | PM03 | 305 | 104WKS HOMO/HPP Block Overhauling | 3L-C HPP Cylinder Assy | B | 0190E005 | 2021-03-19 | 2013-09-10 | PHILAGANAN
0190-010-45 | 406121 | 0190-MLK-PRO-WPC-3LHPMP03-CYLNDRASSY | PM03 | 307 | 104WKS HOMO/HPP Block Overhauling | 3L-C HOMO Cylinder Assy | B | 0190E005 | 2021-03-19 | 2013-09-10 | PHILAGANAN
0190-010-45 | 406121 | 0190-MLK-PRO-WPC-SHPPMP01-CYLNDRASSY | PM03 | 305 | 104WKS HOMO/HPP Block Overhauling | SNF-C HPP Homo Cylinder Assy | B | 0190E005 | 2021-03-19 | 2013-09-10 | PHILAGANAN
0190-010-45 | 406121 | 0190-MLK-PRO-WPC-SNFHOM01-CYLNDRASSY | PM03 | 307 | 104WKS HOMO/HPP Block Overhauling | SNF-C HOMO Cylinder Assy | B | 0190E005 | 2021-03-19 | 2013-09-10 | PHILAGANAN
0190-010-449 | 60166 | 0190-MLK-PRO-EGB-DRPCHT01 | PM03 | 307 | 2MON Pneu Actuator& Solenoid Valve Check | Egron B Drop Chute | B | 0190E006 | 2013-06-13 | 2012-02-18 | PHJACOLPA
0190-010-449 | 60166 | 0190-MLK-PRO-EGB-VIBCVY01 | PM03 | 307 | 2MON Pneu Actuator& Solenoid Valve Check | Egron B AD/AC Fines VibroTube Conveyor | B | 0190E006 | 2013-06-13 | 2012-02-18 | PHJACOLPA
0190-010-449 | 60166 | 0190-MLK-PRO-TPB-3LSNDP01 | PM03 | 307 | 2MON Pneu Actuator& Solenoid Valve Check | 3L/SNF Tipping B Dense Phase | B | 0190E006 | 2013-06-13 | 2011-10-25 | PHJACOLPA
0190-010-448 | 68778 | 0190-MLK-PRO-EGC-ACOBED01 | PM03 | 307 | 8WKS Shower Valve/Nozzle Cleaning C | Egron C After Cooler Bed | A | 0190E020 | 2020-09-18 | 2010-11-05 | PHBASALEN
0190-010-448 | 68778 | 0190-MLK-PRO-EGC-ADRBED01 | PM03 | 307 | 8WKS Shower Valve/Nozzle Cleaning C | Egron C After Dryer Bed | B | 0190E020 | 2020-09-18 | 2012-09-28 | PHBASALEN
0190-010-448 | 68778 | 0190-MLK-PRO-EGC-EGRTWR01 | PM03 | 307 | 8WKS Shower Valve/Nozzle Cleaning C | Egron C Tower | A | 0190E020 | 2020-09-18 | 2012-09-28 | PHBASALEN
0190-010-447 | 404734 | 0190-MLK-PRO-EGC-MSKSTV01 | PM03 | 307 | 4WKS Air Knocker Functionality Check C | Egron C MSK Dosing Starvalve 1 | A | 0190E006 | 2017-11-02 | 2010-11-05 | PHBASALEN
0190-010-447 | 404734 | 0190-MLK-PRO-EGC-MSKSTV02 | PM03 | 307 | 4WKS Air Knocker Functionality Check C | Egron C MSK Dosing Starvalve 2 | A | 0190E006 | 2017-11-02 | 2011-06-11 | PHBASALEN
0190-010-447 | 404734 | 0190-MLK-PRO-SMC-SURHOP01 | PM03 | 307 | 4WKS Air Knocker Functionality Check C | Egron Malto Dosing C Surge Hopper | B | 0190E006 | 2017-11-02 | 2011-06-11 | PHBASALEN
0190-010-446 | 52070 | 0190-MLK-PRO-EGC-MULSEP01 | PM03 | 307 | 4WKS KD Functionality Check C | Egron C Powder Separator 1 Multiclone 1 | B | 0190E006 | 2017-02-02 | 2010-11-05 | PHBASALEN
0190-010-446 | 52070 | 0190-MLK-PRO-EGC-MULSEP02 | PM03 | 307 | 4WKS KD Functionality Check C | Egron C Powder Separator 2 Multiclone 2 | B | 0190E006 | 2017-02-02 | 2011-06-11 | PHBASALEN
0190-010-445 | 68778 | 0190-MLK-PRO-EGB-ACOBED01 | PM03 | 307 | 8WKS Shower Valve/Nozzle Cleaning B | Egron B After Cooler Bed | A | 0190E020 | 2018-03-13 | 2010-11-05 | PHBASALEN
0190-010-445 | 68778 | 0190-MLK-PRO-EGB-ADRBED01 | PM03 | 307 | 8WKS Shower Valve/Nozzle Cleaning B | Egron B After Dryer Bed | A | 0190E020 | 2018-03-13 | 2012-09-27 | PHBASALEN
0190-010-445 | 68778 | 0190-MLK-PRO-EGB-EGRTWR01 | PM03 | 307 | 8WKS Shower Valve/Nozzle Cleaning B | Egron B Tower | A | 0190E020 | 2018-03-13 | 2012-09-27 | PHBASALEN
0190-010-444 | 404734 | 0190-MLK-PRO-EGB-MSKSTV01 | PM03 | 307 | 4WKS Air Knocker Functionality Check B | Egron B MSK Dosing Starvalve 1 | A | 0190E006 | 2017-11-02 | 2012-04-09 | PHBASALEN
0190-010-444 | 404734 | 0190-MLK-PRO-EGB-MSKSTV02 | PM03 | 307 | 4WKS Air Knocker Functionality Check B | Egron B MSK Dosing Starvalve 2 | A | 0190E006 | 2017-11-02 | 2011-06-11 | PHBASALEN
0190-010-444 | 404734 | 0190-MLK-PRO-SMB-SURHOP01 | PM03 | 307 | 4WKS Air Knocker Functionality Check B | Egron Malto Dosing B Surge Hopper | B | 0190E006 | 2017-11-02 | 2011-06-11 | PHBASALEN
0190-010-443 | 52046 | 0190-MLK-PRO-DSB-SCWCVY01 | PM03 | 307 | 1WK Screw Feeder Cleaning B | Diss Silo B1 Homo/Screwfeeder Assy | B | 0190E020 | 2012-07-19 | 2010-11-05 | PHJACOLPA
0190-010-442 | 52369 | 0190-MLK-PRO-EGC-VACHPR01 | PM03 | 302 | 1MON Vacuum Hopper Filter Cleaning C | Nucon Vacuum Hopper Egron C | B | 0190E020 | 2015-03-09 | 2010-11-05 | PHJACOLPA
0190-010-441 | 52369 | 0190-MLK-PRO-EGB-VACHPR01 | PM03 | 302 | 1MON Vacuum Hopper Filter Cleaning B | Nucon Vacuum Hopper Egron B | A | 0190E020 | 2015-03-09 | 2010-11-05 | PHJACOLPA
0190-010-440 | 36405 | 0190-MLK-PRO-EGB-MULSEP02 | PM03 | 301 | 52WKS Temp Trans Cal (1B3-TT-10.21/01) | Egron B Powder Separator 2 Multiclone | B | 0190E006 | 2019-07-01 | 2013-05-10 | PHBASALEN
0190-010-440 | 36405 | 0190-MLK-PRO-EGB-MULSEP02 | PM03 | 301 | 52WKS Temp Trans Cal (1B3-TT-10.21/02) | Egron B Powder Separator 2 Multiclone | B | 0190E006 | 2019-07-01 | 2013-05-10 | PHBASALEN
0190-010-440 | 36405 | 0190-MLK-PRO-EGB-MULSEP02 | PM03 | 301 | 52WKS Temp Trans Cal (1B3-TT-10.19) | Egron B Powder Separator 2 Multiclone | B | 0190E006 | 2019-07-01 | 2013-05-10 | PHBASALEN
0190-010-44 | 406121 | 0190-MLK-PRO-WPB-3LHPMP01 | PM03 | 307 | 4WKS Lube Oil Pressure Verification | 3rd Line B Homogenizer | A | 0190E005 | 2017-02-11 | 2013-09-10 | PHBASALEN
0190-010-44 | 406121 | 0190-MLK-PRO-WPB-3LHPMP02 | PM03 | 307 | 4WKS Lube Oil Pressure Verification | 3rd Line B High Pressure Pump | A | 0190E005 | 2017-02-11 | 2013-09-10 | PHBASALEN
0190-010-44 | 406121 | 0190-MLK-PRO-WPB-SHPPMP01 | PM03 | 307 | 4WKS Lube Oil Pressure Verification | SNF B High Pressure Pump | A | 0190E005 | 2017-02-11 | 2013-09-10 | PHBASALEN
0190-010-44 | 406121 | 0190-MLK-PRO-WPB-SNFHOM01 | PM03 | 307 | 4WKS Lube Oil Pressure Verification | SNF B Homogenizer | B | 0190E005 | 2017-02-11 | 2013-09-10 | PHBASALEN
0190-010-439 | 52347 | 0190-MLK-PRO-EGC-LECPMP01 | PM03 | 307 | 16WKS Cleaning of filter of Lecithin C | Egron C Lecithin Pump 1 | A | 0190E005 | 2019-01-03 | 2010-11-03 | PHBASALEN
0190-010-438 | 52347 | 0190-MLK-PRO-EGB-LECPMP01 | PM03 | 307 | 16WKS Cleaning of filter of Lecithin B | Egron B Lecithin Pump No. 1 | A | 0190E005 | 2019-01-03 | 2010-11-03 | PHBASALEN
0190-010-437 | 52274 | 0190-MLK-PRO-WPC-PLCPNL01 | PM03 | 307 | 13WKS PLC based Control System Check-up | PLC Control Panel Process C | A | 0190E006 | 2017-02-18 | 2010-10-30 | PHBASALEN
0190-010-436 | 52274 | 0190-MLK-PRO-TPC-PLCPNL02 | PM03 | 307 | 13WKS PLC based Control System Check-up | MCC Panel Wet Tipping | B | 0190E006 | 2017-02-18 | 2010-10-30 | PHBASALEN
0190-010-435 | 52274 | 0190-MLK-PRO-TPC-PLCPNL01 | PM03 | 307 | 13WKS PLC based Control System Check-up | 3L/SNF PLC Control Panel Tipping C | B | 0190E006 | 2017-02-18 | 2010-10-30 | PHBASALEN
0190-010-434 | 52274 | 0190-MLK-PRO-TPB-PLCPNL01 | PM03 | 307 | 13WKS PLC based Control System Check-up | 3L/SNF PLC Control Panel Tipping B | B | 0190E006 | 2017-02-18 | 2010-10-30 | PHBASALEN
0190-010-433 | 52274 | 0190-MLK-PRO-TPB-PLCPNL01 | PM03 | 307 | 3MON PLC based Control System Check-up | 3L/SNF PLC Control Panel Tipping B | B | 0190E006 | 2013-05-03 | 2010-10-30 | PHJACOLPA
0190-010-432 | 52274 | 0190-MLK-PRO-OHF-PLCPNL01 | PM03 | 307 | 13WKS PLC based Control System Check-up | PLC Control Panel Oil Handling Facility | A | 0190E006 | 2017-02-18 | 2010-10-30 | PHBASALEN
0190-010-431 | 52274 | 0190-MLK-PRO-EGC-PLCPNL02 | PM03 | 307 | 13WKS PLC based Control System Check-up | PLC Control Panel Nucon Direct Filling C | A | 0190E006 | 2017-02-18 | 2010-10-30 | PHBASALEN
0190-010-431 | 52274 | 0190-MLK-PRO-SMC-PLCPNL01 | PM03 | 307 | 13WKS PLC based Control System Check-up | Egron Malto Dosing C PLC Panel | A | 0190E006 | 2017-02-18 | 2011-08-02 | PHBASALEN
0190-010-430 | 52274 | 0190-MLK-PRO-EGC-ETRPLC01 | PM03 | 307 | 13WKS PLC based Control System Check-up | Egron C ETR PLC Panel | A | 0190E006 | 2017-02-18 | 2011-08-02 | PHBASALEN
0190-010-430 | 52274 | 0190-MLK-PRO-EGC-PLCPNL01 | PM03 | 307 | 13WKS PLC based Control System Check-up | PLC Control Panel Spray Drying C | A | 0190E006 | 2017-02-18 | 2010-10-30 | PHBASALEN
0190-010-43 | 406120 | 0190-MLK-PRO-EGB-FDPSYS01 | PM03 | 307 | 18WKS Check Valve Inspection(Transport) | Fines Dense Phase System B | B | 0190E006 | 2021-03-19 | 2013-09-10 | PHILAGANAN
0190-010-43 | 406120 | 0190-MLK-PRO-EGB-FDPSYS01 | PM03 | 307 | 18WKS Check Valve Inspection(Purging) | Fines Dense Phase System B | B | 0190E006 | 2021-03-19 | 2013-09-10 | PHILAGANAN
0190-010-43 | 406120 | 0190-MLK-PRO-EGC-FDPSYS01 | PM03 | 307 | 18WKS Check Valve Inspection (Purging) | Fines Dense Phase System C | B | 0190E006 | 2021-03-19 | 2013-09-10 | PHILAGANAN
0190-010-43 | 406120 | 0190-MLK-PRO-EGC-FDPSYS01 | PM03 | 307 | 18WKS Check Valve Inspection (Transport) | Fines Dense Phase System C | B | 0190E006 | 2021-03-19 | 2013-09-10 | PHILAGANAN
0190-010-43 | 406120 | 0190-MLK-PRO-TPB-3LSNDP01 | PM03 | 307 | 18WKS Check Valve Inspection(Transport) | 3L/SNF Tipping B Dense Phase | B | 0190E006 | 2021-03-19 | 2014-01-16 | PHILAGANAN
0190-010-43 | 406120 | 0190-MLK-PRO-TPB-3LSNDP01 | PM03 | 307 | 18WKS Check Valve Inspection (Purging) | 3L/SNF Tipping B Dense Phase | B | 0190E006 | 2021-03-19 | 2014-01-16 | PHILAGANAN
0190-010-43 | 406120 | 0190-MLK-PRO-TPC-3LSNDP01 | PM03 | 307 | 18WKS Check Valve Inspection(Transport) | 3L/SNF Tipping C Dense Phase | B | 0190E006 | 2021-03-19 | 2014-01-16 | PHILAGANAN
0190-010-43 | 406120 | 0190-MLK-PRO-TPC-3LSNDP01 | PM03 | 307 | 18WKS Check Valve Inspection (Purging) | 3L/SNF Tipping C Dense Phase | B | 0190E006 | 2021-03-19 | 2014-01-16 | PHILAGANAN
0190-010-429 | 52274 | 0190-MLK-PRO-EGB-PLCPNL01 | PM03 | 307 | 13WKS PLC based Control System Check-up | PLC Control Panel Spray Drying B | A | 0190E006 | 2017-02-18 | 2010-10-30 | PHBASALEN
0190-010-428 | 52274 | 0190-MLK-PRO-CIP-PLCPNL01 | PM03 | 307 | 13WKS PLC based Control System Check-up | PLC Control Panel CIP Central CIP | C | 0190E006 | 2017-02-18 | 2010-10-30 | PHBASALEN
0190-010-427 | 50869 | 0190-MLK-PRO-EGC-MULSEP02 | PM03 | 307 | 26WKS ATEX DMM MODULE CHECK-UP C | Egron C Powder Separator 2 Multiclone 2 | B | 0190E006 | 2020-09-18 | 2010-10-15 | PHBASALEN
0190-010-426 | 50869 | 0190-MLK-PRO-EGC-MULSEP01 | PM03 | 307 | 26WKS ATEX DMM MODULE CHECK-UP C | Egron C Powder Separator 1 Multiclone 1 | B | 0190E006 | 2021-03-19 | 2010-10-15 | PHILAGANAN
0190-010-425 | 50869 | 0190-MLK-PRO-EGC-EGRTWR01 | PM03 | 307 | 26WKS ATEX DMM MODULE CHECK-UP C | Egron C Tower | A | 0190E006 | 2021-03-19 | 2010-10-15 | PHILAGANAN
0190-010-424 | 50869 | 0190-MLK-PRO-EGC-ADRBED01 | PM03 | 307 | 26WKS ATEX DMM MODULE CHECK-UP C | Egron C After Dryer Bed | B | 0190E006 | 2020-06-22 | 2010-10-15 | PHBASALEN
0190-010-423 | 50869 | 0190-MLK-PRO-EGC-ACOBED01 | PM03 | 307 | 26WKS ATEX DMM MODULE CHECK-UP C | Egron C After Cooler Bed | A | 0190E006 | 2020-06-22 | 2010-10-15 | PHBASALEN
0190-010-422 | 50869 | 0190-MLK-PRO-EGB-MULSEP02 | PM03 | 307 | 26WKS ATEX DMM MODULE CHECK-UP B | Egron B Powder Separator 2 Multiclone | B | 0190E006 | 2021-03-19 | 2010-10-15 | PHILAGANAN
0190-010-421 | 50869 | 0190-MLK-PRO-EGB-MULSEP01 | PM03 | 307 | 26WKS ATEX DMM MODULE CHECK-UP B | Egron B Powder Separator 1 Multiclone | B | 0190E006 | 2021-03-19 | 2010-10-15 | PHILAGANAN
0190-010-420 | 50869 | 0190-MLK-PRO-EGB-EGRTWR01 | PM03 | 307 | 26WKS ATEX DMM MODULE CHECK-UP B | Egron B Tower | A | 0190E006 | 2020-06-22 | 2010-10-15 | PHBASALEN
0190-010-42 | 63986 | 0190-MLK-PRO-WPB-PSA3DL01 | PM03 | 301 | 52WK Relief valve Cal (1B2-PRV-07.17/01) | K-Patents Sensor Assembly 3rd Line B | B | 0190E006 | 2019-01-03 | 2013-09-09 | PHBASALEN
0190-010-42 | 63986 | 0190-MLK-PRO-WPB-PSASNF01 | PM03 | 301 | 52WK Relief valve Cal (1B2-PRV-07.17/02) | K-Patents Sensor Assembly SNF | B | 0190E006 | 2019-01-03 | 2013-09-09 | PHBASALEN
0190-010-42 | 63986 | 0190-MLK-PRO-WPC-PSA3DL01 | PM03 | 301 | 52WK Relief valve Cal (1C2-PRV-07.17/01) | K-Patents Sensor Assembly 3rd Line C | B | 0190E006 | 2019-01-03 | 2013-09-09 | PHBASALEN
0190-010-42 | 63986 | 0190-MLK-PRO-WPC-PSASNF01 | PM03 | 301 | 52WK Relief valve Cal (1C2-PRV-07.07/02) | K-Patents Sensor Assembly SNF | B | 0190E006 | 2019-01-03 | 2013-09-09 | PHBASALEN
0190-010-419 | 50869 | 0190-MLK-PRO-EGB-ADRBED01 | PM03 | 307 | 26WKS ATEX DMM MODULE CHECK-UP B | Egron B After Dryer Bed | A | 0190E006 | 2021-03-19 | 2010-10-15 | PHILAGANAN
0190-010-418 | 52046 | 0190-MLK-PRO-EGC-IRODOS01 | PM03 | 307 | 1WK Screw Feeder Cleaning C | Iron Dosing Hopper Homo/Screwfeeder C | A | 0190E020 | 2012-07-19 | 2010-11-05 | PHJACOLPA
0190-010-417 | 52046 | 0190-MLK-PRO-EGC-SCWCVY02 | PM03 | 307 | 1WK Screw Feeder Cleaning C | Egron C MSK Dosing 2 Homo/Screwfeeder | A | 0190E020 | 2012-07-19 | 2010-11-05 | PHJACOLPA
0190-010-416 | 52046 | 0190-MLK-PRO-EGC-SCWCVY01 | PM03 | 307 | 1WK Screw Feeder Cleaning C | Egron C MSK Dosing 1 Homo/Screwfeeder | A | 0190E020 | 2012-07-19 | 2010-11-05 | PHJACOLPA
0190-010-415 | 52046 | 0190-MLK-PRO-EGB-IRODOS01 | PM03 | 307 | 1WK Screw Feeder Cleaning B | Iron Dosing Hopper Homo/Screwfeeder B | A | 0190E020 | 2013-05-03 | 2010-11-05 | PHJACOLPA
0190-010-414 | 52046 | 0190-MLK-PRO-EGB-SCWCVY02 | PM03 | 307 | 1WK Screw Feeder Cleaning B | Egron B MSK Dosing 2 Homo/Screwfeeder | A | 0190E020 | 2012-07-19 | 2010-11-05 | PHJACOLPA
0190-010-413 | 52046 | 0190-MLK-PRO-EGB-SCWCVY01 | PM03 | 307 | 1WK Screw Feeder Cleaning B | Egron B MSK Dosing 1 Homo/Screwfeeder | A | 0190E020 | 2012-07-19 | 2010-11-05 | PHJACOLPA
0190-010-412 | 52046 | 0190-MLK-PRO-DSC-SCWCVY02 | PM03 | 307 | 1WK Screw Feeder Cleaning C | Diss Silo C2 Homo/Screwfeeder Assy | B | 0190E020 | 2012-07-19 | 2010-11-05 | PHJACOLPA
0190-010-411 | 52046 | 0190-MLK-PRO-DSC-SCWCVY01 | PM03 | 307 | 1WK Screw Feeder Cleaning C | Diss Silo C1 Homo/Screwfeeder Assy | B | 0190E020 | 2012-07-19 | 2010-11-05 | PHJACOLPA
0190-010-410 | 52046 | 0190-MLK-PRO-DSB-SCWCVY02 | PM03 | 307 | 1WK Screw Feeder Cleaning B | Diss Silo B2 Homo/Screwfeeder Assy | B | 0190E020 | 2012-07-19 | 2010-11-05 | PHJACOLPA
0190-010-41 | 36409 | 0190-MLK-PRO-WPC-FLSCLR01-1C2 PT 06 13 | PM03 | 301 | 52WKS Press Trans Cal (1C2-PT-06.13) | 3L C FC Press Trans 1C2-PT-06.13 | B | 0190E006 | 2021-03-09 | 2013-09-07 | PHBASALEN
0190-010-409 | 52070 | 0190-MLK-PRO-EGB-MULSEP01 | PM03 | 307 | 4WKS KD Functionality Check B | Egron B Powder Separator 1 Multiclone | B | 0190E006 | 2017-02-06 | 2010-10-11 | PHBASALEN
0190-010-409 | 52070 | 0190-MLK-PRO-EGB-MULSEP02 | PM03 | 307 | 4WKS KD Functionality Check B | Egron B Powder Separator 2 Multiclone | B | 0190E006 | 2017-02-06 | 2011-06-11 | PHBASALEN
0190-010-408 | 51997 | 0190-MLK-PRO-EGC-SAFPNL01 | PM03 | 306 | 52WKS Process Interlock Test C | Egron C Safety System Control Panel | A | 0190E006 | 2021-06-03 | 2010-10-01 | PHILAGANAN
0190-010-407 | 51997 | 0190-MLK-PRO-EGC-SAFPNL01 | PM03 | 306 | 52WKS Controlled Shutdown Test C | Egron C Safety System Control Panel | A | 0190E006 | 2021-06-03 | 2010-10-01 | PHILAGANAN
0190-010-406 | 51997 | 0190-MLK-PRO-EGC-SAFPNL01 | PM03 | 306 | 52WKS Emergency Shutdown Test C | Egron C Safety System Control Panel | A | 0190E006 | 2021-06-03 | 2010-10-01 | PHILAGANAN
0190-010-405 | 51996 | 0190-MLK-PRO-EGC-SAFPNL01 | PM03 | 306 | 13WKS Shower Valve Test C | Egron C Safety System Control Panel | A | 0190E020 | 2021-06-03 | 2010-10-01 | PHILAGANAN
0190-010-404 | 51996 | 0190-MLK-PRO-EGC-SAFPNL01 | PM03 | 306 | 13WKS Safety Flap Test C | Egron C Safety System Control Panel | A | 0190E020 | 2021-06-03 | 2010-10-01 | PHILAGANAN
0190-010-403 | 51996 | 0190-MLK-PRO-EGC-CODSYS01 | PM03 | 306 | 13WKS CO Detection Test C | Egron C CO Safety System ATEX | A | 0190E006 | 2021-06-03 | 2010-10-01 | PHILAGANAN
0190-010-402 | 51995 | 0190-MLK-PRO-EGB-SAFPNL01 | PM03 | 306 | 52WKS Process Interlock Test B | Egron B Safety System Control Panel | A | 0190E006 | 2021-06-03 | 2010-10-01 | PHILAGANAN
0190-010-401 | 51995 | 0190-MLK-PRO-EGB-SAFPNL01 | PM03 | 306 | 52WKS Controlled Shutdown Test B | Egron B Safety System Control Panel | A | 0190E006 | 2021-06-03 | 2010-10-01 | PHILAGANAN
0190-010-400 | 51995 | 0190-MLK-PRO-EGB-SAFPNL01 | PM03 | 306 | 52WKS Egron Safety Test B | Egron B Safety System Control Panel | A | 0190E006 | 2021-06-03 | 2010-10-01 | PHILAGANAN
0190-010-40 | 36405 | 0190-MLK-PRO-WPB-FLSCLR01-1B2 TT 06 11 | PM03 | 301 | 52WKS Temp Trans Cal (1B2-TT-06.11) | 3L FC Temp Trans (1B2-TT-06.11) | B | 0190E006 | 2020-09-18 | 2013-09-07 | PHBASALEN
0190-010-399 | 51994 | 0190-MLK-PRO-EGB-SAFPNL01 | PM03 | 306 | 13WKS Shower Valve Test B | Egron B Safety System Control Panel | A | 0190E020 | 2021-06-03 | 2010-10-01 | PHILAGANAN
0190-010-398 | 51994 | 0190-MLK-PRO-EGB-SAFPNL01 | PM03 | 306 | 13WKS Egron Safety Test B | Egron B Safety System Control Panel | A | 0190E020 | 2021-06-03 | 2010-10-01 | PHILAGANAN
0190-010-397 | 51994 | 0190-MLK-PRO-EGB-CODSYS01 | PM03 | 306 | 13WKS CO Detection Test B | Egron B CO Safety System ATEX | A | 0190E006 | 2021-06-03 | 2010-10-01 | PHILAGANAN
0190-010-396 | 44238 | 0190-WST-PRO-TPC-RTYSEP01 | PM03 | 307 | 1 Month Rotary Sifter check up Tipping C | MSK Tipping C Rotary Sifter | B | 0190E005 | 2015-04-02 | 2010-09-29 | PHJACOLPA
0190-010-395 | 44238 | 0190-WST-PRO-TPB-RTYSEP01 | PM03 | 307 | 1 Month Rotary Sifter check up Tipping B | MSK Tipping B Rotary Sifter | B | 0190E005 | 2015-04-02 | 2010-09-29 | PHJACOLPA
0190-010-394 | 51950 | 0190-MLK-PRO-CAS-COMMON | PM03 | 305 | 104WKS Donaldson Ultrafilter Replacement | Milks Air Compressor System Common | C | 0190E005 | 2020-01-13 | 2010-09-29 | PHBASALEN
0190-010-393 | 34294 | 0190-MLK-PRO-CMC-MCCPNL01 | PM03 | 302 | 26WKS PLC/MCC Panel Thermal Scanning | CTS MSK Tipping C MCC Panel | B | 0190E006 | 2021-03-19 | 2011-07-21 | PHILAGANAN
0190-010-393 | 34294 | 0190-MLK-PRO-CMC-PLCPNL01 | PM03 | 302 | 26WKS PLC/MCC Panel Thermal Scanning | CTS MSK Tipping C PLC Panel | B | 0190E006 | 2021-03-19 | 2011-07-22 | PHILAGANAN
0190-010-393 | 34294 | 0190-MLK-PRO-TMC-MCCPNL01 | PM03 | 302 | 26WKS PLC/MCC Panel Thermal Scanning | CTS Malto Tipping C MCC Panel | B | 0190E006 | 2021-03-19 | 2011-07-21 | PHILAGANAN
0190-010-393 | 34294 | 0190-MLK-PRO-TMC-PLCPNL01 | PM03 | 302 | 26WKS PLC/MCC Panel Thermal Scanning | CTS Malto Tipping C PLC Panel | B | 0190E006 | 2021-03-19 | 2011-07-22 | PHILAGANAN
0190-010-393 | 34294 | 0190-MLK-PRO-TPC-PLCPNL02 | PM03 | 302 | 26WKS PLC/MCC Panel Thermal Scanning | MCC Panel Wet Tipping | B | 0190E006 | 2021-03-19 | 2010-09-28 | PHILAGANAN
0190-010-392 | 34294 | 0190-MLK-PRO-TPC-PLCPNL01 | PM03 | 302 | 2MON PLC/MCC Panel Thermal Scanning | 3L/SNF PLC Control Panel Tipping C | B | 0190E006 | 2013-05-03 | 2010-09-28 | PHJACOLPA
0190-010-391 | 34294 | 0190-MLK-PRO-CMB-MCCPNL01 | PM03 | 302 | 26WKS PLC/MCC Panel Thermal Scanning | CTS MSK Tipping B MCC Panel | B | 0190E006 | 2021-03-19 | 2011-07-21 | PHILAGANAN
0190-010-391 | 34294 | 0190-MLK-PRO-CMB-PLCPNL01 | PM03 | 302 | 26WKS PLC/MCC Panel Thermal Scanning | CTS MSK Tipping B PLC Panel | B | 0190E006 | 2021-03-19 | 2011-07-22 | PHILAGANAN
0190-010-391 | 34294 | 0190-MLK-PRO-CMN-AUXPNL01 | PM03 | 302 | 26WKS PLC/MCC Panel Thermal Scanning | CTS Auxiliary Panel | A | 0190E006 | 2021-03-19 | 2011-07-22 | PHILAGANAN
0190-010-391 | 34294 | 0190-MLK-PRO-CMN-SECPNL01 | PM03 | 302 | 26WKS PLC/MCC Panel Thermal Scanning | CTS Secondary Air Fan Control Panel | B | 0190E006 | 2021-03-19 | 2014-09-30 | PHILAGANAN
0190-010-391 | 34294 | 0190-MLK-PRO-TMB-MCCPNL01 | PM03 | 302 | 26WKS PLC/MCC Panel Thermal Scanning | CTS Malto Tipping B MCC Panel | B | 0190E006 | 2021-03-19 | 2011-07-21 | PHILAGANAN
0190-010-391 | 34294 | 0190-MLK-PRO-TMB-PLCPNL01 | PM03 | 302 | 26WKS PLC/MCC Panel Thermal Scanning | CTS Malto Tipping B PLC Panel | B | 0190E006 | 2021-03-19 | 2011-07-22 | PHILAGANAN
0190-010-391 | 34294 | 0190-MLK-PRO-TPB-PLCPNL01 | PM03 | 302 | 26WKS PLC/MCC Panel Thermal Scanning | 3L/SNF PLC Control Panel Tipping B | B | 0190E006 | 2021-03-19 | 2010-09-28 | PHILAGANAN
0190-010-390 | 34294 | 0190-MLK-PRO-TPB-PLCPNL01 | PM03 | 302 | 2MON PLC/MCC Panel Thermal Scanning | 3L/SNF PLC Control Panel Tipping B | B | 0190E006 | 2013-05-03 | 2010-09-28 | PHJACOLPA
0190-010-39 | 405837 | 0190-MLK-PRO-CMC-BANCVY01 | PM03 | 303 | 13WKS Flange Bearing Lubric'n(1st Stage) | CTS MSK Tipping C Band Conveyor | B | 0190E005 | 2020-09-18 | 2013-08-22 | PHBASALEN
0190-010-39 | 405837 | 0190-MLK-PRO-CMC-BANCVY01 | PM03 | 303 | 13WKS Flange Bearing Lubric'n(2nd Stage) | CTS MSK Tipping C Band Conveyor | B | 0190E005 | 2020-09-18 | 2013-08-22 | PHBASALEN
0190-010-39 | 405837 | 0190-MLK-PRO-TMC-BANCVY01 | PM03 | 303 | 13WKS Flange Bearing Lubric'n(1st Stage) | CTS Malto Tipping C Band Conveyor | B | 0190E005 | 2020-09-18 | 2013-08-22 | PHBASALEN
0190-010-39 | 405837 | 0190-MLK-PRO-TMC-BANCVY01 | PM03 | 303 | 13WKS Flange Bearing Lubric'n(2nd Stage) | CTS Malto Tipping C Band Conveyor | B | 0190E005 | 2020-09-18 | 2013-08-22 | PHBASALEN
0190-010-389 | 34294 | 0190-WST-PRO-SNF-TIPPNL01 | PM03 | 302 | 26WKS PLC/MCC Panel Thermal Scanning | Panel Board SNF Tipping Line B/C | B | 0190E006 | 2015-04-02 | 2010-09-28 | PHJACOLPA
0190-010-388 | 34294 | 0190-MLK-PRO-OHF-PLCPNL01 | PM03 | 302 | 26WKS PLC/MCC Panel Thermal Scanning | PLC Control Panel Oil Handling Facility | A | 0190E006 | 2021-03-19 | 2010-09-28 | PHILAGANAN
0190-010-387 | 34294 | 0190-MLK-PRO-OHF-MCCPNL01 | PM03 | 302 | 26WKS PLC/MCC Panel Thermal Scanning | MCC Panel Oil Handling | A | 0190E006 | 2021-03-19 | 2010-09-28 | PHILAGANAN
0190-010-386 | 34294 | 0190-MLK-PRO-NDC-COMMON01 | PM03 | 302 | 26WKS PLC/MCC Panel Thermal Scanning | NDC Common Facilities | C | 0190E006 | 2020-09-18 | 2010-09-28 | PHBASALEN
0190-010-385 | 34294 | 0190-MLK-PRO-CIP-PLCPNL01 | PM03 | 302 | 26WKS PLC/MCC Panel Thermal Scanning | PLC Control Panel CIP Central CIP | C | 0190E006 | 2021-03-19 | 2010-09-28 | PHILAGANAN
0190-010-384 | 34294 | 0190-MLK-PRO-CMN-TIPCMN03 | PM03 | 302 | 2MON PLC/MCC Panel Thermal Scanning | Milks 3L/SNF Tipping Facilities | C | 0190E006 | 2012-04-19 | 2010-09-28 | PHJACOLPA
0190-010-383 | 34294 | 0190-WST-PRO-CMN-TIPCMN02 | PM03 | 302 | 3MON PLC/MCC Panel Thermal Scanning | Milks SNF Tipping Common | C | 0190E006 | 2012-04-19 | 2010-09-28 | PHJACOLPA
0190-010-382 | 34294 | 0190-MLK-PRO-WPC-PLCPNL01 | PM03 | 302 | 26WKS PLC/MCC Panel Thermal Scanning | PLC Control Panel Process C | A | 0190E006 | 2021-03-19 | 2010-09-28 | PHILAGANAN
0190-010-381 | 34294 | 0190-MLK-PRO-EGC-MCCPNL03 | PM03 | 302 | 26WKS PLC/MCC Panel Thermal Scanning | MCC Panel Scanima C | A | 0190E006 | 2021-03-19 | 2014-05-20 | PHILAGANAN
0190-010-381 | 34294 | 0190-MLK-PRO-WPC-MCCPNL04 | PM03 | 302 | 26WKS PLC/MCC Panel Thermal Scanning | MCC Panel Scanima C | A | 0190E006 | 2021-03-19 | 2010-09-28 | PHILAGANAN
0190-010-380 | 34294 | 0190-MLK-PRO-WPC-MCCPNL03 | PM03 | 302 | 26WKS PLC/MCC Panel Thermal Scanning | MCC Panel Wet Process C | A | 0190E006 | 2021-03-19 | 2010-09-28 | PHILAGANAN
0190-010-38 | 405837 | 0190-MLK-PRO-CMB-BANCVY01 | PM03 | 303 | 13WKS Flange Bearing Lubric'n(1st Stage) | CTS MSK Tipping B Band Conveyor | B | 0190E005 | 2020-09-18 | 2013-08-22 | PHBASALEN
0190-010-38 | 405837 | 0190-MLK-PRO-CMB-BANCVY01 | PM03 | 303 | 13WKS Flange Bearing Lubric'n(2nd Stage) | CTS MSK Tipping B Band Conveyor | B | 0190E005 | 2020-09-18 | 2013-08-22 | PHBASALEN
0190-010-38 | 405837 | 0190-MLK-PRO-TMB-BANCVY01 | PM03 | 303 | 13WKS Flange Bearing Lubric'n(1st Stage) | CTS Malto Tipping B Band Conveyor | B | 0190E005 | 2020-09-18 | 2013-08-22 | PHBASALEN
0190-010-38 | 405837 | 0190-MLK-PRO-TMB-BANCVY01 | PM03 | 303 | 13WKS Flange Bearing Lubric'n(2nd Stage) | CTS Malto Tipping B Band Conveyor | B | 0190E005 | 2020-09-18 | 2013-08-22 | PHBASALEN
0190-010-379 | 34294 | 0190-MLK-PRO-WPC-MCCPNL01 | PM03 | 302 | 26WKS PLC/MCC Panel Thermal Scanning | MCC Panel Coffeemate Line C | A | 0190E006 | 2017-11-02 | 2010-09-28 | PHBASALEN
0190-010-378 | 34294 | 0190-MLK-PRO-EGC-PLCPNL02 | PM03 | 302 | 26WKS PLC/MCC Panel Thermal Scanning | PLC Control Panel Nucon Direct Filling C | A | 0190E006 | 2021-03-19 | 2010-09-28 | PHILAGANAN
0190-010-377 | 34294 | 0190-MLK-PRO-EGC-PLCPNL01 | PM03 | 302 | 26WKS PLC/MCC Panel Thermal Scanning | PLC Control Panel Spray Drying C | A | 0190E006 | 2021-03-19 | 2010-09-28 | PHILAGANAN
0190-010-376 | 34294 | 0190-MLK-PRO-EGC-MCCPNL02 | PM03 | 302 | 26WKS PLC/MCC Panel Thermal Scanning | MCC Panel Loss-In-Weight Egron C | A | 0190E006 | 2021-03-19 | 2010-09-28 | PHILAGANAN
0190-010-375 | 34294 | 0190-MLK-PRO-EGC-MCCPNL01 | PM03 | 302 | 26WKS PLC/MCC Panel Thermal Scanning | MCC Spray Drying C | A | 0190E006 | 2021-03-19 | 2010-09-28 | PHILAGANAN
0190-010-374 | 34294 | 0190-MLK-PRO-EGB-PLCPNL01 | PM03 | 302 | 26WKS PLC/MCC Panel Thermal Scanning | PLC Control Panel Spray Drying B | A | 0190E006 | 2021-03-19 | 2010-09-28 | PHILAGANAN
0190-010-373 | 34294 | 0190-MLK-PRO-EGB-NUCPNL01 | PM03 | 302 | 26WKS PLC/MCC Panel Thermal Scanning | PLC Control Panel Nucon Direct Filling B | A | 0190E006 | 2021-03-19 | 2010-09-28 | PHILAGANAN
0190-010-372 | 34294 | 0190-MLK-PRO-EGB-MCCPNL01 | PM03 | 302 | 26WKS PLC/MCC Panel Thermal Scanning | MCC Spray Drying B | A | 0190E006 | 2021-03-19 | 2010-09-28 | PHILAGANAN
0190-010-371 | 34294 | 0190-MLK-PRO-EGB-LWPNL01 | PM03 | 302 | 26WKS PLC/MCC Panel Thermal Scanning | MCC Panel Loss-In-Weight Egron B | A | 0190E006 | 2021-03-19 | 2010-09-28 | PHILAGANAN
0190-010-370 | 51841 | 0190-MLK-PRO-CMN-AHU11 | PM03 | 307 | 4WKS AHU Ducting Inspection | AHU 3-Star MALTO/MSK B&C Silo Room | A | 0190E005 | 2017-09-05 | 2010-09-27 | PHBASALEN
0190-010-37 | 405836 | 0190-MLK-PRO-EGC-MSKSTV01 | PM03 | 303 | 4WKS Chain Lubrication | Egron C MSK Dosing Starvalve 1 | A | 0190E005 | 2015-03-17 | 2013-08-22 | PHJACOLPA
0190-010-37 | 405836 | 0190-MLK-PRO-EGC-MSKSTV02 | PM03 | 303 | 4WKS Chain Lubrication | Egron C MSK Dosing Starvalve 2 | A | 0190E005 | 2015-03-17 | 2013-08-22 | PHJACOLPA
0190-010-37 | 405836 | 0190-MLK-PRO-TPC-3LSNCR01 | PM03 | 303 | 4WKS Chain Lubrication | 3L/SNF Tipping C Band Conveyor | B | 0190E005 | 2015-03-17 | 2013-08-22 | PHJACOLPA
0190-010-369 | 51841 | 0190-MLK-PRO-CMN-AHU10 | PM03 | 307 | 4WKS AHU Ducting Inspection | AHU 3-Star CTS MSK B&C Wet Tech Room | B | 0190E010 | 2017-09-05 | 2010-09-27 | PHBASALEN
0190-010-368 | 51841 | 0190-MLK-PRO-CMN-AHU09 | PM03 | 307 | 4WKS AHU Ducting Inspection | AHU 3-Star CTS MSK B&C Dry Tech Room | B | 0190E005 | 2017-09-05 | 2010-09-27 | PHBASALEN
0190-010-367 | 51841 | 0190-MLK-PRO-CMN-AHU08 | PM03 | 302 | 1MON AHU Preventive Maintenance | AHU 3-Star CTS Malto Fan Motor Assy | B | 0190E005 | 2012-07-19 | 2010-09-27 | PHJACOLPA
0190-010-366 | 51841 | 0190-MLK-PRO-CMN-AHU07 | PM03 | 302 | 1MON AHU Preventive Maintenance | AHU 4-Star CTS Malto Tipping Tech Room | C | 0190E005 | 2013-05-03 | 2010-09-27 | PHJACOLPA
0190-010-365 | 51841 | 0190-MLK-PRO-CMN-AHU01 | PM03 | 307 | 4WKS AHU Ducting Inspection | AHU Normal Milk Control Room | C | 0190E005 | 2017-09-05 | 2010-09-27 | PHBASALEN
0190-010-365 | 51841 | 0190-MLK-PRO-CMN-AHU07 | PM03 | 307 | 4WKS AHU Ducting Inspection | AHU 4-Star CTS Malto Tipping Tech Room | C | 0190E005 | 2017-09-05 | 2013-04-22 | PHBASALEN
0190-010-364 | 36411 | 0190-MLK-PRO-EGC-PWINCH01 | PM03 | 301 | 52WKS I/P Converter Cal (1C3-CV-01.44) | Egron C Platform Winch | B | 0190E006 | 2020-09-18 | 2010-09-23 | PHBASALEN
0190-010-363 | 36411 | 0190-MLK-PRO-EGC-MULSEP02 | PM03 | 301 | 1Y IP Converter X'mitter Cal (LP-T 9622) | Egron C Powder Separator 2 Multiclone 2 | B | 0190E006 | 2014-09-08 | 2010-09-23 | PHJACOLPA
0190-010-362 | 36411 | 0190-MLK-PRO-EGC-MULSEP01 | PM03 | 301 | 1Y IP Converter X'mitter Cal (LP-T 9621) | Egron C Powder Separator 1 Multiclone 1 | B | 0190E006 | 2014-09-08 | 2010-09-23 | PHJACOLPA
0190-010-361 | 36411 | 0190-MLK-PRO-EGC-DHUMID04 | PM03 | 301 | 52WKS IP Converter Cal (1D6-TCV-07.38) | Egron C Dehumidifier No 4 | A | 0190E006 | 2021-06-03 | 2010-09-23 | PHILAGANAN
0190-010-360 | 36411 | 0190-MLK-PRO-EGC-DHUMID04 | PM03 | 301 | 52WKS IP Converter Cal (1D6-TCV-07.15) | Egron C Dehumidifier No 4 | A | 0190E006 | 2021-06-03 | 2010-09-23 | PHILAGANAN
0190-010-36 | 405836 | 0190-MLK-PRO-EGB-MSKSTV01 | PM03 | 303 | 4WKS Chain Lubrication | Egron B MSK Dosing Starvalve 1 | A | 0190E005 | 2015-03-17 | 2013-08-22 | PHJACOLPA
0190-010-36 | 405836 | 0190-MLK-PRO-EGB-MSKSTV02 | PM03 | 303 | 4WKS Chain Lubrication | Egron B MSK Dosing Starvalve 2 | A | 0190E005 | 2015-03-17 | 2013-08-22 | PHJACOLPA
0190-010-36 | 405836 | 0190-MLK-PRO-TPB-3LSNCR01 | PM03 | 303 | 4WKS Chain Lubrication | 3L/SNF Tipping B Band Conveyor | B | 0190E005 | 2015-03-17 | 2013-08-22 | PHJACOLPA
0190-010-359 | 36411 | 0190-MLK-PRO-EGC-DHUMID03 | PM03 | 301 | 52WKS I/P Converter Cal (1C3-TCV-06.30) | Egron C Dehumidifier No 3 | A | 0190E006 | 2021-06-03 | 2010-09-23 | PHILAGANAN
0190-010-358 | 36411 | 0190-MLK-PRO-EGC-DHUMID03-1C3TCV06 | PM03 | 301 | 52WKS I/P Converter Cal (1C3-TCV-06.37C) | Temp Control Valve | B | 0190E005 | 2020-03-03 | 2010-09-23 | PHBASALEN
0190-010-357 | 36411 | 0190-MLK-PRO-EGC-ADRBED01 | PM03 | 301 | 52WKS I/P Converter Cal (1C3-TCV-06.19) | Egron C After Dryer Bed | B | 0190E006 | 2019-07-01 | 2010-09-23 | PHBASALEN
0190-010-356 | 36411 | 0190-MLK-PRO-EGB-PWINCH01 | PM03 | 301 | 52WKS IP Converter Cal (1B3-TCV-01.36) | Egron B Platform Winch | B | 0190E006 | 2020-09-18 | 2010-09-23 | PHBASALEN
0190-010-355 | 36411 | 0190-MLK-PRO-EGB-MULSEP02 | PM03 | 301 | 1Y IP Converter X'mitter Cal (LP-P 9522) | Egron B Powder Separator 2 Multiclone | B | 0190E005 | 2014-09-08 | 2010-09-23 | PHJACOLPA
0190-010-354 | 36411 | 0190-MLK-PRO-EGB-MULSEP01 | PM03 | 301 | 1Y IP Converter X'mitter Cal (LP-P 9521) | Egron B Powder Separator 1 Multiclone | B | 0190E006 | 2014-09-08 | 2010-09-23 | PHJACOLPA
0190-010-353 | 36411 | 0190-MLK-PRO-EGB-DHUMID04 | PM03 | 301 | 52WKS Relief Valve Cal (1D6-TCV-07.20B) | Egron B Dehumidifier No 4 | B | 0190E006 | 2021-03-09 | 2010-09-23 | PHBASALEN
0190-010-352 | 36411 | 0190-MLK-PRO-EGB-DHUMID04 | PM03 | 301 | 52WKS IP Converter Cal (1D6-TCV-07.18) | Egron B Dehumidifier No 4 | B | 0190E006 | 2021-06-03 | 2010-09-23 | PHILAGANAN
0190-010-351 | 36411 | 0190-MLK-PRO-EGB-DHUMID03 | PM03 | 301 | 52WKS IP Converter Cal (1B3-TCV -06.30) | Egron B Dehumidifier No 3 | A | 0190E006 | 2021-06-03 | 2010-09-23 | PHILAGANAN
0190-010-350 | 36411 | 0190-MLK-PRO-EGB-DHUMID03 | PM03 | 301 | 52WKS Temp Cont Valve Cal 1B3-TCV-06.37 | Egron B Dehumidifier No 3 | A | 0190E006 | 2019-07-01 | 2010-09-23 | PHBASALEN
0190-010-35 | 403340 | 0190-MLK-PRO-EGC-SCWCVY01 | PM03 | 305 | 1YR Overhauling of Screwfeeder Gearbox | Egron C MSK Dosing 1 Homo/Screwfeeder | A | 0190E005 | 2014-08-01 | 2013-08-15 | PHJACOLPA
0190-010-349 | 36411 | 0190-MLK-PRO-EGB-ADRBED01 | PM03 | 301 | 52WKS IP Conv X'mitter Cal 1B3-PCV-06.15 | Egron B After Dryer Bed | A | 0190E006 | 2019-07-01 | 2014-05-28 | PHBASALEN
0190-010-348 | 58343 | 0190-MLK-PRO-CIP-LYETNK01 | PM03 | 301 | 13WKS IP Converter Cal (1D3-TCV-02.06) | CIP Lye Tank | C | 0190E006 | 2015-06-15 | 2010-09-23 | PHJACOLPA
0190-010-347 | 36410 | 0190-MLK-PRO-EGC-EXHFAN01 | PM03 | 301 | 52WKS RH & Temp Cal (1C3-MIT-10.33) | Egron C Exhaust Fan No 1 | A | 0190E006 | 2020-03-03 | 2010-09-23 | PHBASALEN
0190-010-346 | 51771 | 0190-MLK-PRO-EGC-IRODOS02 | PM03 | 307 | 2WK Screwfeeder/Homogenizer Check C | Iron Dosing LIW Homo/Screwfeeder C | A | 0190E005 | 2017-06-06 | 2010-09-21 | PHBASALEN
0190-010-345 | 51771 | 0190-MLK-PRO-EGB-IRODOS02 | PM03 | 307 | 13WK Screwfeeder/Homogenizer Check B | Iron Dosing LIW Homo/Screwfeeder B | A | 0190E005 | 2020-06-15 | 2010-09-21 | PHBASALEN
0190-010-344 | 64653 | 0190-MLK-PRO-SMB-STRVLV01 | PM03 | 305 | 1MON Cleaning of Malto Transport Pipe B | Egron Malto Dosing B Star Valve | A | 0190E020 | 2014-09-16 | 2013-05-24 | PHJACOLPA
0190-010-344 | 64653 | 0190-MLK-PRO-SMC-STRVLV01 | PM03 | 305 | 1MON Cleaning of Malto Transport Pipe C | Egron Malto Dosing C Star Valve | A | 0190E020 | 2014-09-16 | 2013-05-24 | PHJACOLPA
0190-010-343 | 51742 | 0190-MLK-PRO-CAS-AIRCMP04 | PM03 | 305 | 16000RH Planned Maintenance Service AC4 | Air Compressor 4 | B | 0190E018 | 2021-03-11 | 2010-09-17 | PHILAGANAN
0190-010-342 | 51743 | 0190-MLK-PRO-CAS-AIRCMP01 | PM03 | 305 | 40000RH Planned Maintenance Service AC1 | Air Compressor 1 | B | 0190E015 | 2021-03-11 | 2010-09-17 | PHILAGANAN
0190-010-341 | 51742 | 0190-MLK-PRO-CAS-AIRCMP03 | PM03 | 305 | 16000RH Planned Maintenance Service AC3 | Air Compressor 3 | B | 0190E015 | 2021-03-11 | 2011-01-28 | PHILAGANAN
0190-010-340 | 51742 | 0190-MLK-PRO-CAS-AIRCMP02 | PM03 | 305 | 16000RH Planned Maintenance Service AC2 | Air Compressor 2 | B | 0190E015 | 2021-03-11 | 2010-09-17 | PHILAGANAN
0190-010-34 | 403340 | 0190-MLK-PRO-EGB-IRODOS02 | PM03 | 305 | 52WKS Overhauling of Screwfeeder Gearbox | Iron Dosing LIW Homo/Screwfeeder B | A | 0190E005 | 2017-02-18 | 2013-08-15 | PHBASALEN
0190-010-34 | 403340 | 0190-MLK-PRO-EGC-IRODOS02 | PM03 | 305 | 52WKS Overhauling of Screwfeeder Gearbox | Iron Dosing LIW Homo/Screwfeeder C | A | 0190E005 | 2017-02-18 | 2014-08-01 | PHBASALEN
0190-010-339 | 51742 | 0190-MLK-PRO-CAS-AIRCMP01 | PM03 | 305 | 16000RH Planned Maintenance Service AC1 | Air Compressor 1 | B | 0190E015 | 2021-02-19 | 2010-09-17 | PHILAGANAN
0190-010-338 | 51741 | 0190-MLK-PRO-CAS-AIRCMP03 | PM03 | 305 | 8000RH Planned Maintenance Service AC3 | Air Compressor 3 | B | 0190E010 | 2021-02-19 | 2011-01-28 | PHILAGANAN
0190-010-337 | 51741 | 0190-MLK-PRO-CAS-AIRCMP02 | PM03 | 305 | 8000RH Planned Maintenance Service AC2 | Air Compressor 2 | B | 0190E010 | 2021-07-27 | 2010-09-17 | PHILAGANAN
0190-010-336 | 51741 | 0190-MLK-PRO-CAS-AIRCMP01 | PM03 | 305 | 8000RH Planned Maintenance Service AC1 | Air Compressor 1 | B | 0190E006 | 2021-02-19 | 2010-09-17 | PHILAGANAN
0190-010-335 | 60644 | 0190-MLK-PRO-WSF-COMMON | PM03 | 307 | 1MON Tools Clean and Invent (JTNatividad | Milks Workshop Facility Common | B | 0190E005 | 2015-03-16 | 2013-05-24 | PHJACOLPA
0190-010-335 | 60644 | 0190-MLK-PRO-WSF-COMMON | PM03 | 307 | 1MON Tools Clean and Invent (CCCastro) | Milks Workshop Facility Common | B | 0190E005 | 2015-03-16 | 2013-05-24 | PHJACOLPA
0190-010-335 | 60644 | 0190-MLK-PRO-WSF-COMMON | PM03 | 307 | 1MON Tools Clean and Invent (NPLuchin) | Milks Workshop Facility Common | B | 0190E005 | 2015-03-16 | 2013-05-24 | PHJACOLPA
0190-010-335 | 60644 | 0190-MLK-PRO-WSF-COMMON | PM03 | 307 | 1MON Tools Clean and Invent (RSYap) | Milks Workshop Facility Common | B | 0190E005 | 2015-03-16 | 2013-05-24 | PHJACOLPA
0190-010-335 | 60644 | 0190-MLK-PRO-WSF-COMMON | PM03 | 307 | 1MON Tools Clean and Invent (JADemata) | Milks Workshop Facility Common | B | 0190E005 | 2015-03-16 | 2013-05-24 | PHJACOLPA
0190-010-335 | 60644 | 0190-MLK-PRO-WSF-COMMON | PM03 | 307 | 1MON Tools Clean and Invent (MALTan) | Milks Workshop Facility Common | B | 0190E005 | 2015-03-16 | 2013-05-24 | PHJACOLPA
0190-010-335 | 60644 | 0190-MLK-PRO-WSF-COMMON | PM03 | 307 | 1MON Tools Clean and Invent (PLLlamos) | Milks Workshop Facility Common | B | 0190E005 | 2015-03-16 | 2013-05-24 | PHJACOLPA
0190-010-335 | 60644 | 0190-MLK-PRO-WSF-COMMON | PM03 | 307 | 1MON Tools Clean and Invent (AAOco) | Milks Workshop Facility Common | B | 0190E005 | 2015-03-16 | 2013-05-24 | PHJACOLPA
0190-010-335 | 60644 | 0190-MLK-PRO-WSF-COMMON | PM03 | 307 | 1MON Tools Clean and Invent (FIAbastas) | Milks Workshop Facility Common | B | 0190E005 | 2015-03-16 | 2013-05-24 | PHJACOLPA
0190-010-335 | 60644 | 0190-MLK-PRO-WSF-COMMON | PM03 | 307 | 1MON Tools Clean and Invent (ECBasal) | Milks Workshop Facility Common | B | 0190E005 | 2015-03-16 | 2013-05-24 | PHJACOLPA
0190-010-334 | 51740 | 0190-MLK-PRO-CAS-AIRCMP02 | PM03 | 305 | 6000RH PLANNED SERVICE MAINTENANCE AC2 | Air Compressor 2 | B | 0190E006 | 2013-05-03 | 2010-09-17 | PHJACOLPA
0190-010-333 | 51740 | 0190-MLK-PRO-CAS-AIRCMP01 | PM03 | 305 | 6000RH PLANNED SERVICE MAINTENANCE AC1 | Air Compressor 1 | B | 0190E006 | 2013-05-03 | 2010-09-17 | PHJACOLPA
0190-010-332 | 51739 | 0190-MLK-PRO-CAS-AIRCMP03 | PM03 | 305 | 4000RH Planned Maintenance Service AC3 | Air Compressor 3 | B | 0190E010 | 2021-03-11 | 2011-01-28 | PHILAGANAN
0190-010-331 | 51739 | 0190-MLK-PRO-CAS-AIRCMP02 | PM03 | 305 | 4000RH Planned Maintenance Service AC2 | Air Compressor 2 | B | 0190E015 | 2021-01-13 | 2010-09-17 | PHILAGANAN
0190-010-330 | 51739 | 0190-MLK-PRO-CAS-AIRCMP01 | PM03 | 305 | 4000RH Planned Maintenance Service AC1 | Air Compressor 1 | B | 0190E010 | 2021-03-11 | 2010-09-17 | PHILAGANAN
0190-010-33 | 405464 | 0190-MLK-PRO-DSC-SCWCVY01 | PM03 | 305 | 13WKS End Bushing Replacement | Diss Silo C1 Homo/Screwfeeder Assy | B | 0190E005 | 2017-02-21 | 2013-08-07 | PHBASALEN
0190-010-33 | 405464 | 0190-MLK-PRO-DSC-SCWCVY02 | PM03 | 305 | 13WKS End Bushing Replacement | Diss Silo C2 Homo/Screwfeeder Assy | B | 0190E005 | 2017-02-21 | 2013-08-07 | PHBASALEN
0190-010-329 | 403898 | 0190-MLK-PRO-WPB-FLSCLR01 | PM03 | 305 | 52WKS Replacement of DSI Check Valve | 3rd Line B Flash Cooler | A | 0190E005 | 2020-09-18 | 2013-05-23 | PHBASALEN
0190-010-329 | 403898 | 0190-MLK-PRO-WPC-FLSCLR01 | PM03 | 305 | 52WKS Replacement of DSI Check Valve | 3rd Line C Flash Cooler | B | 0190E005 | 2020-09-18 | 2013-05-23 | PHBASALEN
0190-010-328 | 51743 | 0190-MLK-PRO-CAS-AIRCMP04 | PM03 | 305 | 40000RH Planned Maintenance Service AC4 | Air Compressor 4 | B | 0190E005 | 2021-03-11 | 2010-09-17 | PHILAGANAN
0190-010-327 | 51743 | 0190-MLK-PRO-CAS-AIRCMP02 | PM03 | 305 | 40000RH Planned Maintenance Service AC2 | Air Compressor 2 | B | 0190E015 | 2021-03-11 | 2010-09-17 | PHILAGANAN
0190-010-326 | 36409 | 0190-MLK-PRO-EGC-MULSEP02 | PM03 | 301 | 52WK Pressure Tran Cal (1C3-PIT-10.29/02 | Egron C Powder Separator 2 Multiclone 2 | B | 0190E006 | 2019-01-03 | 2010-09-23 | PHBASALEN
0190-010-326 | 36409 | 0190-MLK-PRO-EGC-SEAFAN01 | PM03 | 301 | 52WKS Pressure Trans Cal (1C3-PIT-01.37) | Secondary Air Fan 1C | B | 0190E006 | 2019-01-03 | 2012-07-05 | PHBASALEN
0190-010-325 | 36409 | 0190-MLK-PRO-EGC-MULSEP01 | PM03 | 301 | 52WK Pressure Tran Cal (1C3-PIT-10.29/01 | Egron C Powder Separator 1 Multiclone 1 | B | 0190E006 | 2021-06-03 | 2010-09-23 | PHILAGANAN
0190-010-324 | 36409 | 0190-WST-PRO-EGC-HOTVLV01 | PM03 | 301 | 52WKS PRESSURE X'MITTER CAL (LP-P 9631) | Egron C Hot air Valve | A | 0190E006 | 2015-04-02 | 2010-09-23 | PHJACOLPA
0190-010-323 | 36409 | 0190-MLK-PRO-EGC-EGRTWR01 | PM03 | 301 | 52WKS Pressure Trans Cal (1C3-PIT-01.13) | Egron C Tower | A | 0190E006 | 2021-06-03 | 2010-09-23 | PHILAGANAN
0190-010-323 | 36409 | 0190-MLK-PRO-EGC-EGRTWR01 | PM03 | 301 | 52WKS Pressure Trans Cal (1C3-PIT-01.28) | Egron C Tower | A | 0190E006 | 2021-06-03 | 2012-07-05 | PHILAGANAN
0190-010-322 | 36409 | 0190-MLK-PRO-EGC-EGRTWR01 | PM03 | 301 | 52WKS Pressure Trans Cal (1C3-PIT-01.36) | Egron C Tower | A | 0190E006 | 2021-06-03 | 2010-09-23 | PHILAGANAN
0190-010-321 | 36409 | 0190-MLK-PRO-EGC-COLFAN01-1C3_PIT_0129 | PM03 | 301 | 52WKS Pressure Trans Cal (1C3-PIT-01.29) | 1C3 Pressure Indicating trnsmitter 01.29 | B | 0190E006 | 2021-03-09 | 2010-09-23 | PHBASALEN
0190-010-320 | 36409 | 0190-MLK-PRO-EGC-ADRBED01-1C3PIT0205 | PM03 | 301 | 52WKS Pressure Trans Cal (1C3-PIT-02.05) | 1C3 Pressure Transmitter 02.05 | B | 0190E006 | 2019-01-03 | 2010-09-23 | PHBASALEN
0190-010-32 | 405464 | 0190-MLK-PRO-DSB-SCWCVY01 | PM03 | 305 | 13WKS End Bushing Replacement | Diss Silo B1 Homo/Screwfeeder Assy | B | 0190E005 | 2017-04-15 | 2013-08-07 | PHBASALEN
0190-010-32 | 405464 | 0190-MLK-PRO-DSB-SCWCVY02 | PM03 | 305 | 13WKS End Bushing Replacement | Diss Silo B2 Homo/Screwfeeder Assy | B | 0190E005 | 2017-04-15 | 2013-08-07 | PHBASALEN
0190-010-319 | 36409 | 0190-MLK-PRO-EGC-ADRBED01-1C3PIT0206 | PM03 | 301 | 52WKS Pressure Trans Cal (1C3-PIT-02.06) | 1C3 Pressure Transmitter 02.06 | B | 0190E006 | 2019-01-03 | 2010-09-23 | PHBASALEN
0190-010-318 | 36409 | 0190-MLK-PRO-EGC-ADRBED01-1C3PIT0207 | PM03 | 301 | 52WKS Pressure Trans Cal (1C3-PIT-02.07) | After Dryer Pressure Transmitter | B | 0190E006 | 2020-03-03 | 2010-09-23 | PHBASALEN
0190-010-317 | 36409 | 0190-MLK-PRO-EGC-ADRBED01 | PM03 | 301 | 1Y PRESSURE X'MITTER CAL (LP-P 9604) | Egron C After Dryer Bed | B | 0190E006 | 2014-09-08 | 2010-09-23 | PHJACOLPA
0190-010-316 | 36409 | 0190-MLK-PRO-EGC-ADRBED01-1C3PIT0204 | PM03 | 301 | 52WKS Pressure Trans Cal (1C3-PIT-02.04) | 1C3 Pressure Transmitter 02.04 | B | 0190E006 | 2019-01-03 | 2010-09-23 | PHBASALEN
0190-010-315 | 36409 | 0190-MLK-PRO-EGC-ACOBED01 | PM03 | 301 | 52WKS Pressure Trans Cal (1C3-PIT-03.05) | Egron C After Cooler Bed | A | 0190E006 | 2019-01-03 | 2010-09-23 | PHBASALEN
0190-010-314 | 36409 | 0190-MLK-PRO-EGC-ACOBED01-1C3PIT0306 | PM03 | 301 | 52WKS Pressure Trans Cal (1C3-PIT-03.06) | 1C3 Pressure Transmitter 03.06 | B | 0190E006 | 2019-01-03 | 2010-09-23 | PHBASALEN
0190-010-313 | 36409 | 0190-MLK-PRO-EGC-ACOBED01-1C3PIT0307 | PM03 | 301 | 52WKS Pressure Trans Cal (1C3-PIT-03.07) | 1C3 Pressure Transmitter 03.07 | B | 0190E006 | 2019-01-03 | 2010-09-23 | PHBASALEN
0190-010-312 | 36409 | 0190-MLK-PRO-EGB-MULSEP02 | PM03 | 301 | 52WKS Press Trans Cal (1B3-PIT-01.22/02) | Egron B Powder Separator 2 Multiclone | B | 0190E006 | 2020-09-18 | 2010-09-23 | PHBASALEN
0190-010-311 | 36409 | 0190-MLK-PRO-EGB-MULSEP01 | PM03 | 301 | 52WKS Press Trans Cal (1B3-PIT-01.22/01) | Egron B Powder Separator 1 Multiclone | B | 0190E006 | 2020-09-18 | 2010-09-23 | PHBASALEN
0190-010-310 | 36409 | 0190-WST-PRO-EGB-HOTVLV01 | PM03 | 301 | 52WKS PRESSURE X'MITTER CAL (LP-P 9531) | Egron B Hot air Valve | A | 0190E006 | 2015-04-02 | 2010-09-23 | PHJACOLPA
0190-010-31 | 36405 | 0190-MLK-PRO-NDC-COMMON01 | PM03 | 301 | 52WKS Temp Transmitter Cal (TT 9636) | NDC Common Facilities | C | 0190E006 | 2021-06-03 | 2013-08-02 | PHILAGANAN
0190-010-309 | 36409 | 0190-MLK-PRO-EGB-EGRTWR01-1B3_PIT_0137 | PM03 | 301 | 52WKS Press Trans Cal (1B3-PIT-01.37) | 1B3 Pressure Indicating trnsmitter 01.37 | B | 0190E006 | 2021-06-03 | 2010-09-23 | PHILAGANAN
0190-010-308 | 36409 | 0190-MLK-PRO-EGB-EGRTWR01 | PM03 | 301 | 52WKS Press Trans Cal (1B3-PIT-01.29) | Egron B Tower | A | 0190E006 | 2021-06-03 | 2010-09-23 | PHILAGANAN
0190-010-307 | 36409 | 0190-MLK-PRO-EGB-COLFAN01 | PM03 | 301 | 52WKS Press Trans Cal (1B3-PIT-01.13) | Egron B Nozzle Cooling Fan | A | 0190E006 | 2021-03-09 | 2010-09-23 | PHBASALEN
0190-010-306 | 36409 | 0190-MLK-PRO-EGB-ADRBED01 | PM03 | 301 | 52WKS Press Trans Cal (1B3-PIT-02.05) | Egron B After Dryer Bed | A | 0190E006 | 2020-03-03 | 2010-09-23 | PHBASALEN
0190-010-305 | 36409 | 0190-MLK-PRO-EGB-ADRBED01 | PM03 | 301 | 52WKS Press Trans Cal (1B3-PIT-02.06) | Egron B After Dryer Bed | A | 0190E006 | 2020-03-03 | 2010-09-23 | PHBASALEN
0190-010-304 | 404703 | 0190-MLK-PRO-EGC-MULSVA01 | PM03 | 305 | 104WKS S/V Bearing Replacement | Egron C Multiclone Star Valve 1 | A | 0190E005 | 2018-01-19 | 2010-03-27 | PHBASALEN
0190-010-303 | 404702 | 0190-MLK-PRO-EGC-MSKSTV02 | PM03 | 305 | 104WKS S/V Bearing Replacement | Egron C MSK Dosing Starvalve 2 | A | 0190E005 | 2019-04-16 | 2010-03-27 | PHBASALEN
0190-010-302 | 404702 | 0190-MLK-PRO-EGC-MSKSTV01 | PM03 | 305 | 104WKS S/V Bearing Replacement | Egron C MSK Dosing Starvalve 1 | A | 0190E005 | 2019-04-16 | 2010-03-27 | PHBASALEN
0190-010-301 | 404702 | 0190-MLK-PRO-EGB-MSKSTV01 | PM03 | 305 | 104WKS S/V Bearing Replacement | Egron B MSK Dosing Starvalve 1 | A | 0190E005 | 2019-04-16 | 2010-03-27 | PHBASALEN
0190-010-301 | 31435 | 0190-MLK-PRO-EGB-MSKSTV02 | PM03 | 305 | 104WKS S/V Bearing Replacement | Egron B MSK Dosing Starvalve 2 | A | 0190E005 | 2019-04-16 | 2010-03-27 | PHBASALEN
0190-010-300 | 31435 | 0190-WST-PRO-SNF-STRVLV01 | PM03 | 305 | 52WKS S/V Bearing Replacement | SNF Tipping Starvalve | A | 0190E005 | 2015-04-02 | 2008-02-14 | PHJACOLPA
0190-010-30 | 36405 | 0190-MLK-PRO-NDC-HPKTNK01 | PM03 | 301 | 52WKS Temp Trans Cal (1B1-TT-06.13) | NDC HPKO Tank | B | 0190E006 | 2021-03-09 | 2013-08-02 | PHBASALEN
0190-010-299 | 36409 | 0190-MLK-PRO-EGB-ADRBED01 | PM03 | 301 | 52WKS Press Trans Cal (1B3-PIT-02.07) | Egron B After Dryer Bed | A | 0190E006 | 2020-03-03 | 2010-09-23 | PHBASALEN
0190-010-298 | 36409 | 0190-MLK-PRO-EGB-ADRBED01-1B3 PIT 02 04 | PM03 | 301 | 52WKS Press Trans Cal (1B3-PIT-02.04) | Egron B After Cooler Bed 1B3-PIT-03.04 | B | 0190E006 | 2020-03-03 | 2010-09-23 | PHBASALEN
0190-010-297 | 36409 | 0190-MLK-PRO-EGB-ACOBED01-1B3 PIT 03 05 | PM03 | 301 | 52WKS Press Trans Cal (1B3-PIT-03.05) | Egron B After Cooler Bed 1B3-PIT-03.05 | B | 0190E006 | 2020-03-03 | 2010-09-23 | PHBASALEN
0190-010-296 | 36409 | 0190-MLK-PRO-EGB-ACOBED01-1B3 PIT 03 06 | PM03 | 301 | 52WKS Press Trans Cal (1B3-PIT-03.06) | EgronB AfterCooler Bed 1B3-PIT-03.06 | B | 0190E006 | 2020-03-03 | 2010-09-23 | PHBASALEN
0190-010-295 | 36409 | 0190-MLK-PRO-EGB-ACOBED01 | PM03 | 301 | 52WKS Press Trans Cal (1B3-PIT-03.07) | Egron B After Cooler Bed | A | 0190E006 | 2020-03-03 | 2010-09-23 | PHBASALEN
0190-010-294 | 36409 | 0190-MLK-PRO-EGC-COMMON-1C3_PT_0133 | PM03 | 301 | 52WKS Pressure Trans Cal (1C3-PT-01.33) | 1C3 Pressure Indicating trnsmitter 01.33 | B | 0190E006 | 2019-01-03 | 2010-09-10 | PHBASALEN
0190-010-293 | 36409 | 0190-MLK-PRO-EGB-COMMON | PM03 | 301 | 52WKS Press Trans Cal (1B3-PIT-01.34) | Milks Egron B Facilities | C | 0190E006 | 2021-03-09 | 2010-09-10 | PHBASALEN
0190-010-292 | 36409 | 0190-MLK-PRO-CAS-COMMON | PM03 | 301 | 52WKS Pressure Trans Cal (1C3-PIT-13.03) | Milks Air Compressor System Common | C | 0190E006 | 2020-09-18 | 2010-09-10 | PHBASALEN
0190-010-291 | 43175 | 0190-MLK-PRO-EGB-VACPMP02 | PM03 | 305 | 4MON Butterfly Valve Servicing | Nucon Vacuum Pump B2 | A | 0190E005 | 2014-03-19 | 2010-09-07 | PHJACOLPA
0190-010-290 | 59517 | 0190-MLK-PRO-EGC-PICHPR01 | PM03 | 305 | 2MON Butterfly Valve Servicing | Egron C Pick-Up Hopper | B | 0190E005 | 2014-03-19 | 2010-09-07 | PHJACOLPA
0190-010-29 | 406095 | 0190-MLK-PRO-DSB-3LSNFS01-1B1WIT01 02 01 | PM03 | 301 | 26WKS Weight Ind Cal (1B1-WIT-01.02/01) | Silo Weight Transmitter 1B1-WIT-01.02/01 | B | 0190E006 | 2019-05-14 | 2013-08-02 | PHBASALEN
0190-010-29 | 406095 | 0190-MLK-PRO-DSB-RAWSLO02-1B1WIT01 02 02 | PM03 | 301 | 26WKS Weight Ind Cal (1B1-WIT-01.02/02) | Silo Weight Transmitter 1B1-WIT-01.02/02 | B | 0190E006 | 2019-05-14 | 2014-01-21 | PHBASALEN
0190-010-289 | 43175 | 0190-MLK-PRO-EGB-TOTHPR01 | PM03 | 305 | 18WKS Butterfly Valve Servicing | Totebin Receiving Hopper Egron B | C | 0190E005 | 2021-01-25 | 2010-09-07 | PHBASALEN
0190-010-288 | 43175 | 0190-MLK-PRO-EGB-MSKSLO02 | PM03 | 305 | 4MON Butterfly Valve Servicing | Egron B MSK Silo No 2 | C | 0190E005 | 2014-03-19 | 2010-09-07 | PHJACOLPA
0190-010-287 | 59517 | 0190-MLK-PRO-EGB-PICHPR01 | PM03 | 305 | 2MON Butterfly Valve Servicing | Egron B Pick-Up Hopper | C | 0190E005 | 2014-03-19 | 2010-09-07 | PHJACOLPA
0190-010-286 | 43175 | 0190-MLK-PRO-EGC-MSKSLO01 | PM03 | 305 | 4MON Butterfly Valve Servicing | Egron C MSK Silo No 1 | C | 0190E005 | 2014-03-19 | 2010-09-07 | PHJACOLPA
0190-010-286 | 43175 | 0190-MLK-PRO-EGC-MSKSLO02 | PM03 | 305 | 4MON Butterfly Valve Servicing | Egron C MSK Silo No 2 | C | 0190E005 | 2014-03-19 | 2010-09-07 | PHJACOLPA
0190-010-285 | 405460 | 0190-MLK-PRO-DSB-3LSNFS01 | PM03 | 305 | 26WKS Butterfly Valve Servicing | Diss Raw Material Silo B1 | A | 0190E005 | 2017-02-21 | 2010-09-07 | PHBASALEN
0190-010-285 | 405460 | 0190-MLK-PRO-DSB-RAWSLO02 | PM03 | 305 | 26WKS Butterfly Valve Servicing | Diss Raw Material Silo B2 | A | 0190E005 | 2017-02-21 | 2010-09-07 | PHBASALEN
0190-010-284 | 58345 | 0190-MLK-PRO-CIP-FWATNK01 | PM03 | 301 | 13WKS Level Trans Cal (1D3-LIT-05.02) | CIP Fresh Water Tank | C | 0190E006 | 2015-06-15 | 2010-09-04 | PHJACOLPA
0190-010-283 | 58345 | 0190-MLK-PRO-CIP-LYETNK01 | PM03 | 301 | 13WKS Level Trans Cal (1D3-LIT-02.35) | CIP Lye Tank | C | 0190E006 | 2015-06-15 | 2010-09-04 | PHJACOLPA
0190-010-282 | 58345 | 0190-MLK-PRO-CIP-ACITNK01 | PM03 | 301 | 13WKS Level Trans Cal (1D3-LIT-03.31) | CIP Acid Tank | C | 0190E006 | 2015-06-15 | 2010-09-04 | PHJACOLPA
0190-010-281 | 36407 | 0190-MLK-PRO-CIP-USETNK01 | PM03 | 301 | 13WKS CONDUCTIVITY CAL (1D3-CIT-02.37) | CIP Reused Water Tank | C | 0190E006 | 2015-06-15 | 2010-09-04 | PHJACOLPA
0190-010-280 | 36407 | 0190-MLK-PRO-CIP-SWBPMP01 | PM03 | 301 | 3MON CONDUCTIVITY CAL (LP-C 9557) | Sieve Washing Chamber B Return Pump | C | 0190E006 | 2012-10-08 | 2010-09-04 | PHJACOLPA
0190-010-28 | 36409 | 0190-MLK-PRO-EGB-LHPSYS01-1B3PIT01 38 01 | PM03 | 301 | 52WKS Press Trans Cal (1B3-PIT-01.38/01) | Egron B LHPN System PT 1B3-PIT-01.38/01 | B | 0190E006 | 2019-01-03 | 2013-08-02 | PHBASALEN
0190-010-28 | 36409 | 0190-MLK-PRO-EGB-LHPSYS01-1B3PIT01 38 02 | PM03 | 301 | 52WKS Press Trans Cal (1B3-PIT-01.38/02) | Egron B LHPN System PT 1B3-PIT-01.38/02 | B | 0190E006 | 2019-01-03 | 2014-08-05 | PHBASALEN
0190-010-279 | 36407 | 0190-MLK-PRO-CIP-SWCPMP01 | PM03 | 301 | 3MON CONDUCTIVITY CAL (LP-C 9657) | Sieve Washing Chamber C Return Pump | C | 0190E006 | 2013-01-09 | 2010-09-04 | PHJACOLPA
0190-010-278 | 36407 | 0190-MLK-PRO-CIP-3LRPMP02 | PM03 | 301 | 13WKS CONDUCTIVITY CAL (1D3-CIT-04.64) | CIP Return Pump Line C | B | 0190E006 | 2015-06-15 | 2010-09-04 | PHJACOLPA
0190-010-277 | 36407 | 0190-MLK-PRO-CIP-SNRPMP02 | PM03 | 301 | 13WKS CONDUCTIVITY CAL (1D3-CIT-04.63) | CIP Return Pump SNF C | B | 0190E006 | 2015-06-15 | 2010-09-04 | PHJACOLPA
0190-010-276 | 36407 | 0190-MLK-PRO-CIP-3LRPMP01 | PM03 | 301 | 3MON CONDUCTIVITY CAL (1D3-CIT-04.66) | CIP Return Pump Line B | B | 0190E006 | 2015-06-15 | 2010-09-04 | PHJACOLPA
0190-010-275 | 36407 | 0190-MLK-PRO-CIP-SNRPMP01 | PM03 | 301 | 3MON CONDUCTIVITY CAL (1D3-CIT-04.65) | CIP Return Pump SNF B | B | 0190E006 | 2015-06-15 | 2010-09-04 | PHJACOLPA
0190-010-274 | 36407 | 0190-MLK-PRO-CIP-LYETNK01 | PM03 | 301 | 13WKS CONDUCTIVITY CAL (1D3-CIT-04.59) | CIP Lye Tank | C | 0190E006 | 2015-06-15 | 2010-09-04 | PHJACOLPA
0190-010-273 | 36406 | 0190-MLK-PRO-WPC-SNFHOM01-1C2 FIT 07 07 | PM03 | 301 | 52WKS FLOWMETER CAL (1C2-FIT-07.07) | SNF C Homogenizer FlwMeter 1C2-FIT-07.07 | B | 0190E006 | 2020-03-03 | 2010-09-04 | PHBASALEN
0190-010-272 | 36406 | 0190-MLK-PRO-WPC-SCAMXR01-1C2 -FIT 15 05 | PM03 | 301 | 52WKS FLOWMETER CAL (1C2-FIT-15.05) | SNF C Scanima Mixer FlwMtr 1C2-FIT-15.05 | B | 0190E006 | 2020-09-18 | 2010-09-04 | PHBASALEN
0190-010-271 | 36406 | 0190-MLK-PRO-WPC-FLSCLR01-1C2FIT 06 11 1 | PM03 | 301 | 52WKS FLOWMETER CAL (1C2-FIT-06.11-1) | 3rdLC FlashCooler FlwMtr 1C2-FIT-06.11-1 | B | 0190E006 | 2020-09-18 | 2010-09-04 | PHBASALEN
0190-010-270 | 36406 | 0190-MLK-PRO-WPC-FLSCLR01-1C2FIT06 11 2 | PM03 | 301 | 52WKS FLOWMETER CAL (1C2-FIT-06.11-2) | 3rdLC FlashCooler FlwMtr 1C2-FIT-06.11-2 | B | 0190E006 | 2020-09-18 | 2010-09-04 | PHBASALEN
0190-010-27 | 36409 | 0190-MLK-PRO-EGC-LHPSYS01-1C3 PIT 01 45 | PM03 | 301 | 52WKS Pressure Trans Cal (1C3-PIT-01.45) | LHPN System PressTrans 1C3-PIT-01.45 | B | 0190E006 | 2020-09-18 | 2013-08-02 | PHBASALEN
0190-010-27 | 36409 | 0190-MLK-PRO-EGC-LHPSYS01-1C3 PT 01 46 | PM03 | 301 | 52WKS Pressure Trans Cal (1C3-PT-01.46) | LHPN System PressTrans 1C3-PIT-01.46 | B | 0190E006 | 2020-09-18 | 2013-08-02 | PHBASALEN
0190-010-269 | 36406 | 0190-MLK-PRO-WPB-SNFHOM01-1B2 FIT 15 10 | PM03 | 301 | 52WKS FLOWMETER CAL (1B2-FIT-15.10) | SNF B Homogenizer FlwMeter 1B2-FIT-15.10 | B | 0190E006 | 2019-05-14 | 2010-09-04 | PHBASALEN
0190-010-268 | 36406 | 0190-MLK-PRO-WPB-SCAMXR01-1B2 FIT 11 05 | PM03 | 301 | 52WKS FLOWMETER CAL (1B2-FIT-11.05) | SNF B Scanima Mixer FlwMtr 1B2-FIT-11.05 | B | 0190E006 | 2019-05-14 | 2010-09-04 | PHBASALEN
0190-010-267 | 36406 | 0190-MLK-PRO-WPB-FLSCLR01-1B2 FIT 06 10 | PM03 | 301 | 52WKS FLOWMETER CAL (1B2-FIT-06.10) | 3rd LB Flash Cooler Flwmtr 1B2-FIT-06.10 | B | 0190E006 | 2020-09-18 | 2010-09-04 | PHBASALEN
0190-010-266 | 36406 | 0190-MLK-PRO-WPB-FLSCLR01-1B2 FIT 04 34 | PM03 | 301 | 52WKS FLOWMETER CAL (1B2-FIT-04.34) | 3rd LB FlashCooler flwmtr 1B2-FIT-04.34 | B | 0190E006 | 2020-09-18 | 2010-09-04 | PHBASALEN
0190-010-265 | 36406 | 0190-MLK-PRO-OHF-OILTNK10 | PM03 | 301 | 52WKS FLOWMETER CAL (1D2-FIT-01.35) | OH Tank No 10 Blend A | C | 0190E006 | 2021-06-03 | 2010-09-04 | PHILAGANAN
0190-010-264 | 36406 | 0190-MLK-PRO-OHF-OILTNK08 | PM03 | 301 | 52WKS FLOWMETER CAL (1D2-FIT-10.23) | OH Tank No 8 Vitamin Mixing Tank | C | 0190E006 | 2020-09-18 | 2010-09-04 | PHBASALEN
0190-010-263 | 36406 | 0190-MLK-PRO-NDC-TRUPMP02 | PM03 | 301 | 1YR FLOWMETER CAL (LP-F 9689) | NDC Glucose Heatng Vat Discharge Pump C | A | 0190E005 | 2014-09-08 | 2010-09-04 | PHJACOLPA
0190-010-262 | 58339 | 0190-MLK-PRO-CIP-GFFPMP01 | PM03 | 301 | 13WKS FLOWMETER CAL (1D3-FIT-04.35) | CIP Feed Pump Group F | B | 0190E006 | 2015-06-15 | 2010-09-04 | PHJACOLPA
0190-010-261 | 58339 | 0190-MLK-PRO-CIP-SWBPMP01 | PM03 | 301 | 3MON FLOWMETER CAL (1D3-FIT-04.50) | Sieve Washing Chamber B Return Pump | C | 0190E006 | 2015-06-15 | 2010-09-04 | PHJACOLPA
0190-010-260 | 58339 | 0190-MLK-PRO-CIP-GEFPMP01 | PM03 | 301 | 3MON FLOWMETER CAL (1D3-FIT-04.34) | CIP Feed Pump Group E | B | 0190E006 | 2015-06-15 | 2010-09-04 | PHJACOLPA
0190-010-26 | 405260 | 0190-MLK-PRO-SMB-SCWFDR01 | PM03 | 305 | 8WKS End Bushing Replacement | Egron Malto Dosing B Homo/Screwfeeder | A | 0190E005 | 2018-03-13 | 2013-07-29 | PHBASALEN
0190-010-26 | 405260 | 0190-MLK-PRO-SMC-SCWFDR01 | PM03 | 305 | 8WKS End Bushing Replacement | Egron Malto Dosing C Homo/Screwfeeder | A | 0190E005 | 2018-03-13 | 2013-07-29 | PHBASALEN
0190-010-259 | 58339 | 0190-MLK-PRO-CIP-SWCPMP01 | PM03 | 301 | 13WKS FLOWMETER CAL (1D3-FIT-04.60) | Sieve Washing Chamber C Return Pump | C | 0190E006 | 2015-06-15 | 2010-09-04 | PHJACOLPA
0190-010-258 | 58339 | 0190-MLK-PRO-CIP-GDFPMP01 | PM03 | 301 | 13WKS FLOWMETER CAL (1D3-FIT-04.31) | CIP Feed Pump Group D | B | 0190E006 | 2015-06-15 | 2010-09-04 | PHJACOLPA
0190-010-257 | 58339 | 0190-MLK-PRO-CIP-GCFPMP01 | PM03 | 301 | 3MON FLOWMETER CAL (1D3-FIT-04.30) | CIP Feed Pump Group C | B | 0190E006 | 2015-06-15 | 2010-09-04 | PHJACOLPA
0190-010-256 | 58339 | 0190-MLK-PRO-CIP-SNRPMP02 | PM03 | 301 | 13WKS FLOWMETER CAL (1D3-FIT-04.56) | CIP Return Pump SNF C | B | 0190E006 | 2015-06-15 | 2010-09-04 | PHJACOLPA
0190-010-255 | 58339 | 0190-MLK-PRO-CIP-GBFPMP01 | PM03 | 301 | 13WKS FLOWMETER CAL (1D3-FIT-04.33) | CIP Feed Pump Group B | B | 0190E006 | 2015-06-15 | 2010-09-04 | PHJACOLPA
0190-010-254 | 58339 | 0190-MLK-PRO-CIP-3LRPMP01 | PM03 | 301 | 3MON FLOWMETER CAL (1D3-FIT-04.59) | CIP Return Pump Line B | B | 0190E006 | 2015-06-15 | 2010-09-04 | PHJACOLPA
0190-010-253 | 58339 | 0190-MLK-PRO-CIP-GAFPMP01 | PM03 | 301 | 3MON FLOWMETER CAL (1D3-FIT-04.32) | CIP Feed Pump Group A | B | 0190E006 | 2015-06-15 | 2010-09-04 | PHJACOLPA
0190-010-252 | 36405 | 0190-MLK-PRO-EGC-SECFAN01-1C3 TT 10 23 | PM03 | 301 | 52WKS Temp Trans Cal (1C3-TT-10.23) | EgronC Secondary AirFan No1 1C3-TT-10.23 | B | 0190E006 | 2021-06-03 | 2010-09-04 | PHILAGANAN
0190-010-252 | 36405 | 0190-MLK-PRO-EGC-SECFAN02-1C3 TT 10 24 | PM03 | 301 | 52WKS Temp Trans Cal (1C3-TT-10.24) | EgronC Secondary AirFan No2 1C3-TT-10.24 | C | 0190E006 | 2021-06-03 | 2010-09-04 | PHILAGANAN
0190-010-251 | 29633 | 0190-MLK-PRO-CMC-STRVLV01 | PM03 | 303 | 104WKS Gearbox Change Oil | CTS MSK Tipping C Star Valve | B | 0190E005 | 2019-05-20 | 2012-06-23 | PHBASALEN
0190-010-251 | 29633 | 0190-MLK-PRO-EGC-LECPMP01 | PM03 | 303 | 104WKS Gearbox Change Oil | Egron C Lecithin Pump 1 | A | 0190E005 | 2019-05-20 | 2010-08-27 | PHBASALEN
0190-010-251 | 29633 | 0190-MLK-PRO-EGC-LECPMP02 | PM03 | 303 | 104WKS Gearbox Change Oil | Egron C Lecithin Pump 2 | A | 0190E005 | 2019-05-20 | 2010-08-27 | PHBASALEN
0190-010-251 | 29633 | 0190-MLK-PRO-EGC-MSKSTV01 | PM03 | 303 | 104WKS Gearbox Change Oil | Egron C MSK Dosing Starvalve 1 | A | 0190E005 | 2019-05-20 | 2010-08-27 | PHBASALEN
0190-010-251 | 29633 | 0190-MLK-PRO-EGC-MSKSTV02 | PM03 | 303 | 104WKS Gearbox Change Oil | Egron C MSK Dosing Starvalve 2 | A | 0190E005 | 2019-05-20 | 2010-08-27 | PHBASALEN
0190-010-251 | 29633 | 0190-MLK-PRO-EGC-MULSVA01 | PM03 | 303 | 104WKS Gearbox Change Oil | Egron C Multiclone Star Valve 1 | A | 0190E005 | 2019-05-20 | 2010-08-27 | PHBASALEN
0190-010-251 | 29633 | 0190-MLK-PRO-EGC-MULSVA02 | PM03 | 303 | 104WKS Gearbox Change Oil | Egron C Multiclone Star Valve 2 | A | 0190E005 | 2019-05-20 | 2010-08-27 | PHBASALEN
0190-010-251 | 29633 | 0190-MLK-PRO-EGC-PWINCH01 | PM03 | 303 | 104WKS Gearbox Change Oil | Egron C Platform Winch | B | 0190E005 | 2019-05-20 | 2010-08-27 | PHBASALEN
0190-010-251 | 29633 | 0190-MLK-PRO-SMC-STRVLV01 | PM03 | 303 | 104WKS Gearbox Change Oil | Egron Malto Dosing C Star Valve | A | 0190E005 | 2019-05-20 | 2012-06-23 | PHBASALEN
0190-010-251 | 29633 | 0190-MLK-PRO-TMC-STRVLV01 | PM03 | 303 | 104WKS Gearbox Change Oil | CTS Malto Tipping C Star Valve | B | 0190E005 | 2019-05-20 | 2012-11-05 | PHBASALEN
0190-010-250 | 51444 | 0190-MLK-PRO-EGC-DRPCHT01 | PM03 | 307 | 2WKS Drop Chute Vent Cleaning C | Egron C Drop Chute | B | 0190E020 | 2015-03-09 | 2013-03-22 | PHJACOLPA
0190-010-250 | 51444 | 0190-MLK-PRO-EGC-PRSPOT01 | PM03 | 307 | 2WKS Pressure Pot vent cleaning C | Pressure Pot Egron C | B | 0190E020 | 2015-03-09 | 2010-08-26 | PHJACOLPA
0190-010-25 | 405259 | 0190-MLK-PRO-EGB-IRODOS02 | PM03 | 305 | 8WKS End Bushing Replacement | Iron Dosing LIW Homo/Screwfeeder B | A | 0190E005 | 2018-03-13 | 2013-07-29 | PHBASALEN
0190-010-25 | 405259 | 0190-MLK-PRO-EGC-IRODOS02 | PM03 | 305 | 8WKS End Bushing Replacement | Iron Dosing LIW Homo/Screwfeeder C | A | 0190E005 | 2018-03-13 | 2013-07-29 | PHBASALEN
0190-010-249 | 51444 | 0190-MLK-PRO-EGB-DRPCHT01 | PM03 | 307 | 2WKS Drop Chute Vent Cleaning B | Egron B Drop Chute | B | 0190E020 | 2015-03-09 | 2013-03-22 | PHJACOLPA
0190-010-249 | 51444 | 0190-MLK-PRO-EGB-PRSPOT01 | PM03 | 307 | 2WKS Pressure Pot vent cleaning B | Pressure Pot Egron B | C | 0190E020 | 2015-03-09 | 2010-08-26 | PHJACOLPA
0190-010-248 | 36405 | 0190-WST-PRO-EGC-HOTVLV01 | PM03 | 301 | 1Y Temperature X'mitter Cal (LP-T 9600) | Egron C Hot air Valve | A | 0190E006 | 2015-04-01 | 2010-09-04 | PHJACOLPA
0190-010-247 | 36405 | 0190-MLK-PRO-EGC-EGRTWR01-1C3 TE 01 27 | PM03 | 301 | 52WKS Temp Trans Cal (1C3-TE-01.27) | Egron C Tower Temp Trans 1C3-TE-01.27 | B | 0190E006 | 2021-03-09 | 2014-09-09 | PHBASALEN
0190-010-247 | 36405 | 0190-MLK-PRO-EGC-EGRTWR01-1C3 TT 01 27 | PM03 | 301 | 52WKS Temp Trans Cal (1C3-TT-01.27) | Egron C Tower Temp Trans 1C3-TT-01.27 | B | 0190E006 | 2021-03-09 | 2010-09-04 | PHBASALEN
0190-010-247 | 36405 | 0190-MLK-PRO-EGC-EGRTWR01-1C3 TT 10 32 | PM03 | 301 | 52WK Temperature Tran Cal (1C3-TT-10.32) | Egron C Tower Temp Trans 1C3-TT-10.32 | B | 0190E006 | 2021-03-09 | 2010-09-04 | PHBASALEN
0190-010-246 | 51208 | 0190-MLK-PRO-DSC-LIQUIV01 | PM03 | 307 | 18WKS Liquiverter Pulley Check-up C | Diss C Liquiverter | C | 0190E005 | 2017-02-21 | 2010-08-10 | PHBASALEN
0190-010-245 | 51208 | 0190-MLK-PRO-DSB-LIQUIV01 | PM03 | 307 | 18WKS Liquiverter Pulley Check-up B | Diss B Liquiverter | C | 0190E005 | 2017-02-21 | 2010-08-10 | PHBASALEN
0190-010-244 | 50918 | 0190-MLK-PRO-TPB-3LSNVS01 | PM03 | 307 | 12WKS Vibro Motors Terminal Box Check-up | 3L/SNF Tipping Vibra Sifter B | A | 0190E006 | 2020-09-18 | 2010-07-22 | PHBASALEN
0190-010-244 | 50918 | 0190-MLK-PRO-TPC-3LSNVS01 | PM03 | 307 | 12WKS Vibro Motors Terminal Box Check-up | 3L/SNF Tipping Vibra Sifter C | A | 0190E006 | 2020-09-18 | 2010-07-22 | PHBASALEN
0190-010-244 | 50918 | 0190-MLK-PRO-WPB-SNFSLO01 | PM03 | 307 | 12WKS Vibro Motors Terminal Box Check-up | SNF B Silo | B | 0190E006 | 2020-09-18 | 2010-07-22 | PHBASALEN
0190-010-244 | 50918 | 0190-MLK-PRO-WPC-SNFSLO01 | PM03 | 307 | 12WKS Vibro Motors Terminal Box Check-up | SNF C Silo 1 | B | 0190E006 | 2020-09-18 | 2010-07-22 | PHBASALEN
0190-010-243 | 50918 | 0190-MLK-PRO-DSC-RAWSLO01 | PM03 | 307 | 13WKS Vibro Motors Terminal Box Check-up | Diss C Raw Material Silo No 1 | A | 0190E006 | 2017-02-21 | 2010-07-22 | PHBASALEN
0190-010-243 | 50918 | 0190-MLK-PRO-DSC-RAWSLO02 | PM03 | 307 | 13WKS Vibro Motors Terminal Box Check-up | Diss C Raw Material Silo No 2 | C | 0190E006 | 2017-02-21 | 2010-07-22 | PHBASALEN
0190-010-242 | 50918 | 0190-MLK-PRO-DSB-3LSNFS01 | PM03 | 307 | 13WKS Vibro Motors Terminal Box Check-up | Diss Raw Material Silo B1 | A | 0190E006 | 2018-08-07 | 2010-07-22 | PHBASALEN
0190-010-242 | 50918 | 0190-MLK-PRO-DSB-RAWSLO02 | PM03 | 307 | 13WKS Vibro Motors Terminal Box Check-up | Diss Raw Material Silo B2 | A | 0190E006 | 2018-08-07 | 2010-07-22 | PHBASALEN
0190-010-241 | 50918 | 0190-MLK-PRO-EGC-ACOBED01 | PM03 | 307 | 12WKS Vibro Motors Terminal Box Check-up | Egron C After Cooler Bed | A | 0190E006 | 2020-09-18 | 2010-07-21 | PHBASALEN
0190-010-241 | 50918 | 0190-MLK-PRO-EGC-ADRBED01 | PM03 | 307 | 12WKS Vibro Motors Terminal Box Check-up | Egron C After Dryer Bed | B | 0190E006 | 2020-09-18 | 2010-07-21 | PHBASALEN
0190-010-241 | 50918 | 0190-MLK-PRO-EGC-MSKSLO01 | PM03 | 307 | 12WKS Vibro Motors Terminal Box Check-up | Egron C MSK Silo No 1 | C | 0190E006 | 2020-09-18 | 2010-07-21 | PHBASALEN
0190-010-241 | 50918 | 0190-MLK-PRO-EGC-MSKSLO02 | PM03 | 307 | 12WKS Vibro Motors Terminal Box Check-up | Egron C MSK Silo No 2 | C | 0190E006 | 2020-09-18 | 2010-07-21 | PHBASALEN
0190-010-241 | 50918 | 0190-MLK-PRO-EGC-POWSIF01 | PM03 | 307 | 12WKS Vibro Motors Terminal Box Check-up | Egron C Powder Sifter | A | 0190E006 | 2020-09-18 | 2010-07-21 | PHBASALEN
0190-010-241 | 50918 | 0190-MLK-PRO-EGC-VIBCVY01 | PM03 | 307 | 12WKS Vibro Motors Terminal Box Check-up | Egron C Fines VibroTube Conveyor | B | 0190E006 | 2020-09-18 | 2012-12-05 | PHBASALEN
0190-010-241 | 50918 | 0190-MLK-PRO-SMC-RCVSLO01 | PM03 | 307 | 12WKS Vibro Motors Terminal Box Check-up | Egron Malto Dosing C Receiving Silo | C | 0190E006 | 2020-09-18 | 2012-11-15 | PHBASALEN
0190-010-240 | 50918 | 0190-MLK-PRO-EGB-ACOBED01 | PM03 | 307 | 12WKS Vibro Motors Terminal Box Check-up | Egron B After Cooler Bed | A | 0190E006 | 2020-11-11 | 2010-07-21 | PHBASALEN
0190-010-240 | 50918 | 0190-MLK-PRO-EGB-ADRBED01 | PM03 | 307 | 12WKS Vibro Motors Terminal Box Check-up | Egron B After Dryer Bed | A | 0190E006 | 2020-11-11 | 2010-07-21 | PHBASALEN
0190-010-240 | 50918 | 0190-MLK-PRO-EGB-MSKSLO01 | PM03 | 307 | 12WKS Vibro Motors Terminal Box Check-up | Egron B MSK Silo No 1 | C | 0190E006 | 2020-11-11 | 2010-07-21 | PHBASALEN
0190-010-240 | 50918 | 0190-MLK-PRO-EGB-MSKSLO02 | PM03 | 307 | 12WKS Vibro Motors Terminal Box Check-up | Egron B MSK Silo No 2 | C | 0190E006 | 2020-11-11 | 2010-07-21 | PHBASALEN
0190-010-240 | 50918 | 0190-MLK-PRO-EGB-POWSIF01-VIBROMTR01 | PM03 | 307 | 12WKS Vibro Motors Terminal Box Check-up | Powder Sifter Vibro Motor 01 | B | 0190E006 | 2020-11-11 | 2010-07-21 | PHBASALEN
0190-010-240 |  | 0190-MLK-PRO-EGB-POWSIF01-VIBROMTR02 | PM03 | 307 | 12WKS Vibro Motors Terminal Box Check-up | Powder Sifter Vibro Motor 02 | B | 0190E005 | 2020-11-11 | 2019-03-13 | PHBASALEN
0190-010-240 | 50918 | 0190-MLK-PRO-EGB-VIBCVY01 | PM03 | 307 | 12WKS Vibro Motors Terminal Box Check-up | Egron B AD/AC Fines VibroTube Conveyor | B | 0190E006 | 2020-11-11 | 2012-12-05 | PHBASALEN
0190-010-240 | 50918 | 0190-MLK-PRO-SMB-RCVSLO01 | PM03 | 307 | 12WKS Vibro Motors Terminal Box Check-up | Egron Malto Dosing B Receiving Silo | B | 0190E006 | 2020-11-11 | 2012-11-15 | PHBASALEN
0190-010-24 | 405233 | 0190-MLK-PRO-EGC-VACPMP02 | PM03 | 307 | 4WKS Vacuum Pump Change-over | Nucon Vacuum Pump C2 | B | 0190E005 | 2014-08-04 | 2013-07-23 | PHJACOLPA
0190-010-24 | 405230 | 0190-MLK-PRO-EGC-VACPMP02 | PM03 | 307 | 4WKS Vacuum Pump Change-over | Nucon Vacuum Pump C2 | B | 0190E006 | 2014-08-04 | 2013-07-23 | PHJACOLPA
0190-010-239 | 50887 | 0190-MLK-PRO-EGC-LECGUN01 | PM03 | 307 | 109HRS Lecithin Nozzle Change-over C | Egron C Lecithin Gun | A | 0190E020 | 2014-11-06 | 2010-07-20 | PHJACOLPA
0190-010-238 | 50887 | 0190-MLK-PRO-EGB-LECGUN01 | PM03 | 307 | 109HRS Lecithin Nozzle Change-over B | Egron B Lecithin Gun | A | 0190E020 | 2014-11-06 | 2010-07-20 | PHJACOLPA
0190-010-237 | 50634 | 0190-MLK-PRO-EGC-WEXFAN01 | PM03 | 302 | 52WKS wall Exhaust fan check | Egron C Wall Exhaust Fan Sieve Washing | C | 0190E006 | 2020-09-18 | 2010-07-17 | PHBASALEN
0190-010-237 | 50634 | 0190-MLK-PRO-EGC-WEXFAN02 | PM03 | 302 | 52WKS wall Exhaust fan check | Egron C Wall Exhaust Fan No 5 | C | 0190E006 | 2020-09-18 | 2010-07-17 | PHBASALEN
0190-010-237 | 50634 | 0190-MLK-PRO-EGC-WEXFAN03 | PM03 | 302 | 52WKS wall Exhaust fan check | Egron C Wall Exhaust Fan No 6 | C | 0190E006 | 2020-09-18 | 2010-07-17 | PHBASALEN
0190-010-237 | 50634 | 0190-MLK-PRO-EGC-WEXFAN04 | PM03 | 302 | 52WKS wall Exhaust fan check | Egron C Wall Exhaust Fan No G1 | C | 0190E006 | 2020-09-18 | 2010-07-17 | PHBASALEN
0190-010-237 | 50634 | 0190-MLK-PRO-EGC-WEXFAN05 | PM03 | 302 | 52WKS wall Exhaust fan check | Egron C 5th Floor Wall Exhaust Fan A | B | 0190E006 | 2020-09-18 | 2012-10-15 | PHBASALEN
0190-010-237 | 50634 | 0190-MLK-PRO-EGC-WEXFAN06 | PM03 | 302 | 52WKS wall Exhaust fan check | Egron C 5th Floor Wall Exhaust Fan B | B | 0190E006 | 2020-09-18 | 2012-10-15 | PHBASALEN
0190-010-236 | 50869 | 0190-MLK-PRO-EGB-ACOBED01 | PM03 | 307 | 26WKS ATEX DMM MODULE CHECK-UP B | Egron B After Cooler Bed | A | 0190E006 | 2021-03-19 | 2010-07-17 | PHILAGANAN
0190-010-236 | 50869 | 0190-MLK-PRO-EGB-FINHPR01 | PM03 | 307 | 26WKS ATEX DMM MODULE CHECK-UP B | Egron B AD/AC Fine Pwdr Separtor Hopper | B | 0190E006 | 2021-03-19 | 2013-09-24 | PHILAGANAN
0190-010-235 | 50868 | 0190-MLK-PRO-EGB-LHPSYS01 | PM03 | 307 | 1 MONTH LHPN VALVE CHECK | Egron B LHPN System | A | 0190E005 | 2015-04-01 | 2010-07-17 | PHJACOLPA
0190-010-235 | 50868 | 0190-MLK-PRO-EGC-LHPSYS01 | PM03 | 307 | 1 MONTH LHPN VALVE CHECK | LHPN System | B | 0190E005 | 2015-04-01 | 2010-07-17 | PHJACOLPA
0190-010-234 | 50867 | 0190-MLK-PRO-EGB-LHPSYS01 | PM03 | 307 | 4WKS LHPN ACTUATOR CHECK | Egron B LHPN System | A | 0190E006 | 2015-06-02 | 2010-07-17 | PHJACOLPA
0190-010-233 | 50844 | 0190-MLK-PRO-WPC-3LHPMP02 | PM03 | 307 | 109HRS HOMOGENIZER LUBE OIL CHECK | 3L High Pressure Pump | A | 0190E005 | 2015-03-16 | 2010-07-15 | PHJACOLPA
0190-010-233 | 50844 | 0190-MLK-PRO-WPC-3LHPMP03 | PM03 | 307 | 109HRS HOMOGENIZER LUBE OIL CHECK | 3rd Line C Homogeniser (Rannie) | A | 0190E005 | 2015-03-16 | 2010-07-15 | PHJACOLPA
0190-010-233 | 50844 | 0190-MLK-PRO-WPC-SHPPMP01 | PM03 | 307 | 109HRS HOMOGENIZER LUBE OIL CHECK | SNF C High Pressure Pump | A | 0190E005 | 2015-03-16 | 2010-07-15 | PHJACOLPA
0190-010-233 | 50844 | 0190-MLK-PRO-WPC-SNFHOM01 | PM03 | 307 | 109HRS HOMOGENIZER LUBE OIL CHECK | SNF C Homogenizer | B | 0190E005 | 2015-03-16 | 2010-07-15 | PHJACOLPA
0190-010-232 | 50844 | 0190-MLK-PRO-WPB-3LHPMP01 | PM03 | 307 | 109HRS HOMOGENIZER LUBE OIL CHECK | 3rd Line B Homogenizer | A | 0190E005 | 2015-03-16 | 2010-07-15 | PHJACOLPA
0190-010-232 | 50844 | 0190-MLK-PRO-WPB-3LHPMP02 | PM03 | 307 | 109HRS HOMOGENIZER LUBE OIL CHECK | 3rd Line B High Pressure Pump | A | 0190E005 | 2015-03-16 | 2010-07-15 | PHJACOLPA
0190-010-232 | 50844 | 0190-MLK-PRO-WPB-SHPPMP01 | PM03 | 307 | 109HRS HOMOGENIZER LUBE OIL CHECK | SNF B High Pressure Pump | A | 0190E005 | 2015-03-16 | 2010-07-15 | PHJACOLPA
0190-010-232 | 50844 | 0190-MLK-PRO-WPB-SNFHOM01 | PM03 | 307 | 109HRS HOMOGENIZER LUBE OIL CHECK | SNF B Homogenizer | B | 0190E005 | 2015-03-16 | 2010-07-15 | PHJACOLPA
0190-010-231 | 50835 | 0190-MLK-PRO-EGC-VACPMP01 | PM03 | 307 | 109HRS VACUUM PUMP INLET FILTER CLEANING | Nucon Vacuum Pump C1 | A | 0190E005 | 2015-03-16 | 2010-07-14 | PHJACOLPA
0190-010-230 | 50835 | 0190-MLK-PRO-EGB-VACPMP02 | PM03 | 307 | 109HRS VACUUM PUMP INLET FILTER CLEANING | Nucon Vacuum Pump B2 | A | 0190E005 | 2015-03-16 | 2010-07-14 | PHJACOLPA
0190-010-23 | 405233 | 0190-MLK-PRO-EGC-VACPMP01 | PM03 | 307 | 4WKS Vacuum Pump Change-over | Nucon Vacuum Pump C1 | A | 0190E005 | 2014-08-04 | 2013-07-23 | PHJACOLPA
0190-010-23 | 405230 | 0190-MLK-PRO-EGC-VACPMP01 | PM03 | 307 | 4WKS Vacuum Pump Change-over | Nucon Vacuum Pump C1 | A | 0190E006 | 2014-08-04 | 2013-07-23 | PHJACOLPA
0190-010-229 | 50835 | 0190-MLK-PRO-EGB-VACPMP01 | PM03 | 307 | 60HRS VACUUM PUMP INLET FILTER CLEANING | Nucon Vacuum Pump B1 | A | 0190E005 | 2015-03-16 | 2010-07-14 | PHJACOLPA
0190-010-228 | 547317 | 0190-MLK-PRO-WPC-3LHPMP03-VALVEHOMO1 | PM03 | 305 | 26WK Homo Valve/Valve Seat Replacement | 3L-C HOMO Valve 1st Stage | B | 0190E020 | 2019-03-07 | 2017-11-14 | PHBASALEN
0190-010-228 | 547317 | 0190-MLK-PRO-WPC-3LHPMP03-VALVEHOMO2 | PM03 | 305 | 26WK Homo Valve/Valve Seat Replacement | 3L-C HOMO Valve 2nd Stage | B | 0190E020 | 2019-03-07 | 2017-11-14 | PHBASALEN
0190-010-227 | 50777 | 0190-MLK-PRO-WPB-3LHPMP01-VALVEHOMO1 | PM03 | 305 | 26WK Homo Valve/Valve Seat Replacement | 3L-B HOMO Valve 1st Stage | A | 0190E005 | 2019-05-17 | 2010-07-14 | PHBASALEN
0190-010-227 | 50777 | 0190-MLK-PRO-WPB-3LHPMP01-VALVEHOMO2 | PM03 | 305 | 26WK Homo Valve/Valve Seat Replacement | 3L-B HOMO Valve 2nd Stage | A | 0190E005 | 2019-05-17 | 2014-08-01 | PHBASALEN
0190-010-227 | 50777 | 0190-MLK-PRO-WPB-SNFHOM01-VALVEHOMO1 | PM03 | 305 | 26WK Homo Valve/Valve Seat Replacement | SNF-B Homo Vave 1st Stage | B | 0190E005 | 2019-05-17 | 2017-11-14 | PHBASALEN
0190-010-227 | 50777 | 0190-MLK-PRO-WPB-SNFHOM01-VALVEHOMO2 | PM03 | 305 | 26WK Homo Valve/Valve Seat Replacement | SNF-B Homo Valve 2nd Stage | B | 0190E020 | 2019-05-17 | 2017-11-14 | PHBASALEN
0190-010-227 | 50777 | 0190-MLK-PRO-WPC-SNFHOM01-VALVEHOMO2 | PM03 | 305 | 26WK Homo Valve/Valve Seat Replacement | SNF-C HOMO Valve 2nd Stage | B | 0190E005 | 2019-05-17 | 2018-11-23 | PHBASALEN
0190-010-227 | 50777 | 0190-MLK-PRO-WPC-SNFHOM01-VALVEHOMO2 | PM03 | 305 | 26WK Homo Valve/Valve Seat Replacement | SNF-C HOMO Valve 2nd Stage | B | 0190E005 | 2019-05-17 | 2018-11-23 | PHBASALEN
0190-010-226 | 34294 | 0190-MLK-PRO-CAS-COMMON | PM03 | 302 | 26WKS PLC/MCC Panel Thermal Scanning | Milks Air Compressor System Common | C | 0190E006 | 2021-03-19 | 2010-06-16 | PHILAGANAN
0190-010-226 | 34294 | 0190-MLK-PRO-EGB-ETRMCC01 | PM03 | 302 | 26WKS PLC/MCC Panel Thermal Scanning | Egron B ETR MCC Panel | A | 0190E006 | 2021-03-19 | 2011-06-11 | PHILAGANAN
0190-010-226 | 34294 | 0190-MLK-PRO-EGB-ETRPLC01 | PM03 | 302 | 26WKS PLC/MCC Panel Thermal Scanning | Egron B ETR PLC Panel | A | 0190E006 | 2021-03-19 | 2011-06-11 | PHILAGANAN
0190-010-226 | 34294 | 0190-MLK-PRO-EGC-ETRMCC01 | PM03 | 302 | 26WKS PLC/MCC Panel Thermal Scanning | Egron C ETR MCC Panel | A | 0190E006 | 2021-03-19 | 2011-06-11 | PHILAGANAN
0190-010-226 | 34294 | 0190-MLK-PRO-EGC-ETRPLC01 | PM03 | 302 | 26WKS PLC/MCC Panel Thermal Scanning | Egron C ETR PLC Panel | A | 0190E006 | 2021-03-19 | 2011-06-11 | PHILAGANAN
0190-010-226 | 34294 | 0190-MLK-PRO-SMB-MCCPNL01 | PM03 | 302 | 26WKS PLC/MCC Panel Thermal Scanning | Egron Malto Dosing B MCC Panel | A | 0190E006 | 2021-03-19 | 2011-07-21 | PHILAGANAN
0190-010-226 | 34294 | 0190-MLK-PRO-SMB-PLCPNL01 | PM03 | 302 | 26WKS PLC/MCC Panel Thermal Scanning | Egron Malto Dosing B PLC Panel | A | 0190E006 | 2021-03-19 | 2011-07-22 | PHILAGANAN
0190-010-226 | 34294 | 0190-MLK-PRO-SMC-MCCPNL01 | PM03 | 302 | 26WKS PLC/MCC Panel Thermal Scanning | Egron Malto Dosing C MCC Panel | A | 0190E006 | 2021-03-19 | 2011-07-21 | PHILAGANAN
0190-010-226 | 34294 | 0190-MLK-PRO-SMC-PLCPNL01 | PM03 | 302 | 26WKS PLC/MCC Panel Thermal Scanning | Egron Malto Dosing C PLC Panel | A | 0190E006 | 2021-03-19 | 2011-07-22 | PHILAGANAN
0190-010-225 | 36405 | 0190-MLK-PRO-EGC-DHUMID04-1C3 TT 07 50 | PM03 | 301 | 52WK Temperature Tran Cal (1C3-TT-07.50) | Egron C Dehumidifier No 4 1C3-TT-07.50 | B | 0190E006 | 2021-06-03 | 2010-06-16 | PHILAGANAN
0190-010-224 | 36405 | 0190-MLK-PRO-EGC-DHUMID03-1C3 TT 07 04 | PM03 | 301 | 52WK Temperature Tran Cal (1C3-TT-07.04) | Egron C Dehumidifier No 3 1C3-TT-07.04 | B | 0190E006 | 2020-09-18 | 2010-06-16 | PHBASALEN
0190-010-223 | 36405 | 0190-MLK-PRO-EGC-DHUMID03-1C3 TT 06 06 | PM03 | 301 | 52WKS Temp Trans Cal (1C3-TT-06.06) | Egron C Dehumidifier No 3 1C3-TT-06.06 | B | 0190E006 | 2021-06-03 | 2010-06-16 | PHILAGANAN
0190-010-222 | 34294 | 0190-MLK-PRO-CIP-MCCPNL01 | PM03 | 302 | 26WKS PLC/MCC Panel Thermal Scanning | MCC Panel Central CIP | C | 0190E006 | 2021-03-19 | 2010-08-17 | PHILAGANAN
0190-010-221 | 34294 | 0190-MLK-PRO-CMN-PROCMN01 | PM03 | 302 | 2MON PLC/MCC Panel Thermal Scanning | Milks Process Facilities | C | 0190E006 | 2011-11-09 | 2010-08-17 | PHJACOLPA
0190-010-220 | 34294 | 0190-MLK-PRO-DSB-LIQPNL01 | PM03 | 302 | 26WKS PLC/MCC Panel Thermal Scanning | MCC Panel Liquiverter B | A | 0190E006 | 2017-05-10 | 2010-06-16 | PHBASALEN
0190-010-220 | 34294 | 0190-MLK-PRO-DSC-SCAPNL01-PLC PANEL C | PM03 | 302 | 26WKS PLC/MCC Panel Thermal Scanning | Scanima PLC Panel C | C | 0190E006 | 2021-03-19 | 2010-06-19 | PHILAGANAN
0190-010-22 | 50636 | 0190-MLK-PRO-CMN-4WRTSV01 | PM03 | 305 | 52WKS RTSV Seal Replacement | 4 Way RTSV L11-12 | C | 0190E005 | 2021-03-19 | 2014-09-30 | PHILAGANAN
0190-010-22 | 50636 | 0190-MLK-PRO-EGB-10RTSV01 | PM03 | 305 | 52WKS RTSV Seal Replacement | 10 Way RTSV Egron B | B | 0190E005 | 2021-03-19 | 2010-06-30 | PHILAGANAN
0190-010-219 | 36405 | 0190-MLK-PRO-EGC-DHUMID03-1C3 TT 06 05 | PM03 | 301 | 52WK Temperature Tran Cal (1C3-TT-06.05) | Egron C Dehumidifier No 3 1C3-TT-06.05 | B | 0190E006 | 2021-06-03 | 2010-02-16 | PHILAGANAN
0190-010-218 | 36405 | 0190-MLK-PRO-EGC-ADRBED01-1C3TT 08 14 02 | PM03 | 301 | 52WKS Temp Trans Cal (1C3-TT-08.14/02) | Egron C After Dryer Bed 1C3-TT-08.14/02 | B | 0190E006 | 2020-09-18 | 2010-02-16 | PHBASALEN
0190-010-217 | 29625 | 0190-MLK-PRO-WPC-3LHPMP03 | PM03 | 303 | 26WKS Change Lube and Hydraulic Oil | 3rd Line C Homogeniser (Rannie) | A | 0190E005 | 2021-03-19 | 2010-02-15 | PHILAGANAN
0190-010-216 | 44239 | 0190-MLK-PRO-CMB-STRVLV01 | PM03 | 307 | 12WKS Sightglass Check-up | CTS MSK Tipping B Star Valve | B | 0190E005 | 2017-02-02 | 2013-05-27 | PHBASALEN
0190-010-216 | 44239 | 0190-MLK-PRO-CMC-STRVLV01 | PM03 | 307 | 12WKS Sightglass Check-up | CTS MSK Tipping C Star Valve | B | 0190E005 | 2017-02-02 | 2013-05-27 | PHBASALEN
0190-010-216 | 44239 | 0190-MLK-PRO-EGB-DFPIPE01 | PM03 | 307 | 12WKS Sight Glass check DF B | DF Milk Powder Transport Pipes Egron B | B | 0190E005 | 2017-02-02 | 2009-09-11 | PHBASALEN
0190-010-216 | 44239 | 0190-MLK-PRO-EGB-FDPSYS01 | PM03 | 307 | 12WKS Sight Glass PDP B | Fines Dense Phase System B | B | 0190E005 | 2017-02-02 | 2009-09-11 | PHBASALEN
0190-010-216 | 44239 | 0190-MLK-PRO-EGB-MSKSTV01 | PM03 | 307 | 12WKS Sight Glass check MSK Dos B1 | Egron B MSK Dosing Starvalve 1 | A | 0190E005 | 2017-02-02 | 2009-09-11 | PHBASALEN
0190-010-216 | 44239 | 0190-MLK-PRO-EGB-MSKSTV02 | PM03 | 307 | 12WKS Sight Glass check MSK Dos B2 | Egron B MSK Dosing Starvalve 2 | A | 0190E005 | 2017-02-02 | 2009-09-11 | PHBASALEN
0190-010-216 | 44239 | 0190-MLK-PRO-EGC-FDPSYS01 | PM03 | 307 | 12WKS Sight Glass PDP C | Fines Dense Phase System C | B | 0190E005 | 2017-02-02 | 2009-09-11 | PHBASALEN
0190-010-216 | 44239 | 0190-MLK-PRO-EGC-MSKSTV01 | PM03 | 307 | 12WKS Sight Glass check MSK Dos C1 | Egron C MSK Dosing Starvalve 1 | A | 0190E005 | 2017-02-02 | 2009-09-11 | PHBASALEN
0190-010-216 | 44239 | 0190-MLK-PRO-EGC-MSKSTV02 | PM03 | 307 | 12WKS Sight Glass check MSK Dos C2 | Egron C MSK Dosing Starvalve 2 | A | 0190E005 | 2017-02-02 | 2009-09-11 | PHBASALEN
0190-010-216 | 44239 | 0190-MLK-PRO-SMB-STRVLV01 | PM03 | 307 | 12WKS Sight Glass check up Malto B | Egron Malto Dosing B Star Valve | A | 0190E005 | 2017-02-02 | 2012-10-05 | PHBASALEN
0190-010-216 | 44239 | 0190-MLK-PRO-SMC-STRVLV01 | PM03 | 307 | 12WKS Sight Glass check up Malto C | Egron Malto Dosing C Star Valve | A | 0190E005 | 2017-02-02 | 2012-10-05 | PHBASALEN
0190-010-216 | 44239 | 0190-MLK-PRO-TMB-STRVLV01 | PM03 | 307 | 12WKS Sightglass Check-up | CTS Malto Tipping B Star Valve | B | 0190E005 | 2017-02-02 | 2013-05-27 | PHBASALEN
0190-010-216 | 44239 | 0190-MLK-PRO-TMC-STRVLV01 | PM03 | 307 | 12WKS Sightglass Check-up | CTS Malto Tipping C Star Valve | B | 0190E005 | 2017-02-02 | 2013-05-27 | PHBASALEN
0190-010-216 | 44239 | 0190-MLK-PRO-TPB-3LSNDP01 | PM03 | 307 | 12WKS Sight Glass check Wet Tip B | 3L/SNF Tipping B Dense Phase | B | 0190E005 | 2017-02-02 | 2009-09-11 | PHBASALEN
0190-010-216 | 44239 | 0190-MLK-PRO-TPC-3LSNDP01 | PM03 | 307 | 12WKS Sight Glass check Wet Tip C | 3L/SNF Tipping C Dense Phase | B | 0190E005 | 2017-02-02 | 2009-09-11 | PHBASALEN
0190-010-215 | 44238 | 0190-WST-PRO-SNF-RTYSEP01 | PM03 | 307 | 1 Month Rotary Sifter check SNF Tipping | SNF Tipping Rotary Sifter | B | 0190E005 | 2014-01-15 | 2009-09-11 | PHJACOLPA
0190-010-214 | 44160 | 0190-MLK-PRO-EGC-IROHOP01 | PM03 | 307 | 12WKS Screwffeder Check up Iron Hop C | Iron Dosing Main Hopper C | B | 0190E005 | 2020-09-18 | 2013-04-01 | PHBASALEN
0190-010-214 | 44160 | 0190-MLK-PRO-EGC-SCWCVY01 | PM03 | 307 | 12WKS Screwfeeder Check MSK Dos C1 | Egron C MSK Dosing 1 Homo/Screwfeeder | A | 0190E005 | 2020-09-18 | 2009-09-04 | PHBASALEN
0190-010-214 | 44160 | 0190-MLK-PRO-EGC-SCWCVY02 | PM03 | 307 | 12WKS Screwfeeder Check MSK Dos C2 | Egron C MSK Dosing 2 Homo/Screwfeeder | A | 0190E005 | 2020-09-18 | 2009-09-04 | PHBASALEN
0190-010-214 | 44160 | 0190-MLK-PRO-SMC-SCWFDR01 | PM03 | 307 | 12WKS Screwffeder Check up Malto C | Egron Malto Dosing C Homo/Screwfeeder | A | 0190E005 | 2020-09-18 | 2012-05-28 | PHBASALEN
0190-010-214 | 44160 | 0190-MLK-PRO-WPC-SCWCVY01 | PM03 | 307 | 12WKS Screwffeder Check up SNF Silo | SNF SIlo C Homo/Screwfeeder | C | 0190E005 | 2020-09-18 | 2012-11-12 | PHBASALEN
0190-010-213 | 44160 | 0190-MLK-PRO-EGB-IRODOS01 | PM03 | 307 | 12WKS Screwffeder Check up Iron Hop B | Iron Dosing Hopper Homo/Screwfeeder B | A | 0190E005 | 2020-09-18 | 2013-04-01 | PHBASALEN
0190-010-213 | 44160 | 0190-MLK-PRO-EGB-SCWCVY01 | PM03 | 307 | 12WKS Screwffeder Check MSK Dos B1 | Egron B MSK Dosing 1 Homo/Screwfeeder | A | 0190E005 | 2020-09-18 | 2009-09-04 | PHBASALEN
0190-010-213 | 44160 | 0190-MLK-PRO-EGB-SCWCVY02 | PM03 | 307 | 12WKS Screwffeder Check MSK Dos B2 | Egron B MSK Dosing 2 Homo/Screwfeeder | A | 0190E005 | 2020-09-18 | 2009-09-04 | PHBASALEN
0190-010-213 | 44160 | 0190-MLK-PRO-SMB-SCWFDR01 | PM03 | 307 | 12WKS Screwffeder Check up Malto B | Egron Malto Dosing B Homo/Screwfeeder | A | 0190E005 | 2020-09-18 | 2013-05-11 | PHBASALEN
0190-010-213 | 44160 | 0190-MLK-PRO-WPB-SCWCVY01 | PM03 | 307 | 12WKS Screwffeder Check up SNF B | SNF SIlo B Homo/Screwfeeder | C | 0190E005 | 2020-09-18 | 2013-01-22 | PHBASALEN
0190-010-212 | 29633 | 0190-MLK-PRO-CMB-STRVLV01 | PM03 | 303 | 52WKS Change Oil Egron B Gearboxes | CTS MSK Tipping B Star Valve | B | 0190E005 | 2020-09-18 | 2012-06-23 | PHBASALEN
0190-010-212 | 29633 | 0190-MLK-PRO-EGB-LECPMP01 | PM03 | 303 | 52WKS Change Oil Lecithin Pump B1 G.Box | Egron B Lecithin Pump No. 1 | A | 0190E005 | 2020-09-18 | 2008-06-09 | PHBASALEN
0190-010-212 | 29633 | 0190-MLK-PRO-EGB-LECPMP02 | PM03 | 303 | 52WKS Change Oil Egron B Gearboxes | Egron B Lecithin Pump No. 2 | A | 0190E005 | 2020-09-18 | 2013-12-19 | PHBASALEN
0190-010-212 | 29633 | 0190-MLK-PRO-EGB-MSKSTV01 | PM03 | 303 | 52WKS Change Oil Egron B Gearboxes | Egron B MSK Dosing Starvalve 1 | A | 0190E005 | 2020-09-18 | 2013-12-19 | PHBASALEN
0190-010-212 | 29633 | 0190-MLK-PRO-EGB-MSKSTV02 | PM03 | 303 | 52WKS Change Oil Egron B Gearboxes | Egron B MSK Dosing Starvalve 2 | A | 0190E005 | 2020-09-18 | 2013-12-19 | PHBASALEN
0190-010-212 | 29633 | 0190-MLK-PRO-EGB-MULSVA01 | PM03 | 303 | 52WKS Change Oil Separator S/V B1 G. box | Egron B Multiclone Star Valve 1 | A | 0190E005 | 2020-09-18 | 2012-12-19 | PHBASALEN
0190-010-212 | 29633 | 0190-MLK-PRO-EGB-MULSVA02 | PM03 | 303 | 52WKS Change Oil Separator S/V B2 G. box | Egron B Multiclone Star Valve 2 | A | 0190E005 | 2020-09-18 | 2008-06-09 | PHBASALEN
0190-010-212 | 29633 | 0190-MLK-PRO-EGB-PWINCH01 | PM03 | 303 | 52WKS Change Oil Flat form Winch B G.box | Egron B Platform Winch | B | 0190E005 | 2020-09-18 | 2008-06-09 | PHBASALEN
0190-010-212 | 29633 | 0190-MLK-PRO-SMB-STRVLV01 | PM03 | 303 | 52WKS Change Oil Egron B Gearboxes | Egron Malto Dosing B Star Valve | A | 0190E005 | 2020-09-18 | 2012-06-23 | PHBASALEN
0190-010-212 | 29633 | 0190-MLK-PRO-TMB-STRVLV01 | PM03 | 303 | 52WKS Change Oil Egron B Gearboxes | CTS Malto Tipping B Star Valve | B | 0190E005 | 2020-09-18 | 2012-11-05 | PHBASALEN
0190-010-211 | 29634 | 0190-MLK-PRO-EGC-BLWBCK01 | PM03 | 303 | 13WKS Change Oil Blowback Blower C1 | Egron C Blowback Blower No 1 | A | 0190E005 | 2019-01-03 | 2008-06-09 | PHBASALEN
0190-010-211 | 29634 | 0190-MLK-PRO-EGC-BLWBCK02 | PM03 | 303 | 13WKS Change Oil Blowback Blower C2 | Egron C Blowback Blower No 2 | A | 0190E005 | 2019-01-03 | 2008-06-09 | PHBASALEN
0190-010-210 | 36405 | 0190-MLK-PRO-EGC-ADRBED01-1C3 TT 02 18 | PM03 | 301 | 52WKS Temp Trans Cal (1C3-TT-02.18) | Egron C After Dryer Bed 1C3-TT-02.18 | B | 0190E006 | 2020-09-18 | 2010-06-16 | PHBASALEN
0190-010-21 | 405233 | 0190-MLK-PRO-EGB-VACPMP02 | PM03 | 307 | 4WKS Vacuum Pump Change-over | Nucon Vacuum Pump B2 | A | 0190E005 | 2014-08-04 | 2013-07-23 | PHJACOLPA
0190-010-21 | 405230 | 0190-MLK-PRO-EGB-VACPMP02 | PM03 | 307 | 4WKS Vacuum Pump Change-over | Nucon Vacuum Pump B2 | A | 0190E006 | 2014-08-04 | 2013-07-23 | PHJACOLPA
0190-010-209 | 29634 | 0190-MLK-PRO-EGB-BLWBCK01 | PM03 | 303 | 13WKS Change Oil Blowback Blower B1 | Egron B Blowback Blower No 1 | A | 0190E005 | 2019-01-03 | 2008-06-09 | PHBASALEN
0190-010-209 | 29634 | 0190-MLK-PRO-EGB-BLWBCK02 | PM03 | 303 | 13WKS Change Oil Blowback Blower B1 | Egron B Blowback Blower No 2 | A | 0190E005 | 2019-01-03 | 2011-03-28 | PHBASALEN
0190-010-208 | 34294 | 0190-MLK-PRO-WPB-MCCPNL02 | PM03 | 302 | 26WKS PLC/MCC Panel Thermal Scanning | MCC Panel Wet Process B | A | 0190E006 | 2021-03-19 | 2010-08-17 | PHILAGANAN
0190-010-207 | 29633 | 0190-MLK-PRO-CMB-BANCVY01 | PM03 | 303 | 52WKS Change Oil 1st Stage Conveyor | CTS MSK Tipping B Band Conveyor | B | 0190E005 | 2020-09-18 | 2013-08-16 | PHBASALEN
0190-010-207 | 29633 | 0190-MLK-PRO-CMB-BANCVY01 | PM03 | 303 | 52WKS Change Oil 2nd Stage Conveyor | CTS MSK Tipping B Band Conveyor | B | 0190E005 | 2020-09-18 | 2013-08-16 | PHBASALEN
0190-010-207 | 29633 | 0190-MLK-PRO-CMC-BANCVY01 | PM03 | 303 | 52WKS Change Oil 1st Stage Conveyor | CTS MSK Tipping C Band Conveyor | B | 0190E005 | 2020-09-18 | 2013-08-16 | PHBASALEN
0190-010-207 | 29633 | 0190-MLK-PRO-CMC-BANCVY01 | PM03 | 303 | 52WKS Change Oil 2nd Stage Conveyor | CTS MSK Tipping C Band Conveyor | B | 0190E005 | 2020-09-18 | 2013-08-16 | PHBASALEN
0190-010-207 | 29633 | 0190-MLK-PRO-TMB-BANCVY01 | PM03 | 303 | 52WKS Change Oil 1st Stage Conveyor | CTS Malto Tipping B Band Conveyor | B | 0190E005 | 2020-09-18 | 2013-08-16 | PHBASALEN
0190-010-207 | 29633 | 0190-MLK-PRO-TMB-BANCVY01 | PM03 | 303 | 52WKS Change Oil 2nd Stage Conveyor | CTS Malto Tipping B Band Conveyor | B | 0190E005 | 2020-09-18 | 2013-08-16 | PHBASALEN
0190-010-207 | 29633 | 0190-MLK-PRO-TMC-BANCVY01 | PM03 | 303 | 52WKS Change Oil 1st Stage Conveyor | CTS Malto Tipping C Band Conveyor | B | 0190E005 | 2020-09-18 | 2013-08-16 | PHBASALEN
0190-010-207 | 29633 | 0190-MLK-PRO-TMC-BANCVY01 | PM03 | 303 | 52WKS Change Oil 2nd Stage Conveyor | CTS Malto Tipping C Band Conveyor | B | 0190E005 | 2020-09-18 | 2013-08-16 | PHBASALEN
0190-010-207 | 29633 | 0190-MLK-PRO-TPB-3LSNCR01 | PM03 | 303 | 52WKS Gearbox Change Oil | 3L/SNF Tipping B Band Conveyor | B | 0190E005 | 2020-09-18 | 2008-09-11 | PHBASALEN
0190-010-207 | 29633 | 0190-MLK-PRO-TPC-3LSNCR01 | PM03 | 303 | 52WKS Gearbox Change Oil | 3L/SNF Tipping C Band Conveyor | B | 0190E005 | 2020-09-18 | 2008-06-07 | PHBASALEN
0190-010-206 | 29633 | 0190-WST-PRO-SNF-SCWCVY01 | PM03 | 303 | 1Y Change Oil SNF Tip Screwfeeder Gbox | SNF Tipping Screwfeeder | B | 0190E005 | 2014-01-15 | 2008-09-11 | PHJACOLPA
0190-010-206 | 29633 | 0190-WST-PRO-SNF-STRVLV01 | PM03 | 303 | 1Y Change Oil SNF Starvalve G. box | SNF Tipping Starvalve | A | 0190E005 | 2014-01-15 | 2008-09-11 | PHJACOLPA
0190-010-206 | 29633 | 0190-WST-PRO-TPB-SCWCVY01 | PM03 | 303 | 1Y Change oil MSK Tip. B Screwfeeder | MSK Tipping B Screwfeeder | B | 0190E005 | 2014-01-15 | 2007-12-04 | PHJACOLPA
0190-010-206 | 29633 | 0190-WST-PRO-TPB-STRVLV01 | PM03 | 303 | 1Y Change Oil MSK Tip. B Starvalve | MSK Tipping B starvalve | A | 0190E005 | 2014-01-15 | 2008-06-07 | PHJACOLPA
0190-010-206 | 29633 | 0190-WST-PRO-TPC-SCWCVY01 | PM03 | 303 | 1Y Change Oil Dry Tip Screwfeeder C | MSK Tipping C Screwfeeder | B | 0190E005 | 2014-01-15 | 2008-06-07 | PHJACOLPA
0190-010-206 | 29633 | 0190-WST-PRO-TPC-STRVLV01 | PM03 | 303 | 1Y Change Oil MSK Tip S/V Gearbox C | MSK Tipping C starvalve | A | 0190E005 | 2014-01-15 | 2008-06-07 | PHJACOLPA
0190-010-205 | 36405 | 0190-MLK-PRO-EGC-ADRBED01-1C3 TT 08 20 | PM03 | 301 | 52WKS Temp Trans Cal (1C3-TT-08.20) | Egron C After Dryer Bed 1C3-TT-08.20 | B | 0190E006 | 2020-09-18 | 2007-12-04 | PHBASALEN
0190-010-204 | 29632 | 0190-MLK-PRO-EGB-IRODOS01 | PM03 | 303 | 52WKS Screw Feeder Gearbox Change Oil | Iron Dosing Hopper Homo/Screwfeeder B | A | 0190E005 | 2020-09-18 | 2011-03-28 | PHBASALEN
0190-010-204 | 29632 | 0190-MLK-PRO-EGB-SCWCVY01 | PM03 | 303 | 52WKS Screw Feeder Gearbox Change Oil | Egron B MSK Dosing 1 Homo/Screwfeeder | A | 0190E005 | 2020-09-18 | 2011-03-28 | PHBASALEN
0190-010-204 | 29632 | 0190-MLK-PRO-EGB-SCWCVY02 | PM03 | 303 | 52WKS Screw Feeder Gearbox Change Oil | Egron B MSK Dosing 2 Homo/Screwfeeder | A | 0190E005 | 2020-09-18 | 2011-03-28 | PHBASALEN
0190-010-204 | 29632 | 0190-MLK-PRO-WPB-SCWCVY01 | PM03 | 303 | 52WKS Screw Feeder Gearbox Change Oil | SNF SIlo B Homo/Screwfeeder | C | 0190E005 | 2020-09-18 | 2011-03-28 | PHBASALEN
0190-010-203 | 418804 | 0190-MLK-PRO-OHF-BATPMP01 | PM03 | 303 | 52WKS Change Oil Batch Dosing Pump B | OH Batch Type Dosing Pump Line B | B | 0190E005 | 2021-03-19 | 2007-12-04 | PHILAGANAN
0190-010-203 | 418804 | 0190-MLK-PRO-OHF-BATPMP02 | PM03 | 303 | 52WKS Change Oil OH Batch Dosing Pump C | OH Batch Type Dosing Pump Line C | B | 0190E005 | 2021-03-19 | 2008-06-07 | PHILAGANAN
0190-010-202 | 29627 | 0190-MLK-PRO-WPB-3RLTNK01 | PM03 | 303 | 52WKS Change Oil 3L TAnk Agitator B1 | 3rd Line B Tank No 1 | B | 0190E005 | 2020-09-18 | 2007-12-03 | PHBASALEN
0190-010-202 | 29627 | 0190-MLK-PRO-WPB-3RLTNK02 | PM03 | 303 | 52WKS Change Oil 3L TAnk Agitator B2 | 3rd Line B Tank No 2 | B | 0190E005 | 2020-09-18 | 2008-06-07 | PHBASALEN
0190-010-201 | 29630 | 0190-MLK-PRO-EGB-VACPMP01 | PM03 | 303 | 6M Change Oil/Filter Nucon Vacuum B | Nucon Vacuum Pump B1 | A | 0190E005 | 2021-04-27 | 2007-12-03 | PHBASALEN
0190-010-200 | 29625 | 0190-MLK-PRO-WPB-3LHPMP01 | PM03 | 303 | 26WKS Change Lube and Hydraulic Oil | 3rd Line B Homogenizer | A | 0190E005 | 2021-03-19 | 2007-12-03 | PHILAGANAN
0190-010-20 | 405233 | 0190-MLK-PRO-EGB-VACPMP01 | PM03 | 307 | 4WKS Vacuum Pump Change-over | Nucon Vacuum Pump B1 | A | 0190E005 | 2014-08-04 | 2013-07-23 | PHJACOLPA
0190-010-20 | 405230 | 0190-MLK-PRO-EGB-VACPMP01 | PM03 | 307 | 4WKS Vacuum Pump Change-over | Nucon Vacuum Pump B1 | A | 0190E006 | 2014-08-04 | 2013-07-23 | PHJACOLPA
0190-010-199 | 36405 | 0190-MLK-PRO-EGC-ADRBED01-1C3 TT 02 19 | PM03 | 301 | 52WKS Temp Trans Cal (1C3-TT-02.19) | Egron C After Dryer Bed 1C3-TT-02.19 | B | 0190E006 | 2021-06-03 | 2010-09-04 | PHILAGANAN
0190-010-198 | 50821 | 0190-WST-PRO-EGC-EDUBLW01 | PM03 | 307 | 1 WK EDUCTOR CHECK VALVE CHECK-UP | Eductor Blower No 1 | A | 0190E005 | 2016-04-26 | 2010-07-14 | PHBASALEN
0190-010-198 | 50821 | 0190-WST-PRO-EGC-EDUBLW02 | PM03 | 307 | 1 WK EDUCTOR CHECK VALVE CHECK-UP | Eductor Blower No 2 | A | 0190E005 | 2016-04-26 | 2010-07-14 | PHBASALEN
0190-010-197 | 36405 | 0190-MLK-PRO-EGC-ADRBED01-1C3TT 08 14 01 | PM03 | 301 | 52WKS Temp Trans Cal (1C3-TT-08.14/01) | Egron C After Dryer Bed 1C3-TT-08.14/01 | B | 0190E006 | 2020-09-18 | 2010-09-04 | PHBASALEN
0190-010-196 | 51665 | 0190-MLK-PRO-EGB-EHOIST01 | PM03 | 302 | 1YR PDMS Vibration Check | Egron B Ad Electric Hoist 2x | C | 0190E014 | 2012-04-19 | 2010-06-23 | PHJACOLPA
0190-010-196 | 51665 | 0190-MLK-PRO-EGB-EHOIST02 | PM03 | 302 | 1YR PDMS Vibration Check | Egron B Ac Electric Hoist 2x | C | 0190E014 | 2012-04-19 | 2010-06-23 | PHJACOLPA
0190-010-196 | 51665 | 0190-MLK-PRO-EGC-EHOIST01 | PM03 | 302 | 1YR PDMS Vibration Check | Egron C Ad Electric Hoist | C | 0190E014 | 2012-04-19 | 2010-06-23 | PHJACOLPA
0190-010-196 | 51665 | 0190-MLK-PRO-EGC-EHOIST02 | PM03 | 302 | 1YR PDMS Vibration Check | Egron C Ac Electric Hoist | C | 0190E014 | 2012-04-19 | 2010-06-23 | PHJACOLPA
0190-010-195 | 36405 | 0190-MLK-PRO-EGC-ADRBED01 | PM03 | 301 | 1Y Temperature X'mitter Cal (LP-T 9614) | Egron C After Dryer Bed | B | 0190E006 | 2014-09-08 | 2010-06-23 | PHJACOLPA
0190-010-194 | 50821 | 0190-WST-PRO-EGB-EDUBLW01 | PM03 | 307 | 1 WK EDUCTOR CHECK VALVE CHECK-UP | Egron B Eductor Blower No 1 | A | 0190E005 | 2016-04-26 | 2010-07-14 | PHBASALEN
0190-010-194 | 50821 | 0190-WST-PRO-EGB-EDUBLW02 | PM03 | 307 | 1 WK EDUCTOR CHECK VALVE CHECK-UP | Egron B Eductor Blower No 2 | A | 0190E005 | 2016-04-26 | 2010-07-14 | PHBASALEN
0190-010-193 | 50568 | 0190-MLK-PRO-CIP-WASCHA01 | PM03 | 307 | 52WKS Chamber Check B | Sieve Washing Chamber Egron B | C | 0190E005 | 2017-02-23 | 2010-06-30 | PHBASALEN
0190-010-192 | 43175 | 0190-MLK-PRO-TPB-3LSNDP01 | PM03 | 307 | 18WKS Butterfly Valve Servicing | 3L/SNF Tipping B Dense Phase | B | 0190E006 | 2015-04-01 | 2010-06-19 | PHJACOLPA
0190-010-191 | 50500 | 0190-MLK-PRO-EGC-IRODOS02 | PM03 | 302 | 1 WK CHECK-UP/CLEANING OF LANTERN RING | Iron Dosing LIW Homo/Screwfeeder C | A | 0190E005 | 2015-03-16 | 2010-06-16 | PHJACOLPA
0190-010-190 | 50500 | 0190-MLK-PRO-EGB-IRODOS02 | PM03 | 302 | 1 WK CHECK-UP/CLEANING OF LANTERN RING | Iron Dosing LIW Homo/Screwfeeder B | A | 0190E005 | 2015-03-16 | 2010-06-16 | PHJACOLPA
0190-010-19 | 405207 | 0190-MLK-PRO-SMC-STRVLV01 | PM03 | 305 | 13WKS S/V Lip Seal Replacement | Egron Malto Dosing C Star Valve | A | 0190E005 | 2020-09-18 | 2013-07-22 | PHBASALEN
0190-010-19 | 405207 | 0190-MLK-PRO-TMC-STRVLV01 | PM03 | 305 | 13WKS S/V Lip Seal Replacement | CTS Malto Tipping C Star Valve | B | 0190E005 | 2020-09-18 | 2013-07-22 | PHBASALEN
0190-010-189 | 402521 | 0190-MLK-PRO-CMB-ACOFAN01 | PM03 | 306 | 6WKS Machine Guarding Check | CTS MSK Tipping B After Cooler Fan | B | 0190E005 | 2015-03-16 | 2010-06-16 | PHJACOLPA
0190-010-189 | 402521 | 0190-MLK-PRO-CMB-AIRBLW01 | PM03 | 306 | 6WKS Machine Guarding Check | CTS MSK Tipping B Air Blower | B | 0190E005 | 2015-03-16 | 2013-05-03 | PHJACOLPA
0190-010-189 | 402521 | 0190-MLK-PRO-CMB-BANCVY01 | PM03 | 306 | 6WKS Machine Guarding Check | CTS MSK Tipping B Band Conveyor | B | 0190E005 | 2015-03-16 | 2013-05-03 | PHJACOLPA
0190-010-189 | 402521 | 0190-MLK-PRO-CMB-STRVLV01 | PM03 | 306 | 6WKS Machine Guarding Check | CTS MSK Tipping B Star Valve | B | 0190E005 | 2015-03-16 | 2013-05-03 | PHJACOLPA
0190-010-189 | 402521 | 0190-MLK-PRO-CMC-ACOFAN01 | PM03 | 306 | 6WKS Machine Guarding Check | CTS MSK Tipping C After Cooler Fan | B | 0190E005 | 2015-03-16 | 2013-05-03 | PHJACOLPA
0190-010-189 | 402521 | 0190-MLK-PRO-CMC-AIRBLW01 | PM03 | 306 | 6WKS Machine Guarding Check | CTS MSK Tipping C Air Blower | C | 0190E005 | 2015-03-16 | 2013-05-03 | PHJACOLPA
0190-010-189 | 402521 | 0190-MLK-PRO-CMC-BANCVY01 | PM03 | 306 | 6WKS Machine Guarding Check | CTS MSK Tipping C Band Conveyor | B | 0190E005 | 2015-03-16 | 2013-05-03 | PHJACOLPA
0190-010-189 | 402521 | 0190-MLK-PRO-CMC-STRVLV01 | PM03 | 306 | 6WKS Machine Guarding Check | CTS MSK Tipping C Star Valve | B | 0190E005 | 2015-03-16 | 2013-05-03 | PHJACOLPA
0190-010-189 | 402521 | 0190-MLK-PRO-DSB-SCWCVY01 | PM03 | 306 | 6WKS Machine Guarding Check | Diss Silo B1 Homo/Screwfeeder Assy | B | 0190E005 | 2015-03-16 | 2013-05-03 | PHJACOLPA
0190-010-189 | 402521 | 0190-MLK-PRO-DSB-SCWCVY02 | PM03 | 306 | 6WKS Machine Guarding Check | Diss Silo B2 Homo/Screwfeeder Assy | B | 0190E005 | 2015-03-16 | 2013-05-03 | PHJACOLPA
0190-010-189 | 402521 | 0190-MLK-PRO-DSC-SCWCVY01 | PM03 | 306 | 6WKS Machine Guarding Check | Diss Silo C1 Homo/Screwfeeder Assy | B | 0190E005 | 2015-03-16 | 2013-05-03 | PHJACOLPA
0190-010-189 | 402521 | 0190-MLK-PRO-DSC-SCWCVY02 | PM03 | 306 | 6WKS Machine Guarding Check | Diss Silo C2 Homo/Screwfeeder Assy | B | 0190E005 | 2015-03-16 | 2013-05-03 | PHJACOLPA
0190-010-189 | 402521 | 0190-MLK-PRO-TMB-ACOFAN01 | PM03 | 306 | 6WKS Machine Guarding Check | CTS Malto Tipping B After Cooler Fan | B | 0190E005 | 2015-03-16 | 2013-05-03 | PHJACOLPA
0190-010-189 | 402521 | 0190-MLK-PRO-TMB-AIRBLW01 | PM03 | 306 | 6WKS Machine Guarding Check | CTS Malto Tipping B Air Blower | B | 0190E005 | 2015-03-16 | 2013-05-03 | PHJACOLPA
0190-010-189 | 402521 | 0190-MLK-PRO-TMB-BANCVY01 | PM03 | 306 | 6WKS Machine Guarding Check | CTS Malto Tipping B Band Conveyor | B | 0190E005 | 2015-03-16 | 2013-05-03 | PHJACOLPA
0190-010-189 | 402521 | 0190-MLK-PRO-TMB-STRVLV01 | PM03 | 306 | 6WKS Machine Guarding Check | CTS Malto Tipping B Star Valve | B | 0190E005 | 2015-03-16 | 2013-05-03 | PHJACOLPA
0190-010-189 | 402521 | 0190-MLK-PRO-TMC-ACOFAN01 | PM03 | 306 | 6WKS Machine Guarding Check | CTS Malto Tipping C After Cooler Fan | B | 0190E005 | 2015-03-16 | 2013-05-03 | PHJACOLPA
0190-010-189 | 402521 | 0190-MLK-PRO-TMC-AIRBLW01 | PM03 | 306 | 6WKS Machine Guarding Check | CTS Malto Tipping C Air Blower | B | 0190E005 | 2015-03-16 | 2013-05-03 | PHJACOLPA
0190-010-189 | 402521 | 0190-MLK-PRO-TMC-BANCVY01 | PM03 | 306 | 6WKS Machine Guarding Check | CTS Malto Tipping C Band Conveyor | B | 0190E005 | 2015-03-16 | 2013-05-03 | PHJACOLPA
0190-010-189 | 402521 | 0190-MLK-PRO-TMC-STRVLV01 | PM03 | 306 | 6WKS Machine Guarding Check | CTS Malto Tipping C Star Valve | B | 0190E005 | 2015-03-16 | 2013-05-03 | PHJACOLPA
0190-010-189 | 402521 | 0190-MLK-PRO-TPB-3LSNCR01 | PM03 | 306 | 6WKS Machine Guarding Check | 3L/SNF Tipping B Band Conveyor | B | 0190E005 | 2015-03-16 | 2013-05-03 | PHJACOLPA
0190-010-189 | 402521 | 0190-MLK-PRO-TPC-3LSNCR01 | PM03 | 306 | 6WKS Machine Guarding Check | 3L/SNF Tipping C Band Conveyor | B | 0190E005 | 2015-03-16 | 2013-05-03 | PHJACOLPA
0190-010-188 | 36405 | 0190-MLK-PRO-EGC-ACOBED01-1C3 TE 08 21 | PM03 | 301 | 52WKS Temp Trans Cal (1C3-TE-08.21) | Egron C After Cooler Bed 1C3-TE-08.21 | B | 0190E006 | 2017-02-23 | 2014-09-09 | PHBASALEN
0190-010-188 | 36405 | 0190-MLK-PRO-EGC-ACOBED01-1C3 TT 08 21 | PM03 | 301 | 52WKS Temp Trans Cal (1C3-TT-08.21) | Egron C After Cooler Bed 1C3-TT-08.21 | B | 0190E006 | 2017-02-23 | 2010-06-16 | PHBASALEN
0190-010-187 | 33087 | 0190-MLK-PRO-CMN-TIPCMN03 | PM03 | 306 | 13WKS Grounding Check 3L/SNF Tipping | Milks 3L/SNF Tipping Facilities | C | 0190E020 | 2017-02-18 | 2011-11-29 | PHBASALEN
0190-010-187 | 33087 | 0190-MLK-PRO-CMN-TIPCMN04 | PM03 | 306 | 13WKS Grounding Check MSK/Malto CTS | Milks Malto/MSK Central Tipping Facility | B | 0190E020 | 2017-02-18 | 2011-11-29 | PHBASALEN
0190-010-186 | 33087 | 0190-MLK-PRO-EGC-COMMON | PM03 | 306 | 13WKS Grounding Check Egron C | Milks Egron C Facilities | C | 0190E020 | 2017-02-18 | 2010-06-16 | PHBASALEN
0190-010-185 | 33087 | 0190-WST-PRO-CMN-TIPCMN01 | PM03 | 306 | 3M MSK Tipping B/C Gounding Check | Milks MSK (Dry) Tipping Common | C | 0190E006 | 2012-12-14 | 2010-06-16 | PHJACOLPA
0190-010-184 | 33087 | 0190-MLK-PRO-CMN-DISCMN01 | PM03 | 306 | 13WKS Grounding Check Dissolving B/C | Milks Dissolving Facilities | C | 0190E020 | 2017-02-18 | 2011-11-29 | PHBASALEN
0190-010-184 | 33087 | 0190-MLK-PRO-CMN-PROCMN01 | PM03 | 306 | 13WKS Grounding Check Wet Process B/C | Milks Process Facilities | C | 0190E020 | 2017-02-18 | 2010-06-16 | PHBASALEN
0190-010-183 | 36406 | 0190-MLK-PRO-DSC-LIQUIV01 | PM03 | 301 | 52WKS FLOWMETER CAL (1C1-FIT-02.14/02) | Diss C Liquiverter | C | 0190E006 | 2017-02-21 | 2010-05-13 | PHBASALEN
0190-010-183 | 36406 | 0190-MLK-PRO-DSC-LIQUIV01 | PM03 | 301 | 52WKS FLOWMETER CAL (1C1-FIT-07.01) | Diss C Liquiverter | C | 0190E006 | 2017-02-21 | 2013-02-19 | PHBASALEN
0190-010-182 | 36405 | 0190-MLK-PRO-EGC-ACOBED01-1C3 3T 08 58 | PM03 | 301 | 52WKS Temperature Cal (1C3-TT-08.58) | Egron C After Cooler Bed 1C3-TT-08.58 | B | 0190E006 | 2021-03-09 | 2010-06-11 | PHBASALEN
0190-010-181 | 36405 | 0190-MLK-PRO-EGC-ACOBED01-1C3 TT 03 13 | PM03 | 301 | 52WKS Temp Trans Cal (1C3-TT-03.13) | Temp Transmitter 1C3-TT-03.13 | B | 0190E006 | 2020-09-18 | 2010-05-13 | PHBASALEN
0190-010-180 | 36406 | 0190-MLK-PRO-WPC-3LHPMP03-1C2 FIT 04 36 | PM03 | 301 | 52WKS FLOWMETER CAL (1C2-FIT-04.36) | 3L-C HOMO Rannie 1C2FIT 0436 | B | 0190E006 | 2019-05-14 | 2010-05-13 | PHBASALEN
0190-010-18 | 405207 | 0190-MLK-PRO-SMB-STRVLV01 | PM03 | 305 | 13WKS S/V Lip Seal Replacement | Egron Malto Dosing B Star Valve | A | 0190E005 | 2020-09-18 | 2013-07-22 | PHBASALEN
0190-010-18 | 405207 | 0190-MLK-PRO-TMB-STRVLV01 | PM03 | 305 | 13WKS S/V Lip Seal Replacement | CTS Malto Tipping B Star Valve | B | 0190E005 | 2020-09-18 | 2013-07-22 | PHBASALEN
0190-010-179 | 36406 | 0190-MLK-PRO-WPB-3LHPMP01-1B2 FIT 07 07 | PM03 | 301 | 52WKS FLOWMETER CAL (1B2-FIT-07.07) | 3L-B HOMO 1B2-FIT-07.07 | B | 0190E006 | 2019-05-14 | 2010-05-28 | PHBASALEN
0190-010-178 | 36405 | 0190-MLK-PRO-EGC-ACOBED01-1C3 TT 02 26 | PM03 | 301 | 52WKS Temp Trans Cal (1C3-TT-02.26) | Egron C After Cooler Bed 1C3-TT-02.26 | B | 0190E006 | 2020-09-18 | 2010-06-11 | PHBASALEN
0190-010-177 | 36405 | 0190-MLK-PRO-EGC-ACOBED01-1C3 TT 03 15 | PM03 | 301 | 52WKS Temp Trans Cal (1C3-TT-03.15) | Egron C After Cooler Bed 1C3-TT-03.15 | B | 0190E006 | 2020-09-18 | 2010-06-11 | PHBASALEN
0190-010-176 | 36405 | 0190-WST-PRO-EGB-HOTVLV01 | PM03 | 301 | 1Y Temperature X'mitter Cal (LP-T 9500) | Egron B Hot air Valve | A | 0190E005 | 2012-12-14 | 2010-06-11 | PHJACOLPA
0190-010-175 | 36405 | 0190-MLK-PRO-EGB-EXHFAN01-1B3 TT 10 15 | PM03 | 301 | 52WKS Temp Trans Cal (1B3-TT-10.15) | Egron B Exhaust Fan No 1 1B3-TT-10.15 | B | 0190E006 | 2020-09-18 | 2010-06-11 | PHBASALEN
0190-010-174 | 36405 | 0190-MLK-PRO-EGB-EGRTWR01-1B3 TT 10 25 | PM03 | 301 | 52WKS Temp Trans Cal (1B3-TT-10.25) | Egron B Tower Temp Trans 1B3-TT-10.25 | B | 0190E006 | 2019-07-01 | 2010-09-04 | PHBASALEN
0190-010-173 | 36405 | 0190-MLK-PRO-EGB-DHUMID04-1B3TT 07 03 | PM03 | 301 | 52WKS Temp Trans Cal (1B3-TT-07.03) | Egron B Dehumidifier No 4 1B3-TT-07.03 | B | 0190E006 | 2021-06-03 | 2010-05-29 | PHILAGANAN
0190-010-172 | 58339 | 0190-MLK-PRO-CIP-3LRPMP02 | PM03 | 301 | 13WKS FLOWMETER CAL (1D3-FIT-04.57) | CIP Return Pump Line C | B | 0190E006 | 2015-06-15 | 2010-05-29 | PHJACOLPA
0190-010-171 | 36405 | 0190-MLK-PRO-EGB-DHUMID03-1B3TT 06 05 | PM03 | 301 | 52WKS Temp Trans Cal (1B3-TT-06.05) | Egron B Dehumidifier No 3 1B3-TT-06.05 | B | 0190E006 | 2021-06-03 | 2010-05-28 | PHILAGANAN
0190-010-170 | 36405 | 0190-MLK-PRO-EGB-ADRBED01-1B3TT08 14 02 | PM03 | 301 | 52WKS Temp Trans Cal (1B3-TT-08.14/02) | Egron B After Dryer Bed 1B3-TT-08.14/02 | B | 0190E006 | 2020-09-18 | 2010-05-29 | PHBASALEN
0190-010-17 | 405206 | 0190-MLK-PRO-CMC-STRVLV01 | PM03 | 305 | 26WKS S/V Lip Seal Replacement | CTS MSK Tipping C Star Valve | B | 0190E005 | 2018-04-06 | 2013-07-22 | PHBASALEN
0190-010-17 | 405206 | 0190-MLK-PRO-EGC-MSKSTV01 | PM03 | 305 | 13WKS S/V Lip Seal Replacement | Egron C MSK Dosing Starvalve 1 | A | 0190E005 | 2018-04-06 | 2013-07-22 | PHBASALEN
0190-010-17 | 405206 | 0190-MLK-PRO-EGC-MSKSTV02 | PM03 | 305 | 13WKS S/V Lip Seal Replacement | Egron C MSK Dosing Starvalve 2 | A | 0190E005 | 2018-04-06 | 2014-07-05 | PHBASALEN
0190-010-169 | 36405 | 0190-MLK-PRO-EGB-ADRBED01-1B3TT02 19 02 | PM03 | 301 | 52WKS Temp Trans Cal (1B3-TT-02.19/02) | Egron B After Dryer Bed 1B3-TT-02.19/02 | B | 0190E006 | 2021-03-09 | 2010-05-29 | PHBASALEN
0190-010-168 | 36405 | 0190-MLK-PRO-EGB-ADRBED01 | PM03 | 301 | 1Y Temp X'mitter Cal (LP-T 3522/1B) | Egron B After Dryer Bed | A | 0190E005 | 2013-01-15 | 2010-05-29 | PHJACOLPA
0190-010-167 | 36405 | 0190-MLK-PRO-EGB-ADRBED01-1B3TT08 14 01 | PM03 | 301 | 52WKS Temp Trans Cal (1B3-TT-08.14/01) | Egron B After Dryer Bed 1B3-TT-08.14/01 | B | 0190E006 | 2020-09-18 | 2010-05-29 | PHBASALEN
0190-010-166 | 36405 | 0190-MLK-PRO-EGB-DHUMID04-1B3 TT 07 50 | PM03 | 301 | 52WKS Temp Trans Cal (1B3-TT-07.50) | Egron B Dehumidifier No 4 1B3-TT-07.50 | B | 0190E006 | 2021-06-03 | 2010-05-29 | PHILAGANAN
0190-010-165 | 36405 | 0190-MLK-PRO-EGB-ADRBED01-1B3 TT 02 1901 | PM03 | 301 | 52WKS Temp Trans Cal (1B3-TT-02.19/01) | Egron B After Dryer Bed 1B3-TT-02.19/01 | B | 0190E006 | 2017-02-23 | 2010-05-29 | PHBASALEN
0190-010-164 | 36406 | 0190-MLK-PRO-OHF-OILTNK07 | PM03 | 301 | 52WKS FLOWMETER CAL (1D2-FIT-10.19) | OH Tank No 7 Vitamin Mixing Tank | C | 0190E006 | 2020-09-18 | 2010-05-28 | PHBASALEN
0190-010-163 | 36406 | 0190-MLK-PRO-NDC-TRUPMP01-1B1 FIT 07 02 | PM03 | 301 | 52WKS FLOWMETER CAL (1B1-FIT-07.02) | NDCGlcose HeatngVat DischargePump B FIT | B | 0190E006 | 2020-09-18 | 2012-12-12 | PHBASALEN
0190-010-162 | 36405 | 0190-MLK-PRO-EGB-ADRBED01 | PM03 | 301 | 1Y Temperature X'mitter Cal (LP-T 9514) | Egron B After Dryer Bed | A | 0190E005 | 2013-01-15 | 2010-05-13 | PHJACOLPA
0190-010-161 | 36405 | 0190-MLK-PRO-EGB-ACOBED01-1B3 TT 06 08 | PM03 | 301 | 52WKS Temp Trans Cal (1B3-TT-06.08) | Egron B After Cooler Bed (1B3-TT-06.08) | B | 0190E006 | 2021-06-03 | 2010-05-13 | PHILAGANAN
0190-010-160 | 36405 | 0190-MLK-PRO-EGB-ACOBED01-1B3 TT 08 1502 | PM03 | 301 | 52WKS Temp Trans Cal (1B3-TT-08.15/02) | Egron B After Cooler Bed 1B3-TT-08.15/02 | B | 0190E006 | 2020-09-18 | 2010-05-28 | PHBASALEN
0190-010-16 | 405206 | 0190-MLK-PRO-CMB-STRVLV01 | PM03 | 305 | 26WKS S/V Lip Seal Replacement | CTS MSK Tipping B Star Valve | B | 0190E005 | 2019-05-20 | 2013-07-22 | PHBASALEN
0190-010-16 | 405206 | 0190-MLK-PRO-EGB-MSKSTV01 | PM03 | 305 | 26WKS S/V Lip Seal Replacement | Egron B MSK Dosing Starvalve 1 | A | 0190E005 | 2019-05-20 | 2013-08-22 | PHBASALEN
0190-010-16 | 405206 | 0190-MLK-PRO-EGB-MSKSTV02 | PM03 | 305 | 26WKS S/V Lip Seal Replacement | Egron B MSK Dosing Starvalve 2 | A | 0190E005 | 2019-05-20 | 2013-08-22 | PHBASALEN
0190-010-16 | 405206 | 0190-MLK-PRO-EGB-MULSVA01 | PM03 | 305 | 26WKS S/V Lip Seal Replacement | Egron B Multiclone Star Valve 1 | A | 0190E005 | 2019-05-20 | 2018-06-11 | PHBASALEN
0190-010-16 | 405206 | 0190-MLK-PRO-EGB-MULSVA02 | PM03 | 305 | 26WKS S/V Lip Seal Replacement | Egron B Multiclone Star Valve 2 | A | 0190E005 | 2019-05-20 | 2018-06-11 | PHBASALEN
0190-010-159 | 36405 | 0190-MLK-PRO-EGB-ACOBED01-1B3 TE 03 1902 | PM03 | 301 | 52WKS Temp Trans Cal (1B3-TE-03.19/02) | Egron B After Cooler Bed Temp Trans TE02 | B | 0190E006 | 2019-01-03 | 2014-09-06 | PHBASALEN
0190-010-159 | 36405 | 0190-MLK-PRO-EGB-ACOBED01-1B3 TT 03 1902 | PM03 | 301 | 52WKS Temp Trans Cal (1B3-TT-03.19/02) | Egron B After Cooler Bed Temp Trans 02 | B | 0190E006 | 2019-01-03 | 2010-05-13 | PHBASALEN
0190-010-158 | 36406 | 0190-MLK-PRO-DSB-LIQUIV01 | PM03 | 301 | 52WKS FLOWMETER CAL (1B1-FIT 02.04/02) | Diss B Liquiverter | C | 0190E006 | 2017-02-21 | 2010-05-28 | PHBASALEN
0190-010-158 | 36406 | 0190-MLK-PRO-DSB-LIQUIV01 | PM03 | 301 | 52WKS FLOWMETER CAL (1B1-FIT-02.04/01) | Diss B Liquiverter | C | 0190E006 | 2017-02-21 | 2014-09-04 | PHBASALEN
0190-010-157 | 36405 | 0190-MLK-PRO-EGB-ACOBED01-1B3 TT 03 2201 | PM03 | 301 | 52WKS Temp Trans Cal (1B3-TT-03.22/01) | Egron B After Cooler Bed Temp Trans 1B3 | B | 0190E006 | 2021-03-09 | 2010-05-13 | PHBASALEN
0190-010-157 | 36405 | 0190-MLK-PRO-EGB-ACOBED01-1B3 TT 03 2202 | PM03 | 301 | 52WKS Temp Trans Cal (1B3-TT-03.22/02) | Egron B After Cooler Bed Temp Trans 02 | B | 0190E006 | 2021-03-09 | 2014-09-02 | PHBASALEN
0190-010-156 | 36405 | 0190-MLK-PRO-EGB-ACOBED01-1B TT 08 1501 | PM03 | 301 | 52WKS Temp Trans Cal (1B3-TT-08.15/01) | Egron B After Cooler Bed 1B3-TT-08.15/01 | B | 0190E006 | 2020-09-18 | 2010-05-13 | PHBASALEN
0190-010-156 | 36405 | 0190-MLK-PRO-WPB-3LHBTK01-1B2 TT 05 19 | PM03 | 301 | 52WKS Temp Trans Cal (1B2-TT-05.19) | 3L Homo-HPP Balance Tank B Temp Trans | B | 0190E005 | 2020-09-18 | 2012-09-04 | PHBASALEN
0190-010-156 | 36405 | 0190-MLK-PRO-WPB-SNFHBT01 | PM03 | 301 | 52WKS Temp Trans Cal (1B2-TT-13.19) | SNF Homo-HPP Balance Tank B | B | 0190E006 | 2020-09-18 | 2014-09-06 | PHBASALEN
0190-010-155 | 58339 | 0190-MLK-PRO-CIP-SNRPMP01 | PM03 | 301 | 3MON FLOWMETER CAL (1D3-FIT-04.58) | CIP Return Pump SNF B | B | 0190E006 | 2015-06-15 | 2010-08-18 | PHJACOLPA
0190-010-154 | 58356 | 0190-MLK-PRO-CIP-GAFPMP01 | PM03 | 301 | 3MON Temp Trans Cal (1D3-TT-04.52) | CIP Feed Pump Group A | B | 0190E006 | 2015-06-15 | 2010-05-13 | PHJACOLPA
0190-010-153 | 50634 | 0190-MLK-PRO-EGB-WEXFAN01 | PM03 | 307 | 52WKS Wall Exhaust fan check | Egron B Wall Exhaust Fan Gf No 1 | C | 0190E006 | 2021-03-19 | 2010-06-30 | PHILAGANAN
0190-010-153 | 50634 | 0190-MLK-PRO-EGB-WEXFAN02 | PM03 | 307 | 52WKS wall Exhaust fan check | Egron B Wall Exhaust Fan Gf No 2 | C | 0190E006 | 2021-03-19 | 2010-06-29 | PHILAGANAN
0190-010-153 | 50634 | 0190-MLK-PRO-EGB-WEXFAN03 | PM03 | 307 | 52WKS Wall Exhaust fan check | Egron B 6th Floor Wall Exhaust Fan #03 | B | 0190E006 | 2021-03-19 | 2012-10-15 | PHILAGANAN
0190-010-153 | 50634 | 0190-MLK-PRO-EGB-WEXFAN05 | PM03 | 307 | 52WKS Wall Exhaust fan check | Egron B 5th Floor Wall Exhaust Fan A | B | 0190E006 | 2021-03-19 | 2012-10-15 | PHILAGANAN
0190-010-153 | 50634 | 0190-MLK-PRO-EGB-WEXFAN06 | PM03 | 307 | 52WKS Wall Exhaust fan check | Egron B 5th Floor Wall Exhaust Fan B | B | 0190E006 | 2021-03-19 | 2012-10-15 | PHILAGANAN
0190-010-153 | 50634 | 0190-MLK-PRO-EGB-WEXFAN08 | PM03 | 307 | 52WKS wall Exhaust fan check | Egron B Wall Exhaust Fan No 8 | C | 0190E006 | 2021-03-19 | 2010-06-29 | PHILAGANAN
0190-010-153 | 50634 | 0190-MLK-PRO-EGB-WEXFAN09 | PM03 | 307 | 52WKS Wall Exhaust fan check | Egron B Wall Exhaust Fan No 9 | C | 0190E006 | 2021-03-19 | 2010-06-29 | PHILAGANAN
0190-010-153 | 50634 | 0190-MLK-PRO-EGB-WEXFAN10 | PM03 | 307 | 52WKS Wall Exhaust fan check | Egron B Wall Exhaust Fan No 10 | C | 0190E006 | 2021-03-19 | 2010-06-29 | PHILAGANAN
0190-010-152 | 50611 | 0190-MLK-PRO-EGC-LHPSYS01 | PM03 | 305 | 6MON LHPN Hose Replacement | LHPN System | B | 0190E005 | 2012-12-14 | 2010-06-29 | PHJACOLPA
0190-010-151 | 50611 | 0190-MLK-PRO-EGB-LHPSYS01 | PM03 | 305 | 6MON LHPN Hose Replacement | Egron B LHPN System | A | 0190E005 | 2012-12-14 | 2010-06-29 | PHJACOLPA
0190-010-150 | 50608 | 0190-MLK-PRO-EGC-VACPMP01 | PM03 | 305 | 104WKS Vacuum Pump Overhauling | Nucon Vacuum Pump C1 | A | 0190E005 | 2020-10-27 | 2010-06-28 | PHBASALEN
0190-010-150 | 50608 | 0190-MLK-PRO-EGC-VACPMP02 | PM03 | 305 | 104WKS Vacuum Pump Overhauling | Nucon Vacuum Pump C2 | B | 0190E005 | 2020-10-27 | 2019-03-07 | PHBASALEN
0190-010-15 | 51346 | 0190-MLK-PRO-NDC-COMMON01 | PM03 | 301 | 52WKS Weight Trans Cal (1B4-WI-02.28) | NDC Common Facilities | C | 0190E006 | 2020-09-18 | 2013-06-25 | PHBASALEN
0190-010-149 | 50608 | 0190-MLK-PRO-EGB-VACPMP02 | PM03 | 305 | 52WKS Vacuum Pump Overhauling | Nucon Vacuum Pump B2 | A | 0190E005 | 2021-03-19 | 2010-06-28 | PHILAGANAN
0190-010-148 | 50608 | 0190-MLK-PRO-EGB-VACPMP01 | PM03 | 305 | 52WKS Vacuum Pump Overhauling | Nucon Vacuum Pump B1 | A | 0190E005 | 2021-03-19 | 2010-06-28 | PHILAGANAN
0190-010-147 | 58356 | 0190-MLK-PRO-CIP-LYETNK01 | PM03 | 301 | 13WKS Temp Trans Cal (1D3-TT-02.02) | CIP Lye Tank | C | 0190E006 | 2016-04-26 | 2010-09-04 | PHBASALEN
0190-010-146 | 58356 | 0190-MLK-PRO-CIP-GFFPMP01 | PM03 | 301 | 13WKS Temp Trans Cal (1D3-TT-04.55) | CIP Feed Pump Group F | B | 0190E006 | 2017-02-18 | 2010-09-04 | PHBASALEN
0190-010-145 | 58356 | 0190-MLK-PRO-CIP-GEFPMP01 | PM03 | 301 | 3MON Temp Trans Cal (1D3-TT-04.54) | CIP Feed Pump Group E | B | 0190E006 | 2017-02-18 | 2010-05-03 | PHBASALEN
0190-010-144 | 58356 | 0190-MLK-PRO-CIP-GDFPMP01 | PM03 | 301 | 13WKS Temp Trans Cal (1D3-TT-04.51) | CIP Feed Pump Group D | B | 0190E006 | 2016-04-26 | 2010-05-03 | PHBASALEN
0190-010-143 | 404708 | 0190-MLK-PRO-WPB-3LOPMP02 | PM03 | 305 | 52WKS Pump Overhauling | 3rd Line B Balance Vat Outlet Pump | A | 0190E005 | 2021-03-19 | 2010-05-03 | PHILAGANAN
0190-010-142 | 50542 | 0190-MLK-PRO-CAS-AIRCMP03 | PM03 | 307 | 4WKS Hygienic Filter Replacement | Air Compressor 3 | B | 0190E010 | 2021-03-31 | 2011-01-22 | PHILAGANAN
0190-010-141 | 49742 | 0190-MLK-PRO-WPC-SCAMXR01 | PM03 | 305 | 26WKS Scanima Mixer C Overhauling | SNF C Scanima Mixer | B | 0190E005 | 2020-09-18 | 2010-04-26 | PHBASALEN
0190-010-140 | 49742 | 0190-MLK-PRO-WPB-SCAMXR01 | PM03 | 305 | 16WKS Scanima Mixer B Overhauling | SNF B Scanima Mixer Tank | A | 0190E005 | 2019-01-22 | 2010-04-26 | PHBASALEN
0190-010-14 | 36406 | 0190-MLK-PRO-STM-STMLIN01-FIT 95088 | PM03 | 301 | 52WKS FLOWMETER CAL 1D6-FIT-13.20 | Common Steam Pipework System Flow Cal | B | 0190E006 | 2019-07-01 | 2013-06-25 | PHBASALEN
0190-010-139 | 49741 | 0190-MLK-PRO-DSC-LIQUIV01 | PM03 | 305 | 18WKS Liquiverter Mixer Overhauling C | Diss C Liquiverter | C | 0190E005 | 2017-02-21 | 2010-04-26 | PHBASALEN
0190-010-138 | 49741 | 0190-MLK-PRO-DSB-LIQUIV01 | PM03 | 305 | 8WKS Liquiverter Mixer Overhauling B | Diss B Liquiverter | C | 0190E005 | 2017-02-21 | 2010-04-26 | PHBASALEN
0190-010-137 | 63986 | 0190-MLK-PRO-STM-STMLIN01 | PM03 | 301 | 52WKS Relief Valve Cal Steam 16b | Common Steam Pipework System | A | 0190E005 | 2021-06-03 | 2010-04-22 | PHILAGANAN
0190-010-136 | 63986 | 0190-MLK-PRO-CAS-AIRTNK01 | PM03 | 301 | 52WKS Relief Valve Cal (5D6-PRV-04.02) | Compressed Air Tank | C | 0190E006 | 2019-07-01 | 2012-07-02 | PHBASALEN
0190-010-136 | 63986 | 0190-MLK-PRO-STM-STMLIN01 | PM03 | 301 | 52WKS Relief Valve Cal PRV 008 | Common Steam Pipework System | A | 0190E006 | 2019-07-01 | 2012-07-02 | PHBASALEN
0190-010-135 | 63986 | 0190-MLK-PRO-WPC-FLSCLR01 | PM03 | 301 | 52WKS Relief Valve Cal (1C2-PRV-06.08) | 3rd Line C Flash Cooler | B | 0190E006 | 2020-09-18 | 2011-12-01 | PHBASALEN
0190-010-134 | 63986 | 0190-MLK-PRO-WPB-FLSCLR01-1B2 PRV 06 12 | PM03 | 301 | 52WKS Relief Valve Cal (1B2-PRV-06.12) | 3rd Line B Flash Cooler Relief Valve Cal | B | 0190E006 | 2020-09-18 | 2011-12-01 | PHBASALEN
0190-010-134 | 63986 | 0190-MLK-PRO-WPB-PHEXGR01 | PM03 | 301 | 52WKS Relief Valve Cal 1B2-PRV-14.63/01 | SNF Plate Heat Exhanger B1 | C | 0190E006 | 2020-09-18 | 2010-04-22 | PHBASALEN
0190-010-134 | 63986 | 0190-MLK-PRO-WPB-PHEXGR02 | PM03 | 301 | 52WKS Relief Valve Cal 1B2-PRV-14.63/02 | SNF Plate Heat Exhanger B2 | C | 0190E006 | 2020-09-18 | 2010-04-22 | PHBASALEN
0190-010-133 | 45378 | 0190-MLK-PRO-DSC-RAWSLO01 | PM03 | 307 | 6 Mon Hopper/Silo/Cone Check | Diss C Raw Material Silo No 1 | A | 0190E005 | 2016-04-26 | 2010-04-10 | PHBASALEN
0190-010-133 | 45378 | 0190-MLK-PRO-DSC-RAWSLO02 | PM03 | 307 | 6 Mon Hopper/Silo/Cone Check up C | Diss C Raw Material Silo No 2 | C | 0190E005 | 2016-04-26 | 2010-04-10 | PHBASALEN
0190-010-133 | 45378 | 0190-MLK-PRO-EGC-EGRTWR01 | PM03 | 307 | 6 Mon Hopper/Silo/Cone Check up C | Egron C Tower | A | 0190E005 | 2016-04-26 | 2010-04-10 | PHBASALEN
0190-010-133 | 45378 | 0190-MLK-PRO-EGC-FINHPR01 | PM03 | 307 | 6 Mon Hopper/Silo/Cone Check up C | Egron C Ad Ac Fine Powder Sep Hopper | B | 0190E005 | 2016-04-26 | 2010-04-10 | PHBASALEN
0190-010-133 | 45378 | 0190-MLK-PRO-EGC-MSKSLO01 | PM03 | 307 | 6 Mon Hopper/Silo/Cone Check up C | Egron C MSK Silo No 1 | C | 0190E005 | 2016-04-26 | 2010-04-10 | PHBASALEN
0190-010-133 | 45378 | 0190-MLK-PRO-EGC-MSKSLO02 | PM03 | 307 | 6 Mon Hopper/Silo/Cone Check up C | Egron C MSK Silo No 2 | C | 0190E005 | 2016-04-26 | 2010-04-10 | PHBASALEN
0190-010-133 | 45378 | 0190-MLK-PRO-EGC-MULSEP01 | PM03 | 307 | 6 Mon Hopper/Silo/Cone Check up C | Egron C Powder Separator 1 Multiclone 1 | B | 0190E005 | 2016-04-26 | 2010-04-10 | PHBASALEN
0190-010-133 | 45378 | 0190-MLK-PRO-EGC-MULSEP02 | PM03 | 307 | 6 Mon Hopper/Silo/Cone Check up C | Egron C Powder Separator 2 Multiclone 2 | B | 0190E005 | 2016-04-26 | 2010-04-10 | PHBASALEN
0190-010-133 | 45378 | 0190-MLK-PRO-EGC-PICHPR01 | PM03 | 307 | 6 Mon Hopper/Silo/Cone Check up C | Egron C Pick-Up Hopper | B | 0190E005 | 2016-04-26 | 2010-04-10 | PHBASALEN
0190-010-133 | 45378 | 0190-MLK-PRO-EGC-PRSPOT01 | PM03 | 307 | 6 Mon Hopper/Silo/Cone Check up C | Pressure Pot Egron C | B | 0190E005 | 2016-04-26 | 2010-04-10 | PHBASALEN
0190-010-133 | 45378 | 0190-MLK-PRO-EGC-SURHPR01 | PM03 | 307 | 6 Mon Hopper/Silo/Cone Check up C | Nucon Surge Hopper Egron C | C | 0190E005 | 2016-04-26 | 2010-04-10 | PHBASALEN
0190-010-133 | 45378 | 0190-MLK-PRO-EGC-TOTHPR01 | PM03 | 307 | 6 Mon Hopper/Silo/Cone Check up C | Totebin Receiving Hopper Egron C | B | 0190E005 | 2016-04-26 | 2010-04-10 | PHBASALEN
0190-010-133 | 45378 | 0190-MLK-PRO-EGC-VACHPR01 | PM03 | 307 | 6 Mon Hopper/Silo/Cone Check up C | Nucon Vacuum Hopper Egron C | B | 0190E005 | 2016-04-26 | 2010-04-10 | PHBASALEN
0190-010-133 | 45378 | 0190-MLK-PRO-TPC-3LSNHR01 | PM03 | 307 | 6 Mon Hopper/Silo/Cone Check up C | 3L/SNF Tipping Hopper C | C | 0190E005 | 2016-04-26 | 2010-04-10 | PHBASALEN
0190-010-133 | 45378 | 0190-MLK-PRO-WPC-DISHPR01 | PM03 | 307 | 6 Mon Hopper/Silo/Cone Check up C | SNF C Anag Discharging Hopper | C | 0190E005 | 2016-04-26 | 2010-04-10 | PHBASALEN
0190-010-133 | 45378 | 0190-MLK-PRO-WPC-SNFSLO01 | PM03 | 307 | 6 Mon Hopper/Silo/Cone Check up C | SNF C Silo 1 | B | 0190E005 | 2016-04-26 | 2010-04-10 | PHBASALEN
0190-010-133 | 45378 | 0190-WST-PRO-TPC-TIPHPR02 | PM03 | 307 | 6 Mon Hopper/Silo/Cone Check up C | Wet Tipping C Hopper | C | 0190E005 | 2016-04-26 | 2010-04-10 | PHBASALEN
0190-010-132 | 51663 | 0190-WST-PRO-SNF-BANCVY01 | PM03 | 302 | 3WK PDMS Vibration Check | SNF Tipping Band Conveyor | B | 0190E006 | 2016-04-26 | 2010-04-07 | PHBASALEN
0190-010-132 | 51663 | 0190-WST-PRO-SNF-RTYSEP01 | PM03 | 302 | 3WK PDMS Vibration Check | SNF Tipping Rotary Sifter | B | 0190E006 | 2016-04-26 | 2010-04-07 | PHBASALEN
0190-010-132 | 51663 | 0190-WST-PRO-SNF-SCWCVY01 | PM03 | 302 | 3WK PDMS Vibration Check | SNF Tipping Screwfeeder | B | 0190E006 | 2016-04-26 | 2010-04-07 | PHBASALEN
0190-010-132 | 51663 | 0190-WST-PRO-SNF-STRVLV01 | PM03 | 302 | 3WK PDMS Vibration Check | SNF Tipping Starvalve | A | 0190E006 | 2016-04-26 | 2010-04-07 | PHBASALEN
0190-010-132 | 51663 | 0190-WST-PRO-SNF-TIPBLW01 | PM03 | 302 | 3WK PDMS Vibration Check | SNF Tipping Blower | A | 0190E006 | 2016-04-26 | 2010-04-07 | PHBASALEN
0190-010-131 | 51663 | 0190-MLK-PRO-WPC-3CNPMP01 | PM03 | 302 | 3WK PDMS Vibration Check | 3rd Line C Condensate Pump | B | 0190E014 | 2017-09-20 | 2010-04-07 | PHBASALEN
0190-010-131 | 51663 | 0190-MLK-PRO-WPC-3LOPMP03 | PM03 | 302 | 3WK PDMS Vibration Check | 3rd Line C STD Tank Outlet Pump | B | 0190E014 | 2017-09-20 | 2010-04-07 | PHBASALEN
0190-010-131 | 51663 | 0190-MLK-PRO-WPC-3LOPMP04 | PM03 | 302 | 3WK PDMS Vibration Check | 3rd Line C Balance Vat Outlet Pump | A | 0190E014 | 2017-09-20 | 2010-04-07 | PHBASALEN
0190-010-131 | 51663 | 0190-MLK-PRO-WPC-PHEPMP01 | PM03 | 302 | 3WK PDMS Vibration Check | PHE 1C Hot Water Recirculation Pump | B | 0190E014 | 2017-09-20 | 2010-04-07 | PHBASALEN
0190-010-131 | 51663 | 0190-MLK-PRO-WPC-PHEPMP02 | PM03 | 302 | 3WK PDMS Vibration Check | PHE 2C Hot Water Recirculation Pump | B | 0190E014 | 2017-09-20 | 2010-04-07 | PHBASALEN
0190-010-131 | 51663 | 0190-MLK-PRO-WPC-PHEPMP03 | PM03 | 302 | 3WK PDMS Vibration Check | Milk PHE C Recirculation pump | B | 0190E014 | 2017-09-20 | 2010-04-07 | PHBASALEN
0190-010-131 | 51663 | 0190-MLK-PRO-WPC-SNFPMP01 | PM03 | 302 | 3WK PDMS Vibration Check | SNF C Scanima Outlet Pump | B | 0190E014 | 2017-09-20 | 2010-04-07 | PHBASALEN
0190-010-131 | 51663 | 0190-MLK-PRO-WPC-SNFPMP02 | PM03 | 302 | 3WK PDMS Vibration Check | SNF C STD Tank Outlet Pump | B | 0190E014 | 2017-09-20 | 2010-04-07 | PHBASALEN
0190-010-131 | 51663 | 0190-MLK-PRO-WPC-SNFPMP03 | PM03 | 302 | 3WK PDMS Vibration Check | SNF C Balance Vat Outlet Pump | A | 0190E014 | 2017-09-20 | 2010-04-07 | PHBASALEN
0190-010-130 | 51663 | 0190-MLK-PRO-WPB-3CNPMP01 | PM03 | 302 | 3WK PDMS Vibration Check | 3rd Line B Condensate Pump | B | 0190E014 | 2017-09-20 | 2010-04-07 | PHBASALEN
0190-010-130 | 51663 | 0190-MLK-PRO-WPB-3LOPMP01 | PM03 | 302 | 3WK PDMS Vibration Check | 3rd Line B STD Tank Outlet Pump | B | 0190E014 | 2017-09-20 | 2010-04-07 | PHBASALEN
0190-010-130 | 51663 | 0190-MLK-PRO-WPB-3LOPMP02 | PM03 | 302 | 3WK PDMS Vibration Check | 3rd Line B Balance Vat Outlet Pump | A | 0190E014 | 2017-09-20 | 2010-04-07 | PHBASALEN
0190-010-130 | 51663 | 0190-MLK-PRO-WPB-PHEPMP01 | PM03 | 302 | 3WK PDMS Vibration Check | PHE 1B Hot Water Recirculation Pump | B | 0190E014 | 2017-09-20 | 2015-04-16 | PHBASALEN
0190-010-130 | 51663 | 0190-MLK-PRO-WPB-PHEPMP02 | PM03 | 302 | 3WK PDMS Vibration Check | PHE 2B Hot Water Recirculation Pump | B | 0190E014 | 2017-09-20 | 2015-04-16 | PHBASALEN
0190-010-130 | 51663 | 0190-MLK-PRO-WPB-PHEPMP03 | PM03 | 302 | 3WK PDMS Vibration Check | Milk PHE B Recirculation Pump M49 | B | 0190E014 | 2017-09-20 | 2010-04-07 | PHBASALEN
0190-010-130 | 51663 | 0190-MLK-PRO-WPB-SNFPMP01 | PM03 | 302 | 3WK PDMS Vibration Check | SNF B Scanima Outlet Pump | B | 0190E014 | 2017-09-20 | 2010-04-07 | PHBASALEN
0190-010-130 | 51663 | 0190-MLK-PRO-WPB-SNFPMP02 | PM03 | 302 | 3WK PDMS Vibration Check | SNF B STD Tank Outlet Pump | B | 0190E014 | 2017-09-20 | 2010-04-07 | PHBASALEN
0190-010-130 | 51663 | 0190-MLK-PRO-WPB-SNFPMP03 | PM03 | 302 | 3WK PDMS Vibration Check | SNF B Balance Vat Outlet Pump | A | 0190E014 | 2017-09-20 | 2010-04-07 | PHBASALEN
0190-010-13 | 36405 | 0190-MLK-PRO-EGB-EXHFAN03-1B3 TT 08 10 | PM03 | 301 | 52WKS Temp Trans Cal (1B3-TT-08.10) | Egron B AD/AC Fine Separator Exh Fan TT | B | 0190E006 | 2019-07-01 | 2013-06-25 | PHBASALEN
0190-010-13 | 36405 | 0190-MLK-PRO-EGB-MULSEP01 | PM03 | 301 | 52WKS Temp Trans Cal (1B3-TE-01.31) | Egron B Powder Separator 1 Multiclone | B | 0190E006 | 2019-07-01 | 2014-09-06 | PHBASALEN
0190-010-13 | 36405 | 0190-MLK-PRO-EGB-MULSEP01-1B3 TT 01 31 | PM03 | 301 | 52WKS Temp Trans Cal (1B3-TT-01.31) | Egron B Powder Separator 1 Multiclone TT | B | 0190E006 | 2019-07-01 | 2013-06-25 | PHBASALEN
0190-010-129 | 51662 | 0190-MLK-PRO-EGC-ACOBED01 | PM03 | 302 | 4WK PDMS Vibration Check | Egron C After Cooler Bed | A | 0190E014 | 2017-09-20 | 2010-04-07 | PHBASALEN
0190-010-129 | 51662 | 0190-MLK-PRO-EGC-ADRBED01 | PM03 | 302 | 4WK PDMS Vibration Check | Egron C After Dryer Bed | B | 0190E014 | 2017-09-20 | 2010-04-07 | PHBASALEN
0190-010-129 | 51662 | 0190-MLK-PRO-EGC-POWSIF01 | PM03 | 302 | 4WK PDMS Vibration Check | Egron C Powder Sifter | A | 0190E014 | 2017-09-20 | 2010-04-07 | PHBASALEN
0190-010-129 | 51662 | 0190-MLK-PRO-EGC-VIBCVY01 | PM03 | 302 | 4WK PDMS Vibration Check | Egron C Fines VibroTube Conveyor | B | 0190E014 | 2017-09-20 | 2010-04-07 | PHBASALEN
0190-010-128 | 51662 | 0190-MLK-PRO-EGB-ACOBED01 | PM03 | 302 | 4WKS PdMS Vibration Check | Egron B After Cooler Bed | A | 0190E014 | 2017-09-20 | 2010-04-07 | PHBASALEN
0190-010-128 | 51662 | 0190-MLK-PRO-EGB-ADRBED01 | PM03 | 302 | 4WKS PdMS Vibration Check | Egron B After Dryer Bed | A | 0190E014 | 2017-09-20 | 2010-04-07 | PHBASALEN
0190-010-128 | 51662 | 0190-MLK-PRO-EGB-POWSIF01 | PM03 | 302 | 4WKS PdMS Vibration Check | Egron B Vibra Powder Sifter | A | 0190E014 | 2017-09-20 | 2010-04-07 | PHBASALEN
0190-010-128 | 51662 | 0190-MLK-PRO-EGB-VIBCVY01 | PM03 | 302 | 4WKS PdMS Vibration Check | Egron B AD/AC Fines VibroTube Conveyor | B | 0190E014 | 2017-09-20 | 2010-04-07 | PHBASALEN
0190-010-127 | 51662 | 0190-MLK-PRO-WPC-3RLTNK01 | PM03 | 302 | 4WKS PdMS Vibration Check | 3rd Line C Tank No 1 | B | 0190E014 | 2017-09-20 | 2010-04-07 | PHBASALEN
0190-010-127 | 51662 | 0190-MLK-PRO-WPC-3RLTNK02 | PM03 | 302 | 4WKS PdMS Vibration Check | 3rd Line C Tank No 2 | B | 0190E014 | 2017-09-20 | 2010-04-07 | PHBASALEN
0190-010-127 | 51662 | 0190-MLK-PRO-WPC-HBTPMP01 | PM03 | 302 | 4WKS PdMS Vibration Check | SNF Discharge Pump HBT C | A | 0190E014 | 2017-09-20 | 2013-06-10 | PHBASALEN
0190-010-127 | 51662 | 0190-MLK-PRO-WPC-HBTPMP02 | PM03 | 302 | 4WKS PdMS Vibration Check | 3L Discharge Pump HBT C | A | 0190E014 | 2017-09-20 | 2013-06-10 | PHBASALEN
0190-010-127 | 51662 | 0190-MLK-PRO-WPC-SNFTNK01 | PM03 | 302 | 4WKS PdMS Vibration Check | SNF C Tank No 1 | B | 0190E014 | 2017-09-20 | 2010-04-07 | PHBASALEN
0190-010-127 | 51662 | 0190-MLK-PRO-WPC-SNFTNK02 | PM03 | 302 | 4WKS PdMS Vibration Check | SNF C Tank No 2 | B | 0190E014 | 2017-09-20 | 2010-04-07 | PHBASALEN
0190-010-126 | 51662 | 0190-MLK-PRO-WPB-3RLTNK01 | PM03 | 302 | 4WKS PdMS Vibration Check | 3rd Line B Tank No 1 | B | 0190E014 | 2017-09-20 | 2010-04-07 | PHBASALEN
0190-010-126 | 51662 | 0190-MLK-PRO-WPB-3RLTNK02 | PM03 | 302 | 4WKS PdMS Vibration Check | 3rd Line B Tank No 2 | B | 0190E014 | 2017-09-20 | 2010-04-07 | PHBASALEN
0190-010-126 | 51662 | 0190-MLK-PRO-WPB-HBTPMP01 | PM03 | 302 | 4WKS PdMS Vibration Check | SNF Discharge Pump HBT B | A | 0190E014 | 2017-09-20 | 2012-09-15 | PHBASALEN
0190-010-126 | 51662 | 0190-MLK-PRO-WPB-HBTPMP02 | PM03 | 302 | 4WKS PdMS Vibration Check | 3L Discharge Pump HBT B | A | 0190E014 | 2017-09-20 | 2012-09-15 | PHBASALEN
0190-010-126 | 51662 | 0190-MLK-PRO-WPB-SNFTNK01 | PM03 | 302 | 4WKS PdMS Vibration Check | SNF B Tank No 1 | B | 0190E014 | 2017-09-20 | 2010-04-07 | PHBASALEN
0190-010-126 | 51662 | 0190-MLK-PRO-WPB-SNFTNK02 | PM03 | 302 | 4WKS PdMS Vibration Check | SNF B Tank No 2 | B | 0190E014 | 2017-09-20 | 2010-04-07 | PHBASALEN
0190-010-125 | 49452 | 0190-MLK-PRO-EGB-VACPMP02 | PM03 | 302 | 2WK PdMS Vibration Check | Nucon Vacuum Pump B2 | A | 0190E014 | 2017-09-20 | 2010-04-07 | PHBASALEN
0190-010-125 | 49452 | 0190-MLK-PRO-EGC-VACPMP01 | PM03 | 302 | 2WK PdMS Vibration Check | Nucon Vacuum Pump C1 | A | 0190E014 | 2017-09-20 | 2012-09-27 | PHBASALEN
0190-010-124 | 51662 | 0190-MLK-PRO-EGC-MSKSTV01 | PM03 | 302 | 4WKS PdMS Vibration Check | Egron C MSK Dosing Starvalve 1 | A | 0190E014 | 2017-09-20 | 2010-04-07 | PHBASALEN
0190-010-124 | 51662 | 0190-MLK-PRO-EGC-MSKSTV02 | PM03 | 302 | 4WKS PdMS Vibration Check | Egron C MSK Dosing Starvalve 2 | A | 0190E014 | 2017-09-20 | 2010-04-07 | PHBASALEN
0190-010-124 | 51662 | 0190-MLK-PRO-EGC-MULSVA01 | PM03 | 302 | 4WKS PdMS Vibration Check | Egron C Multiclone Star Valve 1 | A | 0190E014 | 2017-09-20 | 2010-04-07 | PHBASALEN
0190-010-124 | 51662 | 0190-MLK-PRO-EGC-MULSVA02 | PM03 | 302 | 4WKS PdMS Vibration Check | Egron C Multiclone Star Valve 2 | A | 0190E014 | 2017-09-20 | 2010-04-07 | PHBASALEN
0190-010-124 | 51662 | 0190-MLK-PRO-EGC-SCWCVY01 | PM03 | 302 | 4WKS PdMS Vibration Check | Egron C MSK Dosing 1 Homo/Screwfeeder | A | 0190E014 | 2017-09-20 | 2010-05-20 | PHBASALEN
0190-010-124 | 51662 | 0190-MLK-PRO-EGC-SCWCVY02 | PM03 | 302 | 4WKS PdMS Vibration Check | Egron C MSK Dosing 2 Homo/Screwfeeder | A | 0190E014 | 2017-09-20 | 2010-05-20 | PHBASALEN
0190-010-123 | 51662 | 0190-MLK-PRO-EGB-MSKSTV01 | PM03 | 302 | 4WKS PdMS Vibration Check | Egron B MSK Dosing Starvalve 1 | A | 0190E014 | 2017-09-20 | 2010-04-07 | PHBASALEN
0190-010-123 | 51662 | 0190-MLK-PRO-EGB-MSKSTV02 | PM03 | 302 | 4WKS PdMS Vibration Check | Egron B MSK Dosing Starvalve 2 | A | 0190E014 | 2017-09-20 | 2010-04-07 | PHBASALEN
0190-010-123 | 51662 | 0190-MLK-PRO-EGB-MULSVA01 | PM03 | 302 | 4WKS PdMS Vibration Check | Egron B Multiclone Star Valve 1 | A | 0190E014 | 2017-09-20 | 2010-04-07 | PHBASALEN
0190-010-123 | 51662 | 0190-MLK-PRO-EGB-MULSVA02 | PM03 | 302 | 4WKS PdMS Vibration Check | Egron B Multiclone Star Valve 2 | A | 0190E014 | 2017-09-20 | 2010-04-07 | PHBASALEN
0190-010-123 | 51662 | 0190-MLK-PRO-EGB-SCWCVY01 | PM03 | 302 | 4WKS PdMS Vibration Check | Egron B MSK Dosing 1 Homo/Screwfeeder | A | 0190E014 | 2017-09-20 | 2010-05-20 | PHBASALEN
0190-010-123 | 51662 | 0190-MLK-PRO-EGB-SCWCVY02 | PM03 | 302 | 4WKS PdMS Vibration Check | Egron B MSK Dosing 2 Homo/Screwfeeder | A | 0190E014 | 2017-09-20 | 2010-05-20 | PHBASALEN
0190-010-122 | 51662 | 0190-MLK-PRO-TPC-3LSNCR01 | PM03 | 302 | 4WKS PdMS Vibration Check | 3L/SNF Tipping C Band Conveyor | B | 0190E014 | 2017-09-20 | 2010-04-07 | PHBASALEN
0190-010-122 | 51662 | 0190-MLK-PRO-TPC-3LSNVS01 | PM03 | 302 | 4WKS PdMS Vibration Check | 3L/SNF Tipping Vibra Sifter C | A | 0190E014 | 2017-09-20 | 2010-07-26 | PHBASALEN
0190-010-121 | 51662 | 0190-MLK-PRO-TPB-3LSNCR01 | PM03 | 302 | 4WKS PdMS Vibration Check | 3L/SNF Tipping B Band Conveyor | B | 0190E014 | 2017-09-20 | 2010-04-07 | PHBASALEN
0190-010-121 | 51662 | 0190-MLK-PRO-TPB-3LSNVS01 | PM03 | 302 | 4WKS PdMS Vibration Check | 3L/SNF Tipping Vibra Sifter B | A | 0190E014 | 2017-09-20 | 2011-06-03 | PHBASALEN
0190-010-120 | 51662 | 0190-MLK-PRO-EGC-SECFAN02 | PM03 | 302 | 4WKS PdMS Vibration Check | Egron C Secondary Air Fan No 2 | C | 0190E014 | 2017-09-20 | 2010-04-07 | PHBASALEN
0190-010-12 | 36409 | 0190-MLK-PRO-WPB-3LHBTK01-PIT 13 06B | PM03 | 301 | 52WKS Press Trans Cal (PIT 13.06B) | 3L Homo-HPP Balance Tank B Press Trans | B | 0190E005 | 2019-01-03 | 2013-06-25 | PHBASALEN
0190-010-12 | 36409 | 0190-MLK-PRO-WPB-SCAMXR01-PIT 13 06B | PM03 | 301 | 52WKS Press Trans Cal (1B2-PT-11.22) | Scanima MIxer PIT 13.06B | B | 0190E006 | 2019-01-03 | 2013-06-25 | PHBASALEN
0190-010-12 | 36409 | 0190-MLK-PRO-WPB-SNFHBT01-1B2 PIT 05 13 | PM03 | 301 | 52WKS Press Trans Cal (1B2-PIT-05.13) | SNF Homo-HPP Balance Tank B Press Trans | B | 0190E006 | 2019-01-03 | 2013-06-25 | PHBASALEN
0190-010-119 | 51662 | 0190-MLK-PRO-EGB-SECFAN02 | PM03 | 302 | 4WKS PdMS Vibration Check | Egron B Secondary Air Fan No 2 | C | 0190E014 | 2017-09-20 | 2010-04-12 | PHBASALEN
0190-010-118 | 51663 | 0190-MLK-PRO-EGC-ACOFAN01 | PM03 | 302 | 3WK PDMS Vibration Check | Aftercooler Forced Fan 1C | A | 0190E014 | 2017-09-20 | 2011-03-28 | PHBASALEN
0190-010-118 | 51663 | 0190-MLK-PRO-EGC-ACOFAN02 | PM03 | 302 | 3WK PDMS Vibration Check | Aftercooler Forced Fan 2C | A | 0190E014 | 2017-09-20 | 2011-03-28 | PHBASALEN
0190-010-118 | 51663 | 0190-MLK-PRO-EGC-ADRFAN01 | PM03 | 302 | 3WK PDMS Vibration Check | Afterdrier Forced Fan 1C | A | 0190E014 | 2017-09-20 | 2011-03-28 | PHBASALEN
0190-010-118 | 51663 | 0190-MLK-PRO-EGC-EXHFAN03 | PM03 | 302 | 3WK PDMS Vibration Check | Egron C Ad Ac Exhaust Fan | A | 0190E014 | 2017-09-20 | 2010-04-07 | PHBASALEN
0190-010-117 | 51663 | 0190-MLK-PRO-EGB-ACOFAN01 | PM03 | 302 | 3WK PDMS Vibration Check | Aftercooler Forced Fan 1B | A | 0190E014 | 2017-09-20 | 2011-03-28 | PHBASALEN
0190-010-117 | 51663 | 0190-MLK-PRO-EGB-ACOFAN02 | PM03 | 302 | 3WK PDMS Vibration Check | Aftercooler Forced Fan 2B | A | 0190E014 | 2017-09-20 | 2011-03-28 | PHBASALEN
0190-010-117 | 51663 | 0190-MLK-PRO-EGB-ADRFAN01 | PM03 | 302 | 3WK PDMS Vibration Check | Afterdrier Forced Fan 1B | A | 0190E014 | 2017-09-20 | 2011-03-28 | PHBASALEN
0190-010-117 | 51663 | 0190-MLK-PRO-EGB-EXHFAN03 | PM03 | 302 | 3WK PDMS Vibration Check | Egron B AD/AC Fine Separator Exh Fan | A | 0190E014 | 2017-09-20 | 2010-04-07 | PHBASALEN
0190-010-116 | 51663 | 0190-MLK-PRO-EGC-BLWBCK01 | PM03 | 302 | 3WK PDMS Vibration Check | Egron C Blowback Blower No 1 | A | 0190E014 | 2017-09-20 | 2010-04-07 | PHBASALEN
0190-010-116 | 51663 | 0190-MLK-PRO-EGC-BLWBCK02 | PM03 | 302 | 3WK PDMS Vibration Check | Egron C Blowback Blower No 2 | A | 0190E014 | 2017-09-20 | 2010-04-07 | PHBASALEN
0190-010-116 | 51663 | 0190-MLK-PRO-EGC-MSKBLW03 | PM03 | 302 | 3WK PDMS Vibration Check | Egron C MSK Dosing Blower No. 1 | A | 0190E014 | 2017-09-20 | 2010-04-07 | PHBASALEN
0190-010-116 | 51663 | 0190-MLK-PRO-EGC-MSKBLW04 | PM03 | 302 | 3WK PDMS Vibration Check | Egron C MSK Dosing Blower No. 2 | A | 0190E014 | 2017-09-20 | 2010-04-07 | PHBASALEN
0190-010-115 | 51663 | 0190-MLK-PRO-EGB-BLWBCK01 | PM03 | 302 | 3WK PDMS Vibration Check | Egron B Blowback Blower No 1 | A | 0190E014 | 2017-09-20 | 2010-04-07 | PHBASALEN
0190-010-115 | 51663 | 0190-MLK-PRO-EGB-BLWBCK02 | PM03 | 302 | 3WK PDMS Vibration Check | Egron B Blowback Blower No 2 | A | 0190E014 | 2017-09-20 | 2010-04-07 | PHBASALEN
0190-010-115 | 51663 | 0190-MLK-PRO-EGB-MSKBLW03 | PM03 | 302 | 3WK PDMS Vibration Check | Egron B MSK Dosing Blower No. 1 | A | 0190E014 | 2017-09-20 | 2010-04-07 | PHBASALEN
0190-010-115 | 51663 | 0190-MLK-PRO-EGB-MSKBLW04 | PM03 | 302 | 3WK PDMS Vibration Check | Egron B MSK Dosing Blower No. 2 | A | 0190E014 | 2017-09-20 | 2010-04-07 | PHBASALEN
0190-010-114 | 49452 | 0190-MLK-PRO-DSB-3LXPMP01 | PM03 | 302 | 2WK PDMS Vibration Check | 3rd Line B Transfer Pump | A | 0190E014 | 2017-09-20 | 2010-08-14 | PHBASALEN
0190-010-114 | 49452 | 0190-MLK-PRO-DSC-3LXPMP01 | PM03 | 302 | 2WK PDMS Vibration Check | 3rd Line C Transfer Pump | A | 0190E014 | 2017-09-20 | 2010-04-07 | PHBASALEN
0190-010-113 | 49452 | 0190-MLK-PRO-DSB-LIQUIV01 | PM03 | 302 | 2WK PDMS Vibration Check | Diss B Liquiverter | C | 0190E014 | 2017-09-20 | 2010-04-07 | PHBASALEN
0190-010-113 | 49452 | 0190-MLK-PRO-DSC-LIQUIV01 | PM03 | 302 | 2WK PDMS Vibration Check | Diss C Liquiverter | C | 0190E014 | 2017-09-20 | 2010-08-14 | PHBASALEN
0190-010-112 | 49452 | 0190-MLK-PRO-WPC-3L2HOM01 | PM03 | 302 | 2WK PDMS Vibration Check | 3rd Line C FC Outlet Pump | B | 0190E014 | 2017-09-20 | 2012-06-06 | PHBASALEN
0190-010-112 | 49452 | 0190-MLK-PRO-WPC-3LHPMP02 | PM03 | 302 | 2WK PDMS Vibration Check | 3L High Pressure Pump | A | 0190E014 | 2017-09-20 | 2010-04-07 | PHBASALEN
0190-010-112 | 49452 | 0190-MLK-PRO-WPC-3LHPMP03 | PM03 | 302 | 2WK PDMS Vibration Check | 3rd Line C Homogeniser (Rannie) | A | 0190E014 | 2017-09-20 | 2010-04-07 | PHBASALEN
0190-010-112 | 49452 | 0190-MLK-PRO-WPC-SCAMXR01 | PM03 | 302 | 2WK PDMS Vibration Check | SNF C Scanima Mixer | B | 0190E014 | 2017-09-20 | 2010-04-07 | PHBASALEN
0190-010-112 | 49452 | 0190-MLK-PRO-WPC-SHPPMP01 | PM03 | 302 | 2WK PDMS Vibration Check | SNF C High Pressure Pump | A | 0190E014 | 2017-09-20 | 2010-04-07 | PHBASALEN
0190-010-112 | 49452 | 0190-MLK-PRO-WPC-SNFHOM01 | PM03 | 302 | 2WK PDMS Vibration Check | SNF C Homogenizer | B | 0190E014 | 2017-09-20 | 2010-04-07 | PHBASALEN
0190-010-112 | 49452 | 0190-MLK-PRO-WPC-VACPMP01 | PM03 | 302 | 2WK PDMS Vibration Check | SNF Scanima C Vacuum Pump | X | 0190E014 | 2017-09-20 | 2010-04-07 | PHBASALEN
0190-010-111 | 49452 | 0190-MLK-PRO-WPB-3L2HOM01 | PM03 | 302 | 2WK PDMS Vibration Check | 3rd Line B FC outlet pump to Homo | B | 0190E014 | 2017-09-20 | 2012-06-06 | PHBASALEN
0190-010-111 | 49452 | 0190-MLK-PRO-WPB-3LHPMP01 | PM03 | 302 | 2WK PDMS Vibration Check | 3rd Line B Homogenizer | A | 0190E014 | 2017-09-20 | 2013-06-10 | PHBASALEN
0190-010-111 | 49452 | 0190-MLK-PRO-WPB-3LHPMP02 | PM03 | 302 | 2WK PDMS Vibration Check | 3rd Line B High Pressure Pump | A | 0190E014 | 2017-09-20 | 2013-06-10 | PHBASALEN
0190-010-111 | 49452 | 0190-MLK-PRO-WPB-SCAMXR01 | PM03 | 302 | 2WK PDMS Vibration Check | SNF B Scanima Mixer Tank | A | 0190E014 | 2017-09-20 | 2010-04-07 | PHBASALEN
0190-010-111 | 49452 | 0190-MLK-PRO-WPB-SHPPMP01 | PM03 | 302 | 2WK PDMS Vibration Check | SNF B High Pressure Pump | A | 0190E014 | 2017-09-20 | 2010-04-07 | PHBASALEN
0190-010-111 | 49452 | 0190-MLK-PRO-WPB-SNFHOM01 | PM03 | 302 | 2WK PDMS Vibration Check | SNF B Homogenizer | B | 0190E014 | 2017-09-20 | 2010-04-07 | PHBASALEN
0190-010-111 | 49452 | 0190-MLK-PRO-WPB-VACPMP01 | PM03 | 302 | 2WK PDMS Vibration Check | SNF Scanima B Vacuum Pump | A | 0190E014 | 2017-09-20 | 2010-04-07 | PHBASALEN
0190-010-110 | 49452 | 0190-MLK-PRO-EGC-EXHFAN01 | PM03 | 302 | 2WK PDMS Vibration Check | Egron C Exhaust Fan No 1 | A | 0190E014 | 2017-09-20 | 2010-04-07 | PHBASALEN
0190-010-110 | 49452 | 0190-MLK-PRO-EGC-EXHFAN02 | PM03 | 302 | 2WK PDMS Vibration Check | Egron C Exhaust Fan No 2 | A | 0190E014 | 2017-09-20 | 2010-04-07 | PHBASALEN
0190-010-110 | 49452 | 0190-MLK-PRO-EGC-SEAFAN01 | PM03 | 302 | 2WK PDMS Vibration Check | Secondary Air Fan 1C | B | 0190E014 | 2017-09-20 | 2010-04-07 | PHBASALEN
0190-010-11 | 36411 | 0190-MLK-PRO-WPC-FLSCLR01-1C2 CV 06 10C | PM03 | 301 | 52WKS I/P Converter Cal (1C2-CV-06.10C) | 3rd Line C Flash Cooler IP Trans PCV | B | 0190E006 | 2020-09-18 | 2013-06-25 | PHBASALEN
0190-010-109 | 49452 | 0190-MLK-PRO-EGB-EXHFAN01 | PM03 | 302 | 2WK PDMS Vibration Check | Egron B Exhaust Fan No 1 | A | 0190E014 | 2017-09-20 | 2010-04-07 | PHBASALEN
0190-010-109 | 49452 | 0190-MLK-PRO-EGB-EXHFAN02 | PM03 | 302 | 2WK PDMS Vibration Check | Egron B Exhaust Fan No 2 | B | 0190E014 | 2017-09-20 | 2010-04-07 | PHBASALEN
0190-010-109 | 49452 | 0190-MLK-PRO-EGB-SEAFAN01 | PM03 | 302 | 2WK PDMS Vibration Check | Secondary Air Fan 1B | A | 0190E014 | 2017-09-20 | 2010-04-07 | PHBASALEN
0190-010-108 | 49346 | 0190-MLK-PRO-EGC-VIBCVY01 | PM03 | 305 | 14DAYS SMS Gasket Replacement C | Egron C Fines VibroTube Conveyor | B | 0190E020 | 2017-01-17 | 2010-04-01 | PHBASALEN
0190-010-108 | 49346 | 0190-MLK-PRO-SMC-STRVLV01 | PM03 | 305 | 14DAYS SMS Gasket Replacement C | Egron Malto Dosing C Star Valve | A | 0190E020 | 2017-01-17 | 2011-12-19 | PHBASALEN
0190-010-107 | 49346 | 0190-MLK-PRO-EGB-VIBCVY01 | PM03 | 305 | 14DAYS SMS Gasket Replacement B | Egron B AD/AC Fines VibroTube Conveyor | B | 0190E020 | 2016-04-26 | 2010-04-01 | PHBASALEN
0190-010-107 | 49346 | 0190-MLK-PRO-SMB-STRVLV01 | PM03 | 305 | 14DAYS SMS Gasket Replacement B | Egron Malto Dosing B Star Valve | A | 0190E020 | 2016-04-26 | 2011-12-19 | PHBASALEN
0190-010-106 | 404715 | 0190-MLK-PRO-NDC-RCVPMP01 | PM03 | 305 | 52WKS Pump Overhauling | NDC Glucose Receiving Pump B | A | 0190E005 | 2021-03-19 | 2010-12-27 | PHILAGANAN
0190-010-105 | 404713 | 0190-MLK-PRO-WPB-PHEPMP03 | PM03 | 305 | 52WKS Pump Overhauling | Milk PHE B Recirculation Pump M49 | B | 0190E005 | 2020-09-18 | 2010-03-27 | PHBASALEN
0190-010-104 | 45375 | 0190-MLK-PRO-WPB-SCAMXR01 | PM03 | 301 | 1 Year Pump Seal & Impeller check | SNF B Scanima Mixer Tank | A | 0190E005 | 2016-04-26 | 2010-03-27 | PHBASALEN
0190-010-103 | 43175 | 0190-MLK-PRO-TBA-INLNWEGH02 | PM03 | 305 | 4MON Butterfly Valve Servicing | Milk Totebin In-line Weigher Hopper C | C | 0190E005 | 2016-04-26 | 2010-02-15 | PHBASALEN
0190-010-102 | 29635 | 0190-MLK-PRO-EGC-CODSYS01 | PM03 | 302 | 109HRS Fast Loop Sensor Cleaning C | Egron C CO Safety System ATEX | A | 0190E006 | 2016-04-26 | 2010-02-13 | PHBASALEN
0190-010-101 | 29635 | 0190-MLK-PRO-EGB-CODSYS01 | PM03 | 302 | 109HRS Fast Loop Sensor Cleaning B | Egron B CO Safety System ATEX | A | 0190E006 | 2016-04-26 | 2005-09-24 | PHBASALEN
0190-010-100 | 29627 | 0190-MLK-PRO-OHF-OILTNK07 | PM03 | 303 | 52WKS Agitator Gearbox Change Oil | OH Tank No 7 Vitamin Mixing Tank | C | 0190E005 | 2021-03-19 | 2005-09-24 | PHILAGANAN
0190-010-100 | 29627 | 0190-MLK-PRO-OHF-OILTNK08 | PM03 | 303 | 52WKS Agitator Gearbox Change Oil | OH Tank No 8 Vitamin Mixing Tank | C | 0190E005 | 2021-03-19 | 2008-06-10 | PHILAGANAN
0190-010-10 | 36411 | 0190-MLK-PRO-WPB-FLSCLR01-1B2 CV 06 04 | PM03 | 301 | 52WKS I/P Converter Cal (1B2-CV-06.04) | 3rd Line B Flash Cooler I/P 1B2-CV-06.04 | B | 0190E006 | 2020-09-18 | 2013-06-25 | PHBASALEN
0190-010-10 | 36411 | 0190-MLK-PRO-WPB-FLSCLR01-1B3 CV 06 04 | PM03 | 301 | 52WKS I/P Converter Cal (1B3-CV-06.04) | 3rd Line B Flash Cooler I/P 1B3-CV-06.04 | B | 0190E006 | 2020-09-18 | 2013-06-25 | PHBASALEN
0190-010-10 | 36411 | 0190-MLK-PRO-WPB-SCAMXR01-1B2 PCV 11 16 | PM03 | 301 | 52WKS I/P Converter Cal (1B2-PCV 11.16) | SNF B Scanima Mixer I/P 1B2-PCV 11.16 | B | 0190E006 | 2020-09-18 | 2013-06-25 | PHBASALEN
0190-010-099 | 43175 | 0190-MLK-PRO-WPB-SNFSLO01 | PM03 | 305 | 4MON Butterfly Valve Servicing | SNF B Silo | B | 0190E005 | 2016-04-26 | 2010-02-15 | PHBASALEN
0190-010-099 | 43175 | 0190-MLK-PRO-WPC-SNFSLO01 | PM03 | 305 | 4MON Butterfly Valve Servicing | SNF C Silo 1 | B | 0190E005 | 2016-04-26 | 2010-02-15 | PHBASALEN
0190-010-098 | 405460 | 0190-MLK-PRO-DSC-RAWSLO01 | PM03 | 305 | 26WKS Butterfly Valve Servicing | Diss C Raw Material Silo No 1 | A | 0190E005 | 2017-02-21 | 2010-02-15 | PHBASALEN
0190-010-098 | 405460 | 0190-MLK-PRO-DSC-RAWSLO02 | PM03 | 305 | 26WKS Butterfly Valve Servicing | Diss C Raw Material Silo No 2 | C | 0190E005 | 2017-02-21 | 2010-02-15 | PHBASALEN
0190-010-097 | 43175 | 0190-MLK-PRO-EGC-TTBWGH01 | PM03 | 305 | 4MON Butterfly Valve Servicing | Egron C Totebin Weighing scale1 | C | 0190E005 | 2016-04-26 | 2010-02-15 | PHBASALEN
0190-010-097 | 43175 | 0190-MLK-PRO-EGC-TTBWGH02 | PM03 | 305 | 4MON Butterfly Valve Servicing | Egron C Totebin Weighing scale2 | B | 0190E005 | 2016-04-26 | 2010-02-15 | PHBASALEN
0190-010-096 | 43175 | 0190-MLK-PRO-EGB-VACPMP01 | PM03 | 305 | 4MON Butterfly Valve Servicing | Nucon Vacuum Pump B1 | A | 0190E005 | 2016-04-26 | 2010-02-15 | PHBASALEN
0190-010-095 | 43175 | 0190-MLK-PRO-EGC-VACPMP01 | PM03 | 305 | 4MON Butterfly Valve Servicing | Nucon Vacuum Pump C1 | A | 0190E005 | 2016-04-26 | 2010-02-15 | PHBASALEN
0190-010-094 | 59517 | 0190-MLK-PRO-EGB-VACHPR01 | PM03 | 305 | 2MON Butterfly Valve Servicing (V20) | Nucon Vacuum Hopper Egron B | A | 0190E005 | 2016-04-26 | 2012-07-02 | PHBASALEN
0190-010-093 | 43175 | 0190-MLK-PRO-EGC-TOTHPR01 | PM03 | 305 | 4MON Butterfly Valve Servicing | Totebin Receiving Hopper Egron C | B | 0190E005 | 2016-04-26 | 2010-02-15 | PHBASALEN
0190-010-092 | 58356 | 0190-MLK-PRO-CIP-GCFPMP01 | PM03 | 301 | 3MON Temp Trans Cal (1D3-TT-04.49) | CIP Feed Pump Group C | B | 0190E006 | 2016-04-26 | 2010-02-15 | PHBASALEN
0190-010-091 | 36405 | 0190-MLK-PRO-EGC-ACOBED01-1C3 TE 02 20 | PM03 | 301 | 52WKS Temp Trans Cal (1C3-TE-02.20) | Egron C After Cooler Bed 1C3-TE-02.20 | B | 0190E005 | 2019-01-03 | 2014-09-09 | PHBASALEN
0190-010-091 | 36405 | 0190-MLK-PRO-EGC-ACOBED01-1C3 TT 02 20 | PM03 | 301 | 52WKS Temp Trans Cal (1C3-TT-02.20) | Egron C After Cooler Bed 1C3-TT-02.20 | B | 0190E006 | 2019-01-03 | 2010-02-15 | PHBASALEN
0190-010-090 | 59517 | 0190-MLK-PRO-EGC-VACHPR01 | PM03 | 305 | 2MON Butterfly Valve Servicing (V20) | Nucon Vacuum Hopper Egron C | B | 0190E005 | 2016-04-26 | 2010-02-15 | PHBASALEN
0190-010-09 | 29631 | 0190-MLK-PRO-NDC-GLUPMP01 | PM03 | 303 | 52WKS Change Oil of Pumps | NDC Glucose Storage Tank Transfer Pump C | A | 0190E005 | 2021-03-19 | 2013-06-12 | PHILAGANAN
0190-010-09 | 29631 | 0190-MLK-PRO-NDC-GLUPMP02 | PM03 | 303 | 52WKS Change Oil of Pumps | NDC Glucose Storage Tank Transfer Pump B | A | 0190E005 | 2021-03-19 | 2013-06-12 | PHILAGANAN
0190-010-09 | 29631 | 0190-MLK-PRO-NDC-RCVPMP01 | PM03 | 303 | 52WKS Change Oil of Pumps | NDC Glucose Receiving Pump B | A | 0190E005 | 2021-03-19 | 2013-06-12 | PHILAGANAN
0190-010-09 | 29631 | 0190-MLK-PRO-NDC-RCVPMP02 | PM03 | 303 | 52WKS Change Oil of Pumps | NDC Glucose Receiving Pump C | A | 0190E005 | 2021-03-19 | 2013-06-12 | PHILAGANAN
0190-010-089 | 43175 | 0190-MLK-PRO-EGC-PRSPOT01 | PM03 | 305 | 4MON Butterfly Valve Servicing | Pressure Pot Egron C | B | 0190E005 | 2016-04-26 | 2010-02-15 | PHBASALEN
0190-010-088 | 43175 | 0190-MLK-PRO-EGC-SURHPR01 | PM03 | 305 | 4MON Butterfly Valve Servicing | Nucon Surge Hopper Egron C | C | 0190E005 | 2016-04-26 | 2010-02-15 | PHBASALEN
0190-010-087 | 58343 | 0190-MLK-PRO-CIP-ACITNK01 | PM03 | 301 | 13WKS IP Converter Cal (1D3-TCV-03.07) | CIP Acid Tank | C | 0190E006 | 2016-04-26 | 2010-02-15 | PHBASALEN
0190-010-086 | 59517 | 0190-MLK-PRO-EGC-FDPSYS01 | PM03 | 305 | 2MON Butterfly Valve Servicing | Fines Dense Phase System C | B | 0190E005 | 2016-04-26 | 2010-02-15 | PHBASALEN
0190-010-085 | 59517 | 0190-MLK-PRO-EGC-DRPCHT01 | PM03 | 305 | 2MON Butterfly Valve Servicing | Egron C Drop Chute | B | 0190E005 | 2016-04-26 | 2010-02-15 | PHBASALEN
0190-010-084 | 58356 | 0190-MLK-PRO-CIP-GBFPMP01 | PM03 | 301 | 13WKS Temp Trans Cal (1D3-TT-04.53) | CIP Feed Pump Group B | B | 0190E006 | 2016-04-26 | 2010-02-15 | PHBASALEN
0190-010-083 | 43175 | 0190-MLK-PRO-WPB-DISHPR01 | PM03 | 305 | 4MON Butterfly Valve Servicing | SNF B Anag Discharging Hopper | C | 0190E005 | 2012-07-19 | 2010-02-15 | PHJACOLPA
0190-010-082 | 44122 | 0190-MLK-FNP-L03-TILTST01 | PM03 | 305 | 1Y Yearly Replacement of Puller Knob&Nut | Tilting Station Line 3 | C | 0190E007 | 2016-04-26 | 2009-09-03 | PHBASALEN
0190-010-082 | 44122 | 0190-MLK-FNP-L05-TILTST01 | PM03 | 305 | 1Y Yearly Replacement of Puller Knob&Nut | Tilting Station Line 5 | C | 0190E007 | 2016-04-26 | 2009-09-03 | PHBASALEN
0190-010-082 | 44122 | 0190-MLK-FNP-L06-TILTST01 | PM03 | 305 | 1Y Yearly Replacement of Puller Knob&Nut | Tilting Station Line 6a | C | 0190E007 | 2016-04-26 | 2009-09-03 | PHBASALEN
0190-010-082 | 44122 | 0190-MLK-FNP-L07-TILTST02 | PM03 | 305 | 1Y Yearly Replacement of Puller Knob&Nut | Tilting Station Line 7 | C | 0190E007 | 2016-04-26 | 2009-09-03 | PHBASALEN
0190-010-082 | 44122 | 0190-MLK-FNP-L08-TILTST01 | PM03 | 305 | 1Y Yearly Replacement of Puller Knob&Nut | Tilting Station Line 8 | C | 0190E007 | 2016-04-26 | 2009-09-03 | PHBASALEN
0190-010-082 | 44122 | 0190-MLK-FNP-L09-TILTST01 | PM03 | 305 | 1Y Yearly Replacement of Puller Knob&Nut | Tilting Station Line 9 | C | 0190E007 | 2016-04-26 | 2009-09-03 | PHBASALEN
0190-010-082 | 44122 | 0190-MLK-FNP-L10-TILTST01 | PM03 | 305 | 1Y Yearly Replacement of Puller Knob&Nut | Tilting Station Line 10 | C | 0190E007 | 2016-04-26 | 2009-09-03 | PHBASALEN
0190-010-082 | 44122 | 0190-MLK-FNP-L11-GASHPR01 | PM03 | 305 | 1Y Yearly Replacement of Puller Knob&Nut | BF Gassing Hopper Line 11 | A | 0190E007 | 2016-04-26 | 2009-09-03 | PHBASALEN
0190-010-082 | 44122 | 0190-MLK-FNP-L12-GASHPR01 | PM03 | 305 | 1Y Yearly Replacement of Puller Knob&Nut | BF Gassing Hopper Line12 | A | 0190E007 | 2016-04-26 | 2009-09-03 | PHBASALEN
0190-010-082 | 44122 | 0190-MLK-PRO-DFS-DFSILO01A | PM03 | 305 | 1Y Yearly Replacement of Puller Knob&Nut | Direct Filling Silo Line 1A | C | 0190E007 | 2016-04-26 | 2009-09-03 | PHBASALEN
0190-010-082 | 44122 | 0190-MLK-PRO-DFS-DFSILO01B | PM03 | 305 | 1Y Yearly Replacement of Puller Knob&Nut | Direct Filling Silo Line 1B | C | 0190E007 | 2016-04-26 | 2009-09-03 | PHBASALEN
0190-010-082 | 44122 | 0190-MLK-PRO-DFS-DFSILO02A | PM03 | 305 | 1Y Yearly Replacement of Puller Knob&Nut | Direct Filling Silo Line 2A | C | 0190E007 | 2016-04-26 | 2009-09-03 | PHBASALEN
0190-010-082 | 44122 | 0190-MLK-PRO-DFS-DFSILO02B | PM03 | 305 | 1Y Yearly Replacement of Puller Knob&Nut | Direct Filling Silo Line 2B | C | 0190E007 | 2016-04-26 | 2009-09-03 | PHBASALEN
0190-010-082 | 44122 | 0190-MLK-PRO-DFS-DFSILO03 | PM03 | 305 | 1Y Yearly Replacement of Puller Knob&Nut | Direct Filling Silo Line 3 | C | 0190E007 | 2016-04-26 | 2009-09-03 | PHBASALEN
0190-010-082 | 44122 | 0190-MLK-PRO-DFS-DFSILO04 | PM03 | 305 | 1Y Yearly Replacement of Puller Knob&Nut | Direct Filling Silo Line 4 | C | 0190E007 | 2016-04-26 | 2009-09-03 | PHBASALEN
0190-010-082 | 44122 | 0190-MLK-PRO-DFS-DFSILO05 | PM03 | 305 | 1Y Yearly Replacement of Puller Knob&Nut | Direct Filling Silo Line 5 | C | 0190E007 | 2016-04-26 | 2009-09-03 | PHBASALEN
0190-010-082 | 44122 | 0190-MLK-PRO-DFS-DFSILO06 | PM03 | 305 | 1Y Yearly Replacement of Puller Knob&Nut | Direct Filling Silo Line 6 | C | 0190E007 | 2016-04-26 | 2009-09-03 | PHBASALEN
0190-010-082 | 44122 | 0190-MLK-PRO-DFS-DFSILO07 | PM03 | 305 | 1Y Yearly Replacement of Puller Knob&Nut | Direct Filling Silo Line 7 | C | 0190E007 | 2016-04-26 | 2009-09-03 | PHBASALEN
0190-010-082 | 44122 | 0190-MLK-PRO-DFS-DFSILO08 | PM03 | 305 | 1Y Yearly Replacement of Puller Knob&Nut | Direct Filling Silo Line 8 | C | 0190E007 | 2016-04-26 | 2009-09-03 | PHBASALEN
0190-010-082 | 44122 | 0190-MLK-PRO-DFS-DFSILO09 | PM03 | 305 | 1Y Yearly Replacement of Puller Knob&Nut | Direct Filling Silo Line 9 | C | 0190E007 | 2016-04-26 | 2009-09-03 | PHBASALEN
0190-010-082 | 44122 | 0190-MLK-PRO-DFS-DFSILO10 | PM03 | 305 | 1Y Yearly Replacement of Puller Knob&Nut | Direct Filling Silo Line 10 | C | 0190E007 | 2016-04-26 | 2009-09-03 | PHBASALEN
0190-010-082 | 44122 | 0190-WST-FNP-L01-TILTST01 | PM03 | 305 | 1Y Yearly Replacement of Puller Knob&Nut | Tilting Station Line 1a | C | 0190E007 | 2016-04-26 | 2009-09-03 | PHBASALEN
0190-010-082 | 44122 | 0190-WST-FNP-L01-TILTST02 | PM03 | 305 | 1Y Yearly Replacement of Puller Knob&Nut | Tilting Station Line 1b | C | 0190E007 | 2016-04-26 | 2009-09-03 | PHBASALEN
0190-010-082 | 44122 | 0190-WST-FNP-L02-TILTST01 | PM03 | 305 | 1Y Yearly Replacement of Puller Knob&Nut | Tilting Station Line 2a | C | 0190E007 | 2016-04-26 | 2009-09-03 | PHBASALEN
0190-010-082 | 44122 | 0190-WST-FNP-L02-TILTST02 | PM03 | 305 | 1Y Yearly Replacement of Puller Knob&Nut | Tilting Station Line 2b | C | 0190E007 | 2016-04-26 | 2009-09-03 | PHBASALEN
0190-010-082 | 44122 | 0190-WST-FNP-L04-TILTST01 | PM03 | 305 | 1Y Yearly Replacement of Puller Knob&Nut | Tilting Station Line 4 | C | 0190E007 | 2016-04-26 | 2009-09-03 | PHBASALEN
0190-010-082 | 44122 | 0190-WST-FNP-L05-TILTST02 | PM03 | 305 | 1Y Yearly Replacement of Puller Knob&Nut | Tilting Station Line 5a | C | 0190E007 | 2016-04-26 | 2009-09-03 | PHBASALEN
0190-010-081 | 44062 | 0190-MLK-FNP-COM-AUXPNL01 | PM03 | 302 | 26W Thermal Scanning of Electrical Panel | Milks FP Mezzanine Auxiliary Panel | B | 0190E014 | 2017-07-24 | 2011-10-12 | PHOROSCOFE
0190-010-081 | 44062 | 0190-MLK-FNP-COM-LDPMLK01 | PM03 | 302 | 26W Thermal Scanning of Electrical Panel | Milks FP Lighting Distribution Panel | B | 0190E014 | 2017-07-24 | 2011-10-12 | PHOROSCOFE
0190-010-081 | 44062 | 0190-MLK-FNP-COM-MDPMLK01 | PM03 | 302 | 26W Thermal Scanning of Electrical Panel | Milks FP Main Distribution Panel | A | 0190E014 | 2017-07-24 | 2011-10-12 | PHOROSCOFE
0190-010-081 | 44062 | 0190-MLK-FNP-COM-ROBPAL01 | PM03 | 302 | 26W Thermal Scanning of Electrical Panel | KUKA Robot Palletizer Line 1, 2 & 3 | A | 0190E014 | 2017-07-24 | 2011-06-01 | PHOROSCOFE
0190-010-081 | 44062 | 0190-MLK-FNP-L01-FILLER01 | PM03 | 302 | 26W Thermal Scanning of Electrical Panel | Filling Machine Wolf 1a Line 1 | A | 0190E014 | 2017-07-24 | 2010-05-31 | PHOROSCOFE
0190-010-081 | 44062 | 0190-MLK-FNP-L01-FILLER02 | PM03 | 302 | 26W Thermal Scanning of Electrical Panel | Filling Machine Wolf 1b Line 1 | A | 0190E014 | 2017-07-24 | 2010-05-31 | PHOROSCOFE
0190-010-081 | 44062 | 0190-MLK-FNP-L01-FILLER03 | PM03 | 302 | 26W Thermal Scanning of Electrical Panel | Filling Machine Wolf 1c Line 1 | A | 0190E014 | 2017-07-24 | 2010-05-31 | PHOROSCOFE
0190-010-081 | 44062 | 0190-MLK-FNP-L01-FILLER04 | PM03 | 302 | 26W Thermal Scanning of Electrical Panel | Filling Machine Wolf 1d Line 1 | A | 0190E014 | 2017-07-24 | 2010-05-31 | PHOROSCOFE
0190-010-081 | 44062 | 0190-MLK-FNP-L01-INCCVY01 | PM03 | 302 | 26W Thermal Scanning of Electrical Panel | Inclined Conveyor Before X-Ray Line 1AB | B | 0190E014 | 2017-07-24 | 2011-06-01 | PHOROSCOFE
0190-010-081 | 44062 | 0190-MLK-FNP-L01-INCCVY02 | PM03 | 302 | 26W Thermal Scanning of Electrical Panel | Inclined Conveyor Before X-Ray Line 1CD | B | 0190E014 | 2017-07-24 | 2011-06-01 | PHOROSCOFE
0190-010-081 | 44062 | 0190-MLK-FNP-L01-PNLBRD01 | PM03 | 302 | 26W Thermal Scanning of Electrical Panel | Line 1 Electrical Panel Board | C | 0190E014 | 2017-07-24 | 2009-09-01 | PHOROSCOFE
0190-010-081 | 44062 | 0190-MLK-FNP-L02-FILLER01 | PM03 | 302 | 26W Thermal Scanning of Electrical Panel | Filling Machine Wolf 2a Line 2 | A | 0190E014 | 2017-07-24 | 2010-05-31 | PHOROSCOFE
0190-010-081 | 44062 | 0190-MLK-FNP-L02-FILLER02 | PM03 | 302 | 26W Thermal Scanning of Electrical Panel | Filling Machine Wolf 2b Line 2 | A | 0190E014 | 2017-07-24 | 2010-05-31 | PHOROSCOFE
0190-010-081 | 44062 | 0190-MLK-FNP-L02-FILLER03 | PM03 | 302 | 26W Thermal Scanning of Electrical Panel | Filling Machine Wolf 2c Line 2 | A | 0190E014 | 2017-07-24 | 2010-05-31 | PHOROSCOFE
0190-010-081 | 44062 | 0190-MLK-FNP-L02-FILLER04 | PM03 | 302 | 26W Thermal Scanning of Electrical Panel | Filling Machine Wolf 2d Line 2 | A | 0190E014 | 2017-07-24 | 2010-05-31 | PHOROSCOFE
0190-010-081 | 44062 | 0190-MLK-FNP-L02-INCCVY01 | PM03 | 302 | 26W Thermal Scanning of Electrical Panel | Inclined Conveyor Before X-Ray Line 2AB | B | 0190E014 | 2017-07-24 | 2011-06-01 | PHOROSCOFE
0190-010-081 | 44062 | 0190-MLK-FNP-L02-INCCVY02 | PM03 | 302 | 26W Thermal Scanning of Electrical Panel | Inclined Conveyor Before X-Ray Line 2CD | B | 0190E014 | 2017-07-24 | 2011-06-01 | PHOROSCOFE
0190-010-081 | 44062 | 0190-MLK-FNP-L02-PNLBRD01 | PM03 | 302 | 26W Thermal Scanning of Electrical Panel | Line 2 Electrical Panel Board | B | 0190E014 | 2017-07-24 | 2009-09-01 | PHOROSCOFE
0190-010-081 | 44062 | 0190-MLK-FNP-L03-FILLER03 | PM03 | 302 | 26W Thermal Scanning of Electrical Panel | Filling Machine Rovema 3A Line 3 | A | 0190E014 | 2017-07-24 | 2010-05-31 | PHOROSCOFE
0190-010-081 | 44062 | 0190-MLK-FNP-L03-FILLER04 | PM03 | 302 | 26W Thermal Scanning of Electrical Panel | Filling Machine Rovema 3B Line 3 | A | 0190E014 | 2017-07-24 | 2010-05-31 | PHOROSCOFE
0190-010-081 | 44062 | 0190-MLK-FNP-L03-PNLBRD01 | PM03 | 302 | 26W Thermal Scanning of Electrical Panel | Line 3 Electrical Panel Board | C | 0190E014 | 2017-07-24 | 2009-09-01 | PHOROSCOFE
0190-010-081 | 44062 | 0190-MLK-FNP-L03-TILTST01 | PM03 | 302 | 26W Thermal Scanning of Electrical Panel | Tilting Station Line 3 | C | 0190E014 | 2017-07-24 | 2011-06-01 | PHOROSCOFE
0190-010-081 | 44062 | 0190-MLK-FNP-L04-FILLER02 | PM03 | 302 | 26W Thermal Scanning of Electrical Panel | Filling Machine 4A WOLF VCI180 Line 4 | A | 0190E014 | 2017-07-24 | 2012-01-16 | PHOROSCOFE
0190-010-081 | 44062 | 0190-MLK-FNP-L04-FILLER03 | PM03 | 302 | 26W Thermal Scanning of Electrical Panel | Filling Machine 4B WOLF VCI180 Line 4 | A | 0190E014 | 2017-07-24 | 2012-01-16 | PHOROSCOFE
0190-010-081 | 44062 | 0190-MLK-FNP-L04-FILLER04 | PM03 | 302 | 26W Thermal Scanning of Electrical Panel | Filling Machine 4C WOLF VCI180 Line 4 | A | 0190E014 | 2017-07-24 | 2012-01-16 | PHOROSCOFE
0190-010-081 | 44062 | 0190-MLK-FNP-L04-FILLER05 | PM03 | 302 | 26W Thermal Scanning of Electrical Panel | Filling Machine 4D WOLF VCI180 Line 4 | A | 0190E014 | 2017-07-24 | 2012-01-16 | PHOROSCOFE
0190-010-081 | 44062 | 0190-MLK-FNP-L04-PNLBRD01 | PM03 | 302 | 26W Thermal Scanning of Electrical Panel | Line 4 Electrical Panel Board | B | 0190E014 | 2017-07-24 | 2009-09-01 | PHOROSCOFE
0190-010-081 | 44062 | 0190-MLK-FNP-L05-FILLER01 | PM03 | 302 | 26W Thermal Scanning of Electrical Panel | Filling Machine Rovema 5a Line 5 | A | 0190E014 | 2017-07-24 | 2010-05-31 | PHOROSCOFE
0190-010-081 | 44062 | 0190-MLK-FNP-L05-FILLER02 | PM03 | 302 | 26W Thermal Scanning of Electrical Panel | Filling Machine Rovema 5b Line 5 | A | 0190E014 | 2017-07-24 | 2010-05-31 | PHOROSCOFE
0190-010-081 | 44062 | 0190-MLK-FNP-L05-PNLBRD02 | PM03 | 302 | 26W Thermal Scanning of Electrical Panel | Line 5 Electrical Panel Board | B | 0190E014 | 2017-07-24 | 2009-09-01 | PHOROSCOFE
0190-010-081 | 44062 | 0190-MLK-FNP-L05-TILTST01 | PM03 | 302 | 26W Thermal Scanning of Electrical Panel | Tilting Station Line 5 | C | 0190E014 | 2017-07-24 | 2011-06-01 | PHOROSCOFE
0190-010-081 | 44062 | 0190-MLK-FNP-L05-TILTST01 | PM03 | 302 | 26W Thermal Scanning of Electrical Panel | Tilting Station Line 5 | C | 0190E014 | 2017-07-24 | 2011-06-01 | PHOROSCOFE
0190-010-081 | 44062 | 0190-MLK-FNP-L06-FILLER01 | PM03 | 302 | 26W Thermal Scanning of Electrical Panel | Filling Machine Rovema 6a Line 6 | A | 0190E014 | 2017-07-24 | 2010-05-31 | PHOROSCOFE
0190-010-081 | 44062 | 0190-MLK-FNP-L06-FILLER02 | PM03 | 302 | 26W Thermal Scanning of Electrical Panel | Filling Machine Rovema 6b Line 6 | A | 0190E014 | 2017-07-24 | 2010-05-31 | PHOROSCOFE
0190-010-081 | 44062 | 0190-MLK-FNP-L06-PNLBRD01 | PM03 | 302 | 26W Thermal Scanning of Electrical Panel | Line 6 Electrical Panel Board | C | 0190E014 | 2017-07-24 | 2009-09-01 | PHOROSCOFE
0190-010-081 | 44062 | 0190-MLK-FNP-L06-TILTST01 | PM03 | 302 | 26W Thermal Scanning of Electrical Panel | Tilting Station Line 6a | C | 0190E014 | 2017-07-24 | 2011-06-01 | PHOROSCOFE
0190-010-081 | 44062 | 0190-MLK-FNP-L07-PNLBRD02 | PM03 | 302 | 26W Thermal Scanning of Electrical Panel | Line 7 Electrical Panel Board | C | 0190E014 | 2017-07-24 | 2009-09-01 | PHOROSCOFE
0190-010-081 | 44062 | 0190-MLK-FNP-L07-TILTST02 | PM03 | 302 | 26W Thermal Scanning of Electrical Panel | Tilting Station Line 7 | C | 0190E014 | 2017-07-24 | 2011-06-01 | PHOROSCOFE
0190-010-081 | 44062 | 0190-MLK-FNP-L08-FILLER03 | PM03 | 302 | 26W Thermal Scanning of Electrical Panel | Filling Machine Rovema 8a Line 8 | A | 0190E014 | 2017-07-24 | 2010-05-31 | PHOROSCOFE
0190-010-081 | 44062 | 0190-MLK-FNP-L08-FILLER04 | PM03 | 302 | 26W Thermal Scanning of Electrical Panel | Filling Machine Rovema 8b Line 8 | A | 0190E014 | 2017-07-24 | 2010-05-31 | PHOROSCOFE
0190-010-081 | 44062 | 0190-MLK-FNP-L08-PNLBRD02 | PM03 | 302 | 26W Thermal Scanning of Electrical Panel | Line 8 Electrical Panel Board | C | 0190E014 | 2017-07-24 | 2009-09-01 | PHOROSCOFE
0190-010-081 | 44062 | 0190-MLK-FNP-L08-TILTST01 | PM03 | 302 | 26W Thermal Scanning of Electrical Panel | Tilting Station Line 8 | C | 0190E014 | 2017-07-24 | 2011-06-01 | PHOROSCOFE
0190-010-081 | 44062 | 0190-MLK-FNP-L09-FILLER03 | PM03 | 302 | 26W Thermal Scanning of Electrical Panel | Filling Machine Rovema 9a Line 9 | A | 0190E014 | 2017-07-24 | 2010-05-31 | PHOROSCOFE
0190-010-081 | 44062 | 0190-MLK-FNP-L09-FILLER04 | PM03 | 302 | 26W Thermal Scanning of Electrical Panel | Filling Machine Rovema 9b Line 9 | A | 0190E014 | 2017-07-24 | 2010-05-31 | PHOROSCOFE
0190-010-081 | 44062 | 0190-MLK-FNP-L09-PNLBRD02 | PM03 | 302 | 26W Thermal Scanning of Electrical Panel | Line 9 Electrical Panel Board | B | 0190E014 | 2017-07-24 | 2009-09-01 | PHOROSCOFE
0190-010-081 | 44062 | 0190-MLK-FNP-L09-TILTST01 | PM03 | 302 | 26W Thermal Scanning of Electrical Panel | Tilting Station Line 9 | C | 0190E014 | 2017-07-24 | 2011-06-01 | PHOROSCOFE
0190-010-081 | 44062 | 0190-MLK-FNP-L10-FILLER05 | PM03 | 302 | 26W Thermal Scanning of Electrical Panel | Filling Machine Wolf 10a Line 10 | A | 0190E014 | 2017-07-24 | 2010-05-31 | PHOROSCOFE
0190-010-081 | 44062 | 0190-MLK-FNP-L10-FILLER06 | PM03 | 302 | 26W Thermal Scanning of Electrical Panel | Filling Machine Wolf 10b Line 10 | A | 0190E014 | 2017-07-24 | 2010-05-31 | PHOROSCOFE
0190-010-081 | 44062 | 0190-MLK-FNP-L10-PNLBRD02 | PM03 | 302 | 26W Thermal Scanning of Electrical Panel | Line 10 Electrical Panel Board | C | 0190E014 | 2017-07-24 | 2009-09-01 | PHOROSCOFE
0190-010-081 | 44062 | 0190-MLK-FNP-L10-RWKTTS01 | PM03 | 302 | 26W Thermal Scanning of Electrical Panel | Tilting Station Rework Rebagging Line10 | C | 0190E014 | 2017-07-24 | 2011-06-01 | PHOROSCOFE
0190-010-081 | 44062 | 0190-MLK-FNP-L10-TILTST01 | PM03 | 302 | 26W Thermal Scanning of Electrical Panel | Tilting Station Line 10 | C | 0190E014 | 2017-07-24 | 2011-06-01 | PHOROSCOFE
0190-010-081 | 44062 | 0190-MLK-FNP-L11-PNLBRD01 | PM03 | 302 | 26W Thermal Scanning of Electrical Panel | Line 11/ 12 & 14 Electrical Panel Board | C | 0190E014 | 2017-07-24 | 2009-09-01 | PHOROSCOFE
0190-010-081 | 44062 | 0190-MLK-FNP-L11-TILTST01 | PM03 | 302 | 26W Thermal Scanning of Electrical Panel | Tote Refilling Station Bulk Filling # 1 | B | 0190E014 | 2017-07-24 | 2011-06-01 | PHOROSCOFE
0190-010-081 | 44062 | 0190-MLK-FNP-L11-TILTST02 | PM03 | 302 | 26W Thermal Scanning of Electrical Panel | Tote Refilling Station Bulk Filling # 2 | B | 0190E014 | 2017-07-24 | 2011-06-01 | PHOROSCOFE
0190-010-081 | 44062 | 0190-MLK-FNP-L14-FILLER02 | PM03 | 302 | 26W Thermal Scanning of Electrical Panel | Filling Machine Wolf 14A Line 14 | A | 0190E014 | 2017-07-24 | 2012-05-23 | PHOROSCOFE
0190-010-081 | 44062 | 0190-MLK-FNP-L14-FILLER03 | PM03 | 302 | 26W Thermal Scanning of Electrical Panel | Filling Machine Wolf 14B Line 14 | A | 0190E014 | 2017-07-24 | 2012-05-23 | PHOROSCOFE
0190-010-081 | 44062 | 0190-MLK-FNP-L14-FILLER04 | PM03 | 302 | 26W Thermal Scanning of Electrical Panel | Filling Machine Wolf 14C Line 14 | A | 0190E014 | 2017-07-24 | 2012-05-23 | PHOROSCOFE
0190-010-081 | 44062 | 0190-MLK-FNP-L14-FILLER05 | PM03 | 302 | 26W Thermal Scanning of Electrical Panel | Filling Machine Wolf 14D Line 14 | A | 0190E014 | 2017-07-24 | 2012-05-23 | PHOROSCOFE
0190-010-081 | 44062 | 0190-MLK-FNP-L14-TILTST02 | PM03 | 302 | 26W Thermal Scanning of Electrical Panel | Tilting Station Line 14A | C | 0190E014 | 2017-07-24 | 2013-11-11 | PHOROSCOFE
0190-010-081 | 44062 | 0190-MLK-FNP-L14-TILTST03 | PM03 | 302 | 26W Thermal Scanning of Electrical Panel | Tilting Station Line 14B | C | 0190E014 | 2017-07-24 | 2013-11-11 | PHOROSCOFE
0190-010-081 | 44062 | 0190-MLK-FNP-L15-FILLER01 | PM03 | 302 | 26W Thermal Scanning of Electrical Panel | Filling Machine Wolf 15A | A | 0190E014 | 2017-07-24 | 2012-05-23 | PHOROSCOFE
0190-010-081 | 44062 | 0190-MLK-FNP-L15-FILLER02 | PM03 | 302 | 26W Thermal Scanning of Electrical Panel | Filling Machine Wolf 15B | A | 0190E014 | 2017-07-24 | 2012-05-23 | PHOROSCOFE
0190-010-081 | 44062 | 0190-MLK-FNP-L15-FILLER03 | PM03 | 302 | 26W Thermal Scanning of Electrical Panel | Filling Machine Wolf 15C | A | 0190E014 | 2017-07-24 | 2013-11-11 | PHOROSCOFE
0190-010-081 | 44062 | 0190-MLK-FNP-L15-FILLER04 | PM03 | 302 | 26W Thermal Scanning of Electrical Panel | Filling Machine Wolf 15D | A | 0190E014 | 2017-07-24 | 2013-11-11 | PHOROSCOFE
0190-010-081 | 44062 | 0190-MLK-FNP-L15-TILTST01 | PM03 | 302 | 26W Thermal Scanning of Electrical Panel | Tilting Station Line 15A | C | 0190E014 | 2017-07-24 | 2013-11-11 | PHOROSCOFE
0190-010-081 | 44062 | 0190-MLK-FNP-L16-FILLER03 | PM03 | 302 | 26W Thermal Scanning of Electrical Panel | Filling Machine Wolf 16A Line 16 | A | 0190E014 | 2017-07-24 | 2013-11-11 | PHOROSCOFE
0190-010-081 | 44062 | 0190-MLK-FNP-L16-FILLER04 | PM03 | 302 | 26W Thermal Scanning of Electrical Panel | Filling Machine Wolf 16B Line 16 | A | 0190E014 | 2017-07-24 | 2013-11-11 | PHOROSCOFE
0190-010-081 | 44062 | 0190-MLK-FNP-L17-FILLER01 | PM03 | 302 | 26W Thermal Scanning of Electrical Panel | Filling Machine Wolf 17A Line 17 | A | 0190E014 | 2017-07-24 | 2013-11-11 | PHOROSCOFE
0190-010-081 | 44062 | 0190-MLK-FNP-L17-FILLER02 | PM03 | 302 | 26W Thermal Scanning of Electrical Panel | Filling Machine Wolf 17B Line 17 | A | 0190E014 | 2017-07-24 | 2013-11-11 | PHOROSCOFE
0190-010-081 | 44062 | 0190-WST-FNP-L01-TILTST01 | PM03 | 302 | 26W Thermal Scanning of Electrical Panel | Tilting Station Line 1a | C | 0190E014 | 2017-07-24 | 2011-06-01 | PHOROSCOFE
0190-010-081 | 44062 | 0190-WST-FNP-L01-TILTST02 | PM03 | 302 | 26W Thermal Scanning of Electrical Panel | Tilting Station Line 1b | C | 0190E014 | 2017-07-24 | 2011-06-01 | PHOROSCOFE
0190-010-081 | 44062 | 0190-WST-FNP-L02-TILTST01 | PM03 | 302 | 26W Thermal Scanning of Electrical Panel | Tilting Station Line 2a | C | 0190E014 | 2017-07-24 | 2011-06-01 | PHOROSCOFE
0190-010-081 | 44062 | 0190-WST-FNP-L02-TILTST02 | PM03 | 302 | 26W Thermal Scanning of Electrical Panel | Tilting Station Line 2b | C | 0190E014 | 2017-07-24 | 2011-06-01 | PHOROSCOFE
0190-010-081 | 44062 | 0190-WST-FNP-L04-TILTST01 | PM03 | 302 | 26W Thermal Scanning of Electrical Panel | Tilting Station Line 4 | C | 0190E014 | 2017-07-24 | 2011-06-01 | PHOROSCOFE
0190-010-080 | 59517 | 0190-MLK-PRO-TPB-3LSNDP01 | PM03 | 305 | 2MON Butterfly Valve Servicing | 3L/SNF Tipping B Dense Phase | B | 0190E006 | 2016-04-26 | 2010-02-15 | PHBASALEN
0190-010-080 | 59517 | 0190-MLK-PRO-TPC-3LSNDP01 | PM03 | 305 | 2MON Butterfly Valve Servicing | 3L/SNF Tipping C Dense Phase | B | 0190E006 | 2016-04-26 | 2012-07-09 | PHBASALEN
0190-010-08 | 404374 | 0190-MLK-PRO-EGC-DRPCHT01 | PM03 | 307 | 13WKS Butt Valve Shaft & Liner Check V21 | Egron C Drop Chute | B | 0190E005 | 2020-09-18 | 2013-06-04 | PHBASALEN
0190-010-08 | 404374 | 0190-MLK-PRO-EGC-VACHPR01 | PM03 | 307 | 13WKS Butt Valve Shaft & Liner Check V20 | Nucon Vacuum Hopper Egron C | B | 0190E005 | 2020-09-18 | 2013-06-04 | PHBASALEN
0190-010-079 | 43175 | 0190-MLK-PRO-TBA-INLNWEGH01 | PM03 | 305 | 4MON Butterfly Valve Servicing | Milk Totebin In-line Weigher Hopper B | B | 0190E005 | 2016-04-26 | 2010-02-15 | PHBASALEN
0190-010-078 | 36404 | 0190-MLK-PRO-WPC-PHEXGR01 | PM03 | 301 | 13WKS I/P Con Cal (1C2-TCV-14.55/01 (CCP | SNF Plate Heat Exhanger C1 | C | 0190E006 | 2020-09-18 | 2010-02-15 | PHBASALEN
0190-010-077 | 43175 | 0190-MLK-PRO-EGB-VACHPR01 | PM03 | 305 | 4MON Butterfly Valve Servicing | Nucon Vacuum Hopper Egron B | A | 0190E005 | 2016-04-26 | 2010-02-15 | PHBASALEN
0190-010-076 | 43175 | 0190-MLK-PRO-EGB-TTBWGH01 | PM03 | 305 | 4MON Butterfly Valve Servicing | Egron B Totebin Weighing scale1 | B | 0190E005 | 2016-04-26 | 2010-02-15 | PHBASALEN
0190-010-076 | 43175 | 0190-MLK-PRO-EGB-TTBWGH02 | PM03 | 305 | 4MON Butterfly Valve Servicing | Egron B Totebin Weighing scale2 | B | 0190E005 | 2016-04-26 | 2010-09-07 | PHBASALEN
0190-010-075 | 36404 | 0190-MLK-PRO-WPC-FLSCLR01 | PM03 | 301 | 13WKS I/P Conv Cal (1C2-TCV-04.19 (CCP) | 3rd Line C Flash Cooler | B | 0190E006 | 2017-11-02 | 2010-02-15 | PHBASALEN
0190-010-074 | 43175 | 0190-MLK-PRO-EGB-PRSPOT01 | PM03 | 305 | 4MON Butterfly Valve Servicing | Pressure Pot Egron B | C | 0190E005 | 2016-04-26 | 2010-02-15 | PHBASALEN
0190-010-073 | 43175 | 0190-MLK-PRO-EGB-MSKSLO01 | PM03 | 305 | 4MON Butterfly Valve Servicing | Egron B MSK Silo No 1 | C | 0190E005 | 2016-04-26 | 2010-02-15 | PHBASALEN
0190-010-072 | 59517 | 0190-MLK-PRO-EGB-DRPCHT01 | PM03 | 305 | 2MON Butterfly Valve Servicing | Egron B Drop Chute | B | 0190E005 | 2016-04-26 | 2010-02-15 | PHBASALEN
0190-010-071 | 43175 | 0190-MLK-PRO-EGB-SURHPR01 | PM03 | 305 | 4MON Butterfly Valve Servicing | Nucon Surge Hopper Egron B | B | 0190E005 | 2016-04-26 | 2010-02-15 | PHBASALEN
0190-010-070 | 59517 | 0190-MLK-PRO-EGB-FDPSYS01 | PM03 | 305 | 2MON Butterfly Valve Servicing | Fines Dense Phase System B | B | 0190E005 | 2016-04-26 | 2010-02-15 | PHBASALEN
0190-010-07 | 404374 | 0190-MLK-PRO-EGB-DRPCHT01 | PM03 | 307 | 26WKS Butt Valve Shaft & Liner Check V21 | Egron B Drop Chute | B | 0190E005 | 2020-09-18 | 2013-06-04 | PHBASALEN
0190-010-07 | 404374 | 0190-MLK-PRO-EGB-VACHPR01 | PM03 | 307 | 26WKS Butt Valve Shaft & Liner Check V20 | Nucon Vacuum Hopper Egron B | A | 0190E005 | 2020-09-18 | 2013-06-04 | PHBASALEN
0190-010-069 | 36404 | 0190-MLK-PRO-WPB-PHEXGR02 | PM03 | 301 | 13WKS I/P Con Cal 1B2-TCV-14.64/02 (CCP) | SNF Plate Heat Exhanger B2 | C | 0190E006 | 2020-09-18 | 2010-02-15 | PHBASALEN
0190-010-068 | 39912 | 0190-MLK-PRO-EGC-SURHPR01 | PM03 | 305 | 26WKS Solimar Valve Replacement C | Nucon Surge Hopper Egron C | C | 0190E006 | 2020-09-18 | 2010-02-15 | PHBASALEN
0190-010-067 | 39912 | 0190-MLK-PRO-EGC-FDPSYS01 | PM03 | 305 | 26WKS Solimar Valve Replacement C | Fines Dense Phase System C | B | 0190E006 | 2020-09-18 | 2010-02-15 | PHBASALEN
0190-010-067 | 39912 | 0190-MLK-PRO-EGC-PICHPR01 | PM03 | 305 | 26WKS Solimar Valve Replacement C | Egron C Pick-Up Hopper | B | 0190E006 | 2020-09-18 | 2010-08-19 | PHBASALEN
0190-010-066 | 39912 | 0190-MLK-PRO-TBA-INLNWEGH02 | PM03 | 305 | 26WKS Solimar Valve Replacement C | Milk Totebin In-line Weigher Hopper C | C | 0190E006 | 2020-09-18 | 2011-06-07 | PHBASALEN
0190-010-065 | 537039 | 0190-MLK-PRO-EGC-DRPCHT01 | PM03 | 305 | 26WKS Solimar Valve Replacement C | Egron C Drop Chute | B | 0190E006 | 2020-09-18 | 2010-08-19 | PHBASALEN
0190-010-065 | 537038 | 0190-MLK-PRO-EGC-VACHPR01 | PM03 | 305 | 26WKS Solimar Valve Replacement C | Nucon Vacuum Hopper Egron C | B | 0190E006 | 2020-09-18 | 2010-02-15 | PHBASALEN
0190-010-064 | 537035 | 0190-MLK-PRO-EGB-FDPSYS01 | PM03 | 305 | 26WKS Solimar Valve Replacement B | Fines Dense Phase System B | B | 0190E006 | 2018-02-28 | 2010-02-15 | PHBASALEN
0190-010-064 | 537037 | 0190-MLK-PRO-EGB-PICHPR01 | PM03 | 305 | 26WKS Solimar Valve Replacement B | Egron B Pick-Up Hopper | C | 0190E006 | 2018-02-28 | 2011-06-07 | PHBASALEN
0190-010-063 | 36404 | 0190-MLK-PRO-WPB-PHEXGR01 | PM03 | 301 | 13WKS I/P Con Cal 1B2-TCV-14.64/01 (CCP) | SNF Plate Heat Exhanger B1 | C | 0190E006 | 2020-09-18 | 2010-02-15 | PHBASALEN
0190-010-062 | 36403 | 0190-MLK-PRO-WPC-PHEXGR01 | PM03 | 301 | 13WKS Temp Cal (1C2-TT-14.35/01 (CCP) | SNF Plate Heat Exhanger C1 | C | 0190E006 | 2020-09-18 | 2010-02-15 | PHBASALEN
0190-010-062 | 36403 | 0190-MLK-PRO-WPC-PHEXGR01 | PM03 | 301 | 13WKS Temp Cal (1C2-TT-14.35/02 (CCP) | SNF Plate Heat Exhanger C1 | C | 0190E006 | 2020-09-18 | 2010-09-04 | PHBASALEN
0190-010-061 | 537033 | 0190-MLK-PRO-TBA-INLNWEGH01 | PM03 | 305 | 26WKS Solimar Valve Replacement B | Milk Totebin In-line Weigher Hopper B | B | 0190E006 | 2018-02-28 | 2011-06-07 | PHBASALEN
0190-010-060 | 537018 | 0190-MLK-PRO-EGB-DRPCHT01 | PM03 | 305 | 26WKS Solimar Valve Replacement B | Egron B Drop Chute | B | 0190E006 | 2021-03-19 | 2011-06-07 | PHILAGANAN
0190-010-060 | 39912 | 0190-MLK-PRO-EGB-VACHPR01 | PM03 | 305 | 26WKS Solimar Valve Replacement B | Nucon Vacuum Hopper Egron B | A | 0190E006 | 2021-03-19 | 2010-08-19 | PHILAGANAN
0190-010-06 | 527722 | 0190-MLK-PRO-EGB-DRPCHT01-VALVE22 | PM03 | 305 | 12WKS Replacement of Valve Liner | Drop Chute Valve V22 | B | 0190E005 | 2017-06-20 | 2017-06-20 | PHBASALEN
0190-010-06 | 527722 | 0190-MLK-PRO-EGB-PICHPR01-VALVE03 | PM03 | 305 | 12WKS Replacement of Valve Liner | Pick-Up Hopper Discharge Valve V03 | C | 0190E005 | 2017-06-20 | 2013-06-04 | PHBASALEN
0190-010-059 | 48473 | 0190-MLK-PRO-WPC-SNFHOM01 | PM03 | 305 | 16WK HVA Actuator packing replacement C | SNF C Homogenizer | B | 0190E005 | 2021-03-19 | 2010-02-13 | PHILAGANAN
0190-010-058 | 48473 | 0190-MLK-PRO-WPB-3LHPMP01 | PM03 | 305 | 16WK HVA Actuator packing replacement B | 3rd Line B Homogenizer | A | 0190E005 | 2020-09-18 | 2010-02-13 | PHBASALEN
0190-010-058 | 48473 | 0190-MLK-PRO-WPB-SNFHOM01 | PM03 | 305 | 16WK HVA Actuator packing replacement B | SNF B Homogenizer | B | 0190E005 | 2020-09-18 | 2010-02-13 | PHBASALEN
0190-010-057 | 36404 | 0190-MLK-PRO-WPC-PHEXGR02 | PM03 | 301 | 13WKS I/P Con Cal (1C2-TCV-14.55/02 (CCP | SNF Plate Heat Exhanger C2 | C | 0190E006 | 2020-09-18 | 2009-10-29 | PHBASALEN
0190-010-056 | 36403 | 0190-MLK-PRO-WPC-FLSCLR01 | PM03 | 301 | 13WKS Temp Trans Cal (1C2-TT-04.37 (CCP) | 3rd Line C Flash Cooler | B | 0190E006 | 2019-05-09 | 2010-08-18 | PHBASALEN
0190-010-056 | 36403 | 0190-MLK-PRO-WPC-FLSCLR01 | PM03 | 301 | 13WKS Temp Trans Cal (1C2-TT-04.40 (CCP) | 3rd Line C Flash Cooler | B | 0190E006 | 2019-05-09 | 2010-08-18 | PHBASALEN
0190-010-055 | 36403 | 0190-MLK-PRO-WPC-PHEXGR02 | PM03 | 301 | 13WKS Temp Cal (1C2-TT-14.59/01 (CCP) | SNF Plate Heat Exhanger C2 | C | 0190E006 | 2016-04-26 | 2009-10-29 | PHBASALEN
0190-010-054 | 36409 | 0190-MLK-PRO-EGC-CODSYS01 | PM03 | 301 | 1Y PRESSURE TRANSMITTER LP-P 3531/1 | Egron C CO Safety System ATEX | A | 0190E006 | 2016-04-26 | 2009-10-29 | PHBASALEN
0190-010-054 | 36409 | 0190-MLK-PRO-EGC-COLFAN01 | PM03 | 301 | 1Y PRESSURE TRANSMITTER LP-P 9632 | Egron C Nozzle Cooling Fan | A | 0190E006 | 2016-04-26 | 2009-10-29 | PHBASALEN
0190-010-054 | 36409 | 0190-MLK-PRO-EGC-DSTHED01 | PM03 | 301 | 1Y PRESSURE TRANSMITTER LP-P 3562 | Egron C Pneumatic Distribution System | A | 0190E006 | 2016-04-26 | 2009-10-29 | PHBASALEN
0190-010-054 | 36409 | 0190-MLK-PRO-EGC-EGRTWR01 | PM03 | 301 | 1Y PRESSURE TRANSMITTER LP-P 9607 | Egron C Tower | A | 0190E006 | 2016-04-26 | 2009-10-29 | PHBASALEN
0190-010-054 | 36409 | 0190-MLK-PRO-EGC-EGRTWR01 | PM03 | 301 | 1Y PRESSURE TRANSMITTER LP-P 3532/2 | Egron C Tower | A | 0190E006 | 2016-04-26 | 2009-10-29 | PHBASALEN
0190-010-054 | 36409 | 0190-MLK-PRO-EGC-HETCAB01 | PM03 | 301 | 1Y PRESSURE TRANSMITTER LP-P 9603 | Egron C Ad Heating Cabinet No. 1 | A | 0190E006 | 2016-04-26 | 2009-10-29 | PHBASALEN
0190-010-054 | 36409 | 0190-MLK-PRO-EGC-MULSEP01 | PM03 | 301 | 1Y PRESSURE TRANSMITTER LP-P 9621 | Egron C Powder Separator 1 Multiclone 1 | B | 0190E006 | 2016-04-26 | 2009-10-29 | PHBASALEN
0190-010-054 | 36409 | 0190-MLK-PRO-EGC-MULSEP02 | PM03 | 301 | 1Y PRESSURE TRANSMITTER LP-P 9622 | Egron C Powder Separator 2 Multiclone 2 | B | 0190E006 | 2016-04-26 | 2009-10-29 | PHBASALEN
0190-010-054 | 36409 | 0190-WST-PRO-EGC-DHUMID01 | PM03 | 301 | 1Y PRESSURE TRANSMITTER LP-P 9601 | Egron C Dehumidifier No 1 | A | 0190E006 | 2016-04-26 | 2009-10-29 | PHBASALEN
0190-010-054 | 36409 | 0190-WST-PRO-EGC-DHUMID02 | PM03 | 301 | 1Y PRESSURE TRANSMITTER LP-P 9602/1 | Egron C Dehumidifier No 2 | A | 0190E006 | 2016-04-26 | 2009-10-29 | PHBASALEN
0190-010-054 | 36409 | 0190-WST-PRO-EGC-DHUMID02 | PM03 | 301 | 1Y PRESSURE TRANSMITTER LP-P 9602/2 | Egron C Dehumidifier No 2 | A | 0190E006 | 2016-04-26 | 2009-10-29 | PHBASALEN
0190-010-054 | 36409 | 0190-WST-PRO-EGC-DHUMID02 | PM03 | 301 | 1Y PRESSURE TRANSMITTER LP-P 9602/3 | Egron C Dehumidifier No 2 | A | 0190E006 | 2016-04-26 | 2009-10-29 | PHBASALEN
0190-010-054 | 36409 | 0190-WST-PRO-EGC-HETCAB02 | PM03 | 301 | 1Y PRESSURE TRANSMITTER LP-P 9604 | Egron C Ad Heating Cabinet No. 2 | A | 0190E006 | 2016-04-26 | 2009-10-29 | PHBASALEN
0190-010-054 | 36409 | 0190-WST-PRO-EGC-HETCAB02 | PM03 | 301 | 1Y PRESSURE TRANSMITTER LP-P 9604/1 | Egron C Ad Heating Cabinet No. 2 | A | 0190E006 | 2016-04-26 | 2009-10-29 | PHBASALEN
0190-010-054 | 36409 | 0190-WST-PRO-EGC-HETCAB02 | PM03 | 301 | 1Y PRESSURE TRANSMITTER LP-P 9604/2 | Egron C Ad Heating Cabinet No. 2 | A | 0190E006 | 2016-04-26 | 2009-10-29 | PHBASALEN
0190-010-054 | 36409 | 0190-WST-PRO-EGC-HETCAB02 | PM03 | 301 | 1Y PRESSURE TRANSMITTER LP-P 9604/3 | Egron C Ad Heating Cabinet No. 2 | A | 0190E006 | 2016-04-26 | 2009-10-29 | PHBASALEN
0190-010-054 | 36409 | 0190-WST-PRO-EGC-HOTVLV01 | PM03 | 301 | 1Y PRESSURE TRANSMITTER LP-P 9631 | Egron C Hot air Valve | A | 0190E006 | 2016-04-26 | 2009-10-29 | PHBASALEN
0190-010-053 | 45566 | 0190-MLK-PRO-WPC-SHPPMP01 | PM03 | 305 | 14DAY Plunger Packing Replacement | SNF C High Pressure Pump | A | 0190E020 | 2016-08-08 | 2009-10-17 | PHBASALEN
0190-010-053 | 45566 | 0190-MLK-PRO-WPC-SNFHOM01 | PM03 | 305 | 14DAY Plunger Packing Replacement | SNF C Homogenizer | B | 0190E020 | 2016-08-08 | 2015-04-10 | PHBASALEN
0190-010-052 | 36403 | 0190-MLK-PRO-WPB-PHEXGR02 | PM03 | 301 | 13WKS Temp Trans Cal (1B2-TT-14.60/02) | SNF Plate Heat Exhanger B2 | C | 0190E006 | 2020-09-18 | 2014-09-06 | PHBASALEN
0190-010-052 | 36403 | 0190-MLK-PRO-WPB-PHEXGR02 | PM03 | 301 | 13WKS Temp Trans Cal (1B2-TT-14.59/02) | SNF Plate Heat Exhanger B2 | C | 0190E006 | 2020-09-18 | 2014-09-06 | PHBASALEN
0190-010-051 | 36411 | 0190-MLK-PRO-EGC-ADRBED01 | PM03 | 301 | 1Y IP Converter X'mitter Cal (LP-T 9614) | Egron C After Dryer Bed | B | 0190E006 | 2016-04-26 | 2009-10-17 | PHBASALEN
0190-010-050 | 406095 | 0190-MLK-PRO-EGC-MSKSLO01 | PM03 | 301 | 26WKS Weight Trans Cal (1C3-WIT-01.05) | Egron C MSK Silo No 1 | C | 0190E006 | 2019-05-14 | 2010-08-20 | PHBASALEN
0190-010-05 | 403355 | 0190-MLK-PRO-CMB-ACOFAN01 | PM03 | 306 | 8WKS Equipment Grounding Check | CTS MSK Tipping B After Cooler Fan | B | 0190E006 | 2016-04-26 | 2013-06-04 | PHBASALEN
0190-010-05 | 403355 | 0190-MLK-PRO-CMB-AIRBLW01 | PM03 | 306 | 8WKS Equipment Grounding Check | CTS MSK Tipping B Air Blower | B | 0190E006 | 2016-04-26 | 2013-06-04 | PHBASALEN
0190-010-05 | 403355 | 0190-MLK-PRO-CMB-BANCVY01 | PM03 | 306 | 8WKS Equipment Ground Check (1st Stage) | CTS MSK Tipping B Band Conveyor | B | 0190E006 | 2016-04-26 | 2013-06-04 | PHBASALEN
0190-010-05 | 403355 | 0190-MLK-PRO-CMB-BANCVY01 | PM03 | 306 | 8WKS Equipment Ground Check (2nd Stage) | CTS MSK Tipping B Band Conveyor | B | 0190E006 | 2016-04-26 | 2013-06-04 | PHBASALEN
0190-010-05 | 403355 | 0190-MLK-PRO-CMB-DSTCTR01 | PM03 | 306 | 8WKS Equipment Grounding Check | CTS MSK Tipping B F2 Dust Collector | B | 0190E006 | 2016-04-26 | 2013-06-04 | PHBASALEN
0190-010-05 | 403355 | 0190-MLK-PRO-CMB-DSTCTR02 | PM03 | 306 | 8WKS Equipment Grounding Check | CTS MSK Tipping B Dust Collector | B | 0190E006 | 2016-04-26 | 2013-06-04 | PHBASALEN
0190-010-05 | 403355 | 0190-MLK-PRO-CMB-RNGBLW01 | PM03 | 306 | 8WKS Equipment Grounding Check | CTS MSK Tipping B Ring Blower | B | 0190E006 | 2016-04-26 | 2013-06-04 | PHBASALEN
0190-010-05 | 403355 | 0190-MLK-PRO-CMB-STRVLV01 | PM03 | 306 | 8WKS Equipment Grounding Check | CTS MSK Tipping B Star Valve | B | 0190E006 | 2016-04-26 | 2013-06-04 | PHBASALEN
0190-010-05 | 403355 | 0190-MLK-PRO-CMB-TIPHOP01 | PM03 | 306 | 8WKS Equipment Grounding Check | CTS MSK Tipping B Hopper | B | 0190E006 | 2016-04-26 | 2013-06-04 | PHBASALEN
0190-010-05 | 403355 | 0190-MLK-PRO-CMB-VROSVE01 | PM03 | 306 | 8WKS Equipment Grounding Check | CTS MSK Tipping B Vibra Sifter | B | 0190E006 | 2016-04-26 | 2013-06-04 | PHBASALEN
0190-010-05 | 403355 | 0190-MLK-PRO-CMC-ACOFAN01 | PM03 | 306 | 8WKS Equipment Grounding Check | CTS MSK Tipping C After Cooler Fan | B | 0190E006 | 2016-04-26 | 2013-06-04 | PHBASALEN
0190-010-05 | 403355 | 0190-MLK-PRO-CMC-AIRBLW01 | PM03 | 306 | 8WKS Equipment Grounding Check | CTS MSK Tipping C Air Blower | C | 0190E006 | 2016-04-26 | 2013-06-04 | PHBASALEN
0190-010-05 | 403355 | 0190-MLK-PRO-CMC-BANCVY01 | PM03 | 306 | 8WKS Equipment Ground Check (1st Stage) | CTS MSK Tipping C Band Conveyor | B | 0190E006 | 2016-04-26 | 2013-06-04 | PHBASALEN
0190-010-05 | 403355 | 0190-MLK-PRO-CMC-BANCVY01 | PM03 | 306 | 8WKS Equipment Ground Check (2nd Stage) | CTS MSK Tipping C Band Conveyor | B | 0190E006 | 2016-04-26 | 2013-06-04 | PHBASALEN
0190-010-05 | 403355 | 0190-MLK-PRO-CMC-DSTCTR01 | PM03 | 306 | 8WKS Equipment Grounding Check | CTS MSK Tipping C F2 Dust Collector | B | 0190E006 | 2016-04-26 | 2013-06-04 | PHBASALEN
0190-010-05 | 403355 | 0190-MLK-PRO-CMC-DSTCTR02 | PM03 | 306 | 8WKS Equipment Grounding Check | CTS MSK Tipping C Dust Collector | B | 0190E006 | 2016-04-26 | 2013-06-04 | PHBASALEN
0190-010-05 | 403355 | 0190-MLK-PRO-CMC-RNGBLW01 | PM03 | 306 | 8WKS Equipment Grounding Check | CTS MSK Tipping C Ring Blower | B | 0190E006 | 2016-04-26 | 2013-06-04 | PHBASALEN
0190-010-05 | 403355 | 0190-MLK-PRO-CMC-STRVLV01 | PM03 | 306 | 8WKS Equipment Grounding Check | CTS MSK Tipping C Star Valve | B | 0190E006 | 2016-04-26 | 2013-06-04 | PHBASALEN
0190-010-05 | 403355 | 0190-MLK-PRO-CMC-TIPHOP01 | PM03 | 306 | 8WKS Equipment Grounding Check | CTS MSK Tipping C Hopper | B | 0190E006 | 2016-04-26 | 2013-06-04 | PHBASALEN
0190-010-05 | 403355 | 0190-MLK-PRO-CMC-VROSVE01 | PM03 | 306 | 8WKS Equipment Grounding Check | CTS MSK Tipping C Vibra Sifter | B | 0190E006 | 2016-04-26 | 2013-06-04 | PHBASALEN
0190-010-05 | 403355 | 0190-MLK-PRO-TMB-ACOFAN01 | PM03 | 306 | 8WKS Equipment Grounding Check | CTS Malto Tipping B After Cooler Fan | B | 0190E006 | 2016-04-26 | 2013-06-04 | PHBASALEN
0190-010-05 | 403355 | 0190-MLK-PRO-TMB-AIRBLW01 | PM03 | 306 | 8WKS Equipment Grounding Check | CTS Malto Tipping B Air Blower | B | 0190E006 | 2016-04-26 | 2013-06-04 | PHBASALEN
0190-010-05 | 403355 | 0190-MLK-PRO-TMB-BANCVY01 | PM03 | 306 | 8WKS Equipment Ground Check (1st Stage) | CTS Malto Tipping B Band Conveyor | B | 0190E006 | 2016-04-26 | 2013-06-04 | PHBASALEN
0190-010-05 | 403355 | 0190-MLK-PRO-TMB-BANCVY01 | PM03 | 306 | 8WKS Equipment Ground Check (2nd Stage) | CTS Malto Tipping B Band Conveyor | B | 0190E006 | 2016-04-26 | 2013-06-04 | PHBASALEN
0190-010-05 | 403355 | 0190-MLK-PRO-TMB-FDCOTR01 | PM03 | 306 | 8WKS Equipment Grounding Check | CTS Malto Tipping B F2 Dust Collector | B | 0190E006 | 2016-04-26 | 2013-06-04 | PHBASALEN
0190-010-05 | 403355 | 0190-MLK-PRO-TMB-FDCOTR02 | PM03 | 306 | 8WKS Equipment Grounding Check | CTS Malto Tipping B Dust Collector | B | 0190E006 | 2016-04-26 | 2013-06-04 | PHBASALEN
0190-010-05 | 403355 | 0190-MLK-PRO-TMB-RNGBLW01 | PM03 | 306 | 8WKS Equipment Grounding Check | CTS Malto Tipping B Ring Blower | B | 0190E006 | 2016-04-26 | 2013-06-04 | PHBASALEN
0190-010-05 | 403355 | 0190-MLK-PRO-TMB-STRVLV01 | PM03 | 306 | 8WKS Equipment Grounding Check | CTS Malto Tipping B Star Valve | B | 0190E006 | 2016-04-26 | 2013-06-04 | PHBASALEN
0190-010-05 | 403355 | 0190-MLK-PRO-TMB-TIPHOP01 | PM03 | 306 | 8WKS Equipment Grounding Check | CTS Malto Tipping B Hopper | B | 0190E006 | 2016-04-26 | 2013-06-04 | PHBASALEN
0190-010-05 | 403355 | 0190-MLK-PRO-TMB-VROSVE01 | PM03 | 306 | 8WKS Equipment Grounding Check | CTS Malto Tipping B Vibra Sifter | B | 0190E006 | 2016-04-26 | 2013-06-04 | PHBASALEN
0190-010-05 | 403355 | 0190-MLK-PRO-TMC-ACOFAN01 | PM03 | 306 | 8WKS Equipment Grounding Check | CTS Malto Tipping C After Cooler Fan | B | 0190E006 | 2016-04-26 | 2013-06-04 | PHBASALEN
0190-010-05 | 403355 | 0190-MLK-PRO-TMC-AIRBLW01 | PM03 | 306 | 8WKS Equipment Grounding Check | CTS Malto Tipping C Air Blower | B | 0190E006 | 2016-04-26 | 2013-06-04 | PHBASALEN
0190-010-05 | 403355 | 0190-MLK-PRO-TMC-BANCVY01 | PM03 | 306 | 8WKS Equipment Ground Check (1st Stage) | CTS Malto Tipping C Band Conveyor | B | 0190E006 | 2016-04-26 | 2013-06-04 | PHBASALEN
0190-010-05 | 403355 | 0190-MLK-PRO-TMC-BANCVY01 | PM03 | 306 | 8WKS Equipment Ground Check (2nd Stage) | CTS Malto Tipping C Band Conveyor | B | 0190E006 | 2016-04-26 | 2013-06-04 | PHBASALEN
0190-010-05 | 403355 | 0190-MLK-PRO-TMC-FDCOTR01 | PM03 | 306 | 8WKS Equipment Grounding Check | CTS Malto Tipping C F2 Dust Collector | B | 0190E006 | 2016-04-26 | 2013-06-04 | PHBASALEN
0190-010-05 | 403355 | 0190-MLK-PRO-TMC-FDCOTR02 | PM03 | 306 | 8WKS Equipment Grounding Check | CTS Malto Tipping C Dust Collector | B | 0190E006 | 2016-04-26 | 2013-06-04 | PHBASALEN
0190-010-05 | 403355 | 0190-MLK-PRO-TMC-RNGBLW01 | PM03 | 306 | 8WKS Equipment Grounding Check | CTS Malto Tipping C Ring Blower | B | 0190E006 | 2016-04-26 | 2013-06-04 | PHBASALEN
0190-010-05 | 403355 | 0190-MLK-PRO-TMC-STRVLV01 | PM03 | 306 | 8WKS Equipment Grounding Check | CTS Malto Tipping C Star Valve | B | 0190E006 | 2016-04-26 | 2013-06-04 | PHBASALEN
0190-010-05 | 403355 | 0190-MLK-PRO-TMC-TIPHOP01 | PM03 | 306 | 8WKS Equipment Grounding Check | CTS Malto Tipping C Hopper | B | 0190E006 | 2016-04-26 | 2013-06-04 | PHBASALEN
0190-010-05 | 403355 | 0190-MLK-PRO-TMC-VROSVE01 | PM03 | 306 | 8WKS Equipment Grounding Check | CTS Malto Tipping C Vibra Sifter | B | 0190E006 | 2016-04-26 | 2013-06-04 | PHBASALEN
0190-010-05 | 403355 | 0190-MLK-PRO-TPB-3LSNCR01 | PM03 | 306 | 8WKS Equipment Ground Check (1st Stage) | 3L/SNF Tipping B Band Conveyor | B | 0190E006 | 2016-04-26 | 2013-06-04 | PHBASALEN
0190-010-05 | 403355 | 0190-MLK-PRO-TPB-3LSNCR01 | PM03 | 306 | 8WKS Equipment Ground Check (2nd Stage) | 3L/SNF Tipping B Band Conveyor | B | 0190E006 | 2016-04-26 | 2013-06-04 | PHBASALEN
0190-010-05 | 403355 | 0190-MLK-PRO-TPB-3LSNHR01 | PM03 | 306 | 8WKS Equipment Grounding Check | 3L/SNF Tipping Hopper B | C | 0190E006 | 2016-04-26 | 2013-06-04 | PHBASALEN
0190-010-05 | 403355 | 0190-MLK-PRO-TPB-3LSNVS01 | PM03 | 306 | 8WKS Equipment Grounding Check | 3L/SNF Tipping Vibra Sifter B | A | 0190E006 | 2016-04-26 | 2013-06-04 | PHBASALEN
0190-010-05 | 403355 | 0190-MLK-PRO-TPC-3LSNCR01 | PM03 | 306 | 8WKS Equipment Ground Check (1st Stage) | 3L/SNF Tipping C Band Conveyor | B | 0190E006 | 2016-04-26 | 2013-06-04 | PHBASALEN
0190-010-05 | 403355 | 0190-MLK-PRO-TPC-3LSNCR01 | PM03 | 306 | 8WKS Equipment Ground Check (2nd Stage) | 3L/SNF Tipping C Band Conveyor | B | 0190E006 | 2016-04-26 | 2013-06-04 | PHBASALEN
0190-010-05 | 403355 | 0190-MLK-PRO-TPC-3LSNHR01 | PM03 | 306 | 8WKS Equipment Grounding Check | 3L/SNF Tipping Hopper C | C | 0190E006 | 2016-04-26 | 2013-06-04 | PHBASALEN
0190-010-05 | 403355 | 0190-MLK-PRO-TPC-3LSNVS01 | PM03 | 306 | 8WKS Equipment Grounding Check | 3L/SNF Tipping Vibra Sifter C | A | 0190E006 | 2016-04-26 | 2013-06-04 | PHBASALEN
0190-010-049 | 45551 | 0190-MLK-PRO-EGC-LIWHPR01 | PM03 | 307 | 109HRS L/W Filter cleaning C | Egron C MSK Dosing Liw Hopper 1 | C | 0190E006 | 2016-04-26 | 2009-10-17 | PHBASALEN
0190-010-049 | 45551 | 0190-MLK-PRO-EGC-LIWHPR02 | PM03 | 307 | 109HRS L/W Filter cleaning C | Egron C MSK Dosing Liw Hopper 2 | C | 0190E006 | 2016-04-26 | 2009-10-17 | PHBASALEN
0190-010-048 | 45548 | 0190-MLK-PRO-EGC-EGRTWR01 | PM03 | 307 | 109HRS Dif. Pressure Sensor cleaning C | Egron C Tower | A | 0190E006 | 2016-04-26 | 2009-10-17 | PHBASALEN
0190-010-048 | 45548 | 0190-MLK-PRO-EGC-MULSEP01 | PM03 | 307 | 109HRS Dif. Pressure Sensor cleaning C | Egron C Powder Separator 1 Multiclone 1 | B | 0190E006 | 2016-04-26 | 2009-10-17 | PHBASALEN
0190-010-048 | 45548 | 0190-MLK-PRO-EGC-MULSEP02 | PM03 | 307 | 109HRS Dif. Pressure Sensor cleaning C | Egron C Powder Separator 2 Multiclone 2 | B | 0190E006 | 2016-04-26 | 2009-10-17 | PHBASALEN
0190-010-047 | 45566 | 0190-MLK-PRO-WPB-SHPPMP01 | PM03 | 305 | 14DAY Plunger Packing Replacement | SNF B High Pressure Pump | A | 0190E020 | 2016-04-26 | 2009-10-17 | PHBASALEN
0190-010-047 | 45566 | 0190-MLK-PRO-WPB-SNFHOM01 | PM03 | 305 | 14DAY Plunger Packing Replacement | SNF B Homogenizer | B | 0190E020 | 2016-04-26 | 2012-02-03 | PHBASALEN
0190-010-046 | 36403 | 0190-MLK-PRO-WPB-PHEXGR01 | PM03 | 301 | 13WKS Temp Trans Cal (1B2-TT-14.60/01) | SNF Plate Heat Exhanger B1 | C | 0190E006 | 2020-09-18 | 2014-09-06 | PHBASALEN
0190-010-046 | 36403 | 0190-MLK-PRO-WPB-PHEXGR01 | PM03 | 301 | 13WKS Temp Trans Cal (1B2-TT-14.59/01) | SNF Plate Heat Exhanger B1 | C | 0190E006 | 2020-09-18 | 2014-09-06 | PHBASALEN
0190-010-045 | 36411 | 0190-MLK-PRO-EGB-ADRBED01-1B3TCV9514 | PM03 | 301 | 52WKS IP Converter Cal (1B3-TCV-9514) | Converter X'mitter 1B3-TCV-9514 | B | 0190E006 | 2019-07-01 | 2009-10-17 | PHBASALEN
0190-010-044 | 406095 | 0190-MLK-PRO-EGB-MSKSLO01 | PM03 | 301 | 26WKS Weight Trans Cal (1B3-WIT-01.05) | Egron B MSK Silo No 1 | C | 0190E006 | 2019-05-14 | 2010-08-20 | PHBASALEN
0190-010-043 | 45551 | 0190-MLK-PRO-EGB-LIWHPR01 | PM03 | 307 | 109HRS L/W Filter cleaning B | Egron B MSK Dosing Liw Hopper 1 | C | 0190E006 | 2016-04-26 | 2009-10-16 | PHBASALEN
0190-010-043 | 45551 | 0190-MLK-PRO-EGB-LIWHPR02 | PM03 | 307 | 109HRS L/W Filter cleaning B | Egron B MSK Dosing Liw Hopper 2 | C | 0190E006 | 2016-04-26 | 2009-10-16 | PHBASALEN
0190-010-042 | 45548 | 0190-MLK-PRO-EGB-EGRTWR01 | PM03 | 302 | 109HRS Dif. Pressure Sensor Cleaning | Egron B Tower | A | 0190E006 | 2016-04-26 | 2009-10-16 | PHBASALEN
0190-010-042 | 45548 | 0190-MLK-PRO-EGB-MULSEP01 | PM03 | 302 | 109HRS Dif. Pressure Sensor cleaning | Egron B Powder Separator 1 Multiclone | B | 0190E006 | 2016-04-26 | 2009-10-16 | PHBASALEN
0190-010-042 | 45548 | 0190-MLK-PRO-EGB-MULSEP02 | PM03 | 302 | 109HRS Dif. Pressure Sensor cleaning | Egron B Powder Separator 2 Multiclone | B | 0190E006 | 2016-04-26 | 2009-10-16 | PHBASALEN
0190-010-041 | 59517 | 0190-MLK-PRO-EGC-VIBCVY01 | PM03 | 305 | 2MON Butterfly Valve Servicing | Egron C Fines VibroTube Conveyor | B | 0190E005 | 2016-04-26 | 2009-10-01 | PHBASALEN
0190-010-040 | 45378 | 0190-MLK-PRO-EGB-EGRTWR01 | PM03 | 307 | 26WKS Hopper/Silo/Cone Egron B Tower | Egron B Tower | A | 0190E005 | 2017-02-18 | 2009-10-01 | PHBASALEN
0190-010-040 | 45378 | 0190-MLK-PRO-EGB-FINHPR01 | PM03 | 307 | 26WKS Hopper/Silo/Cone Check up B | Egron B AD/AC Fine Pwdr Separtor Hopper | B | 0190E005 | 2017-02-18 | 2011-12-23 | PHBASALEN
0190-010-040 | 45378 | 0190-MLK-PRO-EGB-PICHPR01 | PM03 | 307 | 26WKS Hopper/Silo/Cone Check up B | Egron B Pick-Up Hopper | C | 0190E005 | 2017-02-18 | 2011-12-23 | PHBASALEN
0190-010-040 | 45378 | 0190-MLK-PRO-EGB-PRSPOT01 | PM03 | 307 | 26WKS Hopper/Silo/Cone Check up B | Pressure Pot Egron B | C | 0190E005 | 2017-02-18 | 2011-12-23 | PHBASALEN
0190-010-040 | 45378 | 0190-MLK-PRO-EGB-TOTHPR01 | PM03 | 307 | 26WKS Hopper/Silo/Cone Check up B | Totebin Receiving Hopper Egron B | C | 0190E005 | 2017-02-18 | 2011-12-23 | PHBASALEN
0190-010-040 | 45378 | 0190-MLK-PRO-TBA-INLNWEGH01 | PM03 | 307 | 26WKS Hopper/Silo/Cone Check up B | Milk Totebin In-line Weigher Hopper B | B | 0190E005 | 2017-02-18 | 2011-12-23 | PHBASALEN
0190-010-04 | 36410 | 0190-MLK-PRO-SMB-RNGBLW01 | PM03 | 301 | 52WKS RH Trans Cal (1B3-RH-04.26) | Egron Malto Dosing B Ring Blower | B | 0190E006 | 2017-11-02 | 2013-06-03 | PHBASALEN
0190-010-04 | 36410 | 0190-MLK-PRO-SMC-RNGBLW01 | PM03 | 301 | 52WKS RH & Temp Cal (1C3-AIT-04.26) | Egron Malto Dosing C Ring Blower | B | 0190E006 | 2017-11-02 | 2013-06-03 | PHBASALEN
0190-010-039 | 45377 | 0190-MLK-PRO-TPB-3RLDIV01 | PM03 | 307 | 26WKS Diverter Valve Check | 3L/SNF Diverter Valve B | B | 0190E005 | 2021-03-19 | 2009-10-01 | PHILAGANAN
0190-010-038 | 56267 | 0190-MLK-PRO-CIP-3LRPMP02 | PM03 | 305 | 1YR Pump Overhauling | CIP Return Pump Line C | B | 0190E005 | 2016-04-26 | 2009-10-01 | PHBASALEN
0190-010-038 | 56267 | 0190-MLK-PRO-CIP-SNRPMP02 | PM03 | 305 | 1YR Pump Overhauling | CIP Return Pump SNF C | B | 0190E005 | 2016-04-26 | 2009-10-01 | PHBASALEN
0190-010-037 | 56267 | 0190-MLK-PRO-CIP-3LRPMP01 | PM03 | 305 | 1YR Pump Overhauling | CIP Return Pump Line B | B | 0190E005 | 2016-04-26 | 2009-10-01 | PHBASALEN
0190-010-037 | 56267 | 0190-MLK-PRO-CIP-SNRPMP01 | PM03 | 305 | 1YR Pump Overhauling | CIP Return Pump SNF B | B | 0190E005 | 2016-04-26 | 2011-05-01 | PHBASALEN
0190-010-036 | 36402 | 0190-MLK-PRO-EGC-IRODOS02-1C3 WIT 03 08 | PM03 | 301 | 13WKS Weight Trans Cal (1C3-WIT-03.08) | Iron Dosing LIW Homo/Screwfeeder C WTCal | B | 0190E006 | 2019-07-01 | 2012-06-20 | PHBASALEN
0190-010-036 | 36402 | 0190-MLK-PRO-SMC-SCWFDR01-1C3 WIT 04 22 | PM03 | 301 | 13WKS Weight Trans Cal (1C3-WIT-04.22) | Egron MD Dosing C Homo/Screwfeeder WTCal | B | 0190E006 | 2019-07-01 | 2013-05-10 | PHBASALEN
0190-010-035 | 59517 | 0190-MLK-PRO-EGB-VIBCVY01 | PM03 | 305 | 2MON Butterfly Valve Servicing | Egron B AD/AC Fines VibroTube Conveyor | B | 0190E005 | 2016-04-26 | 2009-10-01 | PHBASALEN
0190-010-034 | 29636 | 0190-MLK-PRO-EGC-COLFAN01 | PM03 | 307 | 52WKS Motor Inspection Cooling Fan C | Egron C Nozzle Cooling Fan | A | 0190E006 | 2020-09-18 | 2009-06-23 | PHBASALEN
0190-010-034 | 29636 | 0190-MLK-PRO-EGC-EXHFAN01 | PM03 | 307 | 52WKS Motor Inspection Exhaust Fan C1 | Egron C Exhaust Fan No 1 | A | 0190E006 | 2020-09-18 | 2009-06-23 | PHBASALEN
0190-010-034 | 29636 | 0190-MLK-PRO-EGC-EXHFAN02 | PM03 | 307 | 52WKS Motor Inspection Exhaust Fan C2 | Egron C Exhaust Fan No 2 | A | 0190E006 | 2020-09-18 | 2009-06-23 | PHBASALEN
0190-010-034 | 29636 | 0190-MLK-PRO-EGC-PWINCH01 | PM03 | 307 | 52WKS Motor Inspection Platform Winch C | Egron C Platform Winch | B | 0190E006 | 2020-09-18 | 2009-06-23 | PHBASALEN
0190-010-034 | 29636 | 0190-MLK-PRO-EGC-SECFAN01 | PM03 | 307 | 52WKS Motor Inspection Sec. Air Fan C1 | Egron C Secondary Air Fan No 1 | A | 0190E006 | 2020-09-18 | 2009-06-23 | PHBASALEN
0190-010-034 | 29636 | 0190-MLK-PRO-EGC-SECFAN02 | PM03 | 307 | 52WKS Motor Inspection Sec. Air fan C2 | Egron C Secondary Air Fan No 2 | C | 0190E006 | 2020-09-18 | 2009-06-23 | PHBASALEN
0190-010-034 | 29636 | 0190-MLK-PRO-EGC-VACPMP01 | PM03 | 307 | 52WKS Motor Inspection Nucon C1 | Nucon Vacuum Pump C1 | A | 0190E006 | 2020-09-18 | 2009-06-23 | PHBASALEN
0190-010-033 | 40952 | 0190-MLK-PRO-WPB-CLSVLV01 | PM03 | 305 | 52WK Servicing Cluster Valve (3rd Party) | Cluster Valve Assembly B | B | 0190E005 | 2021-03-19 | 2009-05-22 | PHILAGANAN
0190-010-033 | 40952 | 0190-MLK-PRO-WPC-CLSVLV01 | PM03 | 305 | 52WK Servicing Cluster Valve (3rd Party) | Cluster Valve Assembly C | B | 0190E005 | 2021-03-19 | 2009-05-22 | PHILAGANAN
0190-010-032 | 29636 | 0190-MLK-PRO-EGB-COLFAN01 | PM03 | 307 | 52WKS Motor Inspection Cooling Fan | Egron B Nozzle Cooling Fan | A | 0190E006 | 2021-03-19 | 2009-06-23 | PHILAGANAN
0190-010-032 | 29636 | 0190-MLK-PRO-EGB-EXHFAN01 | PM03 | 307 | 52WKS Motor Inspection Exhaust Fan B1 | Egron B Exhaust Fan No 1 | A | 0190E006 | 2021-03-19 | 2009-06-23 | PHILAGANAN
0190-010-032 | 29636 | 0190-MLK-PRO-EGB-EXHFAN02 | PM03 | 307 | 52WKS Motor Inspection Exhaust Fan B2 | Egron B Exhaust Fan No 2 | B | 0190E006 | 2021-03-19 | 2009-06-23 | PHILAGANAN
0190-010-032 | 29636 | 0190-MLK-PRO-EGB-PWINCH01 | PM03 | 307 | 52WKS Motor Inspection Platform Winch B | Egron B Platform Winch | B | 0190E006 | 2021-03-19 | 2009-06-23 | PHILAGANAN
0190-010-032 | 29636 | 0190-MLK-PRO-EGB-SEAFAN01 | PM03 | 307 | 52WKS Motor Inspection Sec. Air Fan B1 | Secondary Air Fan 1B | A | 0190E006 | 2021-03-19 | 2009-06-23 | PHILAGANAN
0190-010-032 | 29636 | 0190-MLK-PRO-EGB-SECFAN02 | PM03 | 307 | 52WKS Motor Inspection Sec. Air fan B2 | Egron B Secondary Air Fan No 2 | C | 0190E006 | 2021-03-19 | 2009-06-23 | PHILAGANAN
0190-010-032 | 29636 | 0190-MLK-PRO-EGB-VACPMP01 | PM03 | 307 | 52WKS Motor Inspection Nucon B1 | Nucon Vacuum Pump B1 | A | 0190E006 | 2021-03-19 | 2009-06-23 | PHILAGANAN
0190-010-032 | 29636 | 0190-MLK-PRO-EGB-VACPMP02 | PM03 | 307 | 52WKS Motor Inspection Vacuum B2 | Nucon Vacuum Pump B2 | A | 0190E006 | 2021-03-19 | 2009-06-23 | PHILAGANAN
0190-010-031 | 36402 | 0190-MLK-PRO-EGC-LIWHPR01 | PM03 | 307 | 13WKS Weight Trans Cal (1C3-WIT-01.08) | Egron C MSK Dosing Liw Hopper 1 | C | 0190E006 | 2020-03-03 | 2009-04-08 | PHBASALEN
0190-010-031 | 36402 | 0190-MLK-PRO-EGC-LIWHPR02 | PM03 | 301 | 13WKS Weight Trans Cal (1C3-WIT-02.08) | Egron C MSK Dosing Liw Hopper 2 | C | 0190E006 | 2020-03-03 | 2015-02-07 | PHBASALEN
0190-010-030 | 39912 | 0190-MLK-PRO-EGB-SURHPR01 | PM03 | 305 | 26WKS Solimar Valve Replacement B | Nucon Surge Hopper Egron B | B | 0190E006 | 2018-04-06 | 2009-04-08 | PHBASALEN
0190-010-03 | 36410 | 0190-MLK-PRO-EGB-COMMON | PM03 | 301 | 52WKS RH Trans Cal (1B3-AIT-13.01/03 RH) | Milks Egron B Facilities | C | 0190E006 | 2021-06-03 | 2013-06-03 | PHILAGANAN
0190-010-029 | 36402 | 0190-MLK-PRO-EGB-IRODOS02-1B3_WIT_0308 | PM03 | 301 | 13WKS Weight Trans Cal (1B3-WIT-03.08) | 1B3 Weight Transmitter 03.08 | B | 0190E006 | 2019-07-01 | 2012-06-20 | PHBASALEN
0190-010-028 | 36410 | 0190-MLK-PRO-EGB-EXHFAN01-1B3 MIT 01 29 | PM03 | 301 | 52WKS RH Trans Cal (1B3-MIT-01.29 RH) | Egron B Exhaust Fan No1 1B3-MIT-01.29 RH | B | 0190E006 | 2020-09-18 | 2009-02-14 | PHBASALEN
0190-010-027 | 36409 | 0190-MLK-PRO-EGC-ACOBED01-1C3 PIT 03 04 | PM03 | 301 | 52WKS Pressure Trans Cal (1C3-PIT-03.04) | Egron C After Cooler Bed 1C3-PIT-03.04 | B | 0190E006 | 2017-11-02 | 2009-02-14 | PHBASALEN
0190-010-026 | 58345 | 0190-MLK-PRO-CIP-USETNK01 | PM03 | 301 | 13WKS Level Trans Cal (1D3-LIT-04.61) | CIP Reused Water Tank | C | 0190E006 | 2016-04-26 | 2009-02-14 | PHBASALEN
0190-010-025 | 36407 | 0190-MLK-PRO-CIP-ACITNK01 | PM03 | 301 | 13WKS CONDUCTIVITY CAL (1D3-CIT-03.32) | CIP Acid Tank | C | 0190E006 | 2016-04-26 | 2010-08-18 | PHBASALEN
0190-010-024 | 36409 | 0190-MLK-PRO-EGB-ACOBED01-1B3 PIT 03 04 | PM03 | 301 | 52WKS Press Trans Cal (1B3-PIT-03.04) | Egron B After Cooler Bed 1B3-PIT-03.04 | B | 0190E006 | 2017-11-02 | 2009-10-29 | PHBASALEN
0190-010-023 | 36409 | 0190-MLK-PRO-CAS-COMMON | PM03 | 301 | 52WKS Press Trans Cal (1B3-PIT-01.36B) | Milks Air Compressor System Common | C | 0190E006 | 2020-09-18 | 2009-10-29 | PHBASALEN
0190-010-022 | 36405 | 0190-MLK-PRO-EGB-ACOBED01-1B3TE 03 19 01 | PM03 | 301 | 52WKS Temp Trans Cal (1B3-TE-03.19/01) | Egron B After Cooler Bed 1B3-TE-03.19/01 | B | 0190E006 | 2021-06-03 | 2014-09-06 | PHILAGANAN
0190-010-022 | 36405 | 0190-MLK-PRO-EGB-ACOBED01-1B3TT 03 19 01 | PM03 | 301 | 52WKS Temp Trans Cal (1B3-TT-03.19/01) | Egron B After Cooler Bed 1B3-TT-03.19/01 | B | 0190E006 | 2021-06-03 | 2009-10-29 | PHILAGANAN
0190-010-021 | 58356 | 0190-MLK-PRO-CIP-ACITNK01 | PM03 | 301 | 13WKS Temp Trans Cal (1D3-TT-03.02) | CIP Acid Tank | C | 0190E006 | 2016-04-26 | 2010-08-20 | PHBASALEN
0190-010-020 | 36404 | 0190-MLK-PRO-WPB-FLSCLR01-1B2 TCV 04 19B | PM03 | 301 | 13WK I/P Converter (1B2-TCV-04.19B (CCP) | 3L FC I/P Converter 1B2-TCV-04.19B (CCP) | B | 0190E006 | 2020-09-18 | 2010-08-18 | PHBASALEN
0190-010-02 | 36409 | 0190-MLK-PRO-EGB-COMMON | PM03 | 301 | 52WKS Press Trans Cal (1B3-PIT-13.04/05) | Milks Egron B Facilities | C | 0190E006 | 2019-07-01 | 2013-06-03 | PHBASALEN
0190-010-02 | 36409 | 0190-MLK-PRO-EGB-COMMON | PM03 | 301 | 52WKS Press Trans Cal (1B3-PIT-01.39) | Milks Egron B Facilities | C | 0190E006 | 2019-07-01 | 2013-06-03 | PHBASALEN
0190-010-019 | 36403 | 0190-MLK-PRO-WPB-FLSCLR01-1B2 TT 04 35 | PM03 | 301 | 13WKS Temp Trans Cal (1B2-TT-04.35) | 3L FC Temp Trans (1B2-TT-04.35) | B | 0190E006 | 2020-09-18 | 2014-09-06 | PHBASALEN
0190-010-019 | 36403 | 0190-MLK-PRO-WPB-FLSCLR01-1B2 TT 04 36 | PM03 | 301 | 13WKS Temp Trans Cal (1B2-TT-04.36) | 3L FC Temp Trans (1B2-TT-04.36) | B | 0190E006 | 2020-09-18 | 2014-09-06 | PHBASALEN
0190-010-018 | 403014 | 0190-MLK-PRO-EGB-LIWHPR01 | PM03 | 301 | 13WKS Weight Trans Cal (1B3-WIT-01.08) | Egron B MSK Dosing Liw Hopper 1 | C | 0190E006 | 2019-07-01 | 2009-02-04 | PHBASALEN
0190-010-018 | 403014 | 0190-MLK-PRO-EGB-LIWHPR02 | PM03 | 301 | 13WKS Weight Trans Cal (1B3-WIT-02.08) | Egron B MSK Dosing Liw Hopper 2 | C | 0190E006 | 2019-07-01 | 2013-04-15 | PHBASALEN
0190-010-017 | 34294 | 0190-MLK-PRO-EGB-COMMON | PM03 | 302 | 2MON PLC/MCC Panel Thermal Scanning | Milks Egron B Facilities | C | 0190E006 | 2016-04-26 | 2008-09-11 | PHBASALEN
0190-010-017 | 34294 | 0190-MLK-PRO-EGC-COMMON | PM03 | 307 | 2MON PLC/MCC Panel Thermal Scanning | Milks Egron C Facilities | C | 0190E006 | 2016-04-26 | 2010-08-17 | PHBASALEN
0190-010-016 | 34161 | 0190-MLK-PRO-TBA-COMMON | PM03 | 302 | 1Y Totebin General check-up (130 units) | Milks Totebin Area Common | C | 0190E005 | 2016-04-26 | 2008-08-27 | PHBASALEN
0190-010-015 | 33087 | 0190-MLK-PRO-EGB-COMMON | PM03 | 306 | 13WKS Grounding Check Egron B | Milks Egron B Facilities | C | 0190E020 | 2017-02-18 | 2008-06-06 | PHBASALEN
0190-010-015 | 33087 | 0190-MLK-PRO-TBA-COMMON | PM03 | 306 | 13WKS Grounding Check Totebin Area | Milks Totebin Area Common | C | 0190E020 | 2017-02-18 | 2011-11-29 | PHBASALEN
0190-010-014 | 29636 | 0190-MLK-PRO-TPB-3LSNVS01 | PM03 | 307 | 1Y Motor Check Wet Tip B Vibromotor | 3L/SNF Tipping Vibra Sifter B | A | 0190E006 | 2016-04-26 | 2008-06-10 | PHBASALEN
0190-010-014 | 29636 | 0190-MLK-PRO-TPC-3LSNVS01 | PM03 | 307 | 1Y Motor Check Wet Tip B Vibromotor | 3L/SNF Tipping Vibra Sifter C | A | 0190E006 | 2016-04-26 | 2011-10-11 | PHBASALEN
0190-010-013 | 36405 | 0190-MLK-PRO-EGB-ACOBED01 | PM03 | 301 | 1Y Temperature X'mitter Cal (LP-T 9512) | Egron B After Cooler Bed | A | 0190E006 | 2016-04-26 | 2008-06-10 | PHBASALEN
0190-010-012 | 29636 | 0190-MLK-PRO-TPB-3LSNCR01 | PM03 | 307 | 52WKS Motor Inspection Conveyor | 3L/SNF Tipping B Band Conveyor | B | 0190E005 | 2018-08-07 | 2008-06-10 | PHBASALEN
0190-010-012 | 29636 | 0190-MLK-PRO-TPB-3LSNHR01 | PM03 | 307 | 52WKS Motor Inspection Dust Collector | 3L/SNF Tipping Hopper B | C | 0190E006 | 2018-08-07 | 2008-06-10 | PHBASALEN
0190-010-011 | 4428 | 0190-MLK-PRO-CMC-STRVLV01 | PM03 | 302 | 1M MSK Tipping C S/V Clearance Check | CTS MSK Tipping C Star Valve | B | 0190E005 | 2012-12-14 | 2005-09-16 | PHJACOLPA
0190-010-010 | 4428 | 0190-WST-PRO-TPB-STRVLV01 | PM03 | 302 | 1M MSK Tipping B S/V Clearance Check | MSK Tipping B starvalve | A | 0190E005 | 2012-12-14 | 2005-09-16 | PHJACOLPA
0190-010-01 | 404359 | 0190-MLK-PRO-EGB-COMMON | PM03 | 301 | 52WKS Thermohygrometer Cal (AI 95032) | Milks Egron B Facilities | C | 0190E006 | 2021-03-09 | 2013-06-03 | PHBASALEN
0190-010-01 | 404359 | 0190-MLK-PRO-EGB-COMMON | PM03 | 301 | 52WKS Thermohygrometer Cal (AI 95034) | Milks Egron B Facilities | C | 0190E006 | 2021-03-09 | 2013-06-03 | PHBASALEN
0190-010-009 | 4428 | 0190-WST-PRO-SNF-STRVLV01 | PM03 | 302 | 1M SNF Tipping S/V Clearance Check | SNF Tipping Starvalve | A | 0190E005 | 2012-12-14 | 2005-09-15 | PHJACOLPA
0190-010-008 | 426259 | 0190-MLK-PRO-EGB-MULSVA02 | PM03 | 307 | 26WKS Separtor B2 S/V Clearance Check | Egron B Multiclone Star Valve 2 | A | 0190E005 | 2020-06-16 | 2005-09-15 | PHILAGANAN
0190-010-007 | 426259 | 0190-MLK-PRO-EGB-MULSVA01 | PM03 | 307 | 26WKS Separtor B1 S/V Clearance Check | Egron B Multiclone Star Valve 1 | A | 0190E005 | 2018-09-11 | 2005-09-15 | PHBASALEN
0190-010-006 | 426259 | 0190-MLK-PRO-EGC-MULSVA02 | PM03 | 307 | 26WKS Separtor C2 S/V Clearance Check | Egron C Multiclone Star Valve 2 | A | 0190E005 | 2020-06-16 | 2005-09-15 | PHILAGANAN
0190-010-005 | 426259 | 0190-MLK-PRO-EGC-MULSVA01 | PM03 | 307 | 26WKS Separtor C1 S/V Clearance Check | Egron C Multiclone Star Valve 1 | A | 0190E005 | 2020-06-15 | 2005-09-15 | PHBASALEN
0190-010-004 | 4428 | 0190-MLK-PRO-EGC-MSKSTV02 | PM03 | 307 | 26WKS MSK Dosing C2 S/V Clearance Check | Egron C MSK Dosing Starvalve 2 | A | 0190E005 | 2020-06-15 | 2005-09-14 | PHBASALEN
0190-010-003 | 4428 | 0190-MLK-PRO-EGC-MSKSTV01 | PM03 | 307 | 26WKS MSK Dosing C1 S/V Clearance Check | Egron C MSK Dosing Starvalve 1 | A | 0190E005 | 2020-06-15 | 2005-09-14 | PHBASALEN
0190-010-002 | 4428 | 0190-MLK-PRO-EGB-MSKSTV02 | PM03 | 307 | 26KS MSK Dosing B2 S/V Clearance Check | Egron B MSK Dosing Starvalve 2 | A | 0190E005 | 2018-09-11 | 2005-09-14 | PHBASALEN
0190-010-001 | 4428 | 0190-MLK-PRO-EGB-MSKSTV01 | PM03 | 307 | 26WS MSK Dosing B1 S/V Clearance Check | Egron B MSK Dosing Starvalve 1 | A | 0190E005 | 2020-05-14 | 2005-09-14 | PHBASALEN
0160-061-047 | 51688 | 0190-ENG-GFO-CEI-WRKSHP | PM03 | 301 | 12M Calibration Jofra Heating Blocks | Central EI Workshop | C | 0190E017 | 2017-06-19 | 2012-09-17 | PHILAGANAN
| 45801 |  | PM03 | 302 | 3M Themograph Scan JTB1 ElectricalPanels |  |  | 0190E011 | 2012-04-26 | 2008-07-15 | PHFUTALARA
| 45625 |  | PM03 | 304 | 27W Air Emission Permitting Testing |  |  | 0190E012 | 2021-06-03 | 2009-10-20 | PHILAGANAN
| 45625 |  | PM03 | 304 | 27W Air Emission Permitting Testing |  |  | 0190E012 | 2021-06-03 | 2009-10-20 | PHILAGANAN
|  |  | PM03 | 302 | 3M Thermal Scan CAH PAF Panel |  |  | 0190E011 | 2012-09-10 | 2009-11-13 | PHFUTALARA
| 50680 |  | PM03 | 302 | 1M Condition Monitoring And Analysis |  |  | 0190E001 | 2012-03-16 | 2010-07-01 | PHEGUIAWE
| 49650 |  | PM03 | 302 | 2W Vibration Check And Analysis - G2 |  |  | 0190E001 | 2012-02-11 | 2011-05-28 | PHEGUIAWE
| 415215 |  | PM03 | 307 | 52W AC Drives PM Sleever L1 |  |  | 0190E008 | 2019-03-02 | 2014-05-16 | PHONGGE
| 415215 |  | PM03 | 307 | 52W AC Drives PM CaseErector L5 |  |  | 0190E008 | 2019-03-02 | 2014-05-16 | PHONGGE
| 415215 |  | PM03 | 307 | 52W AC Drives PM Sleever L5 |  |  | 0190E008 | 2019-03-02 | 2014-05-16 | PHONGGE
| 415215 |  | PM03 | 307 | 52W AC Drives PM CaseFiller L5 |  |  | 0190E008 | 2019-03-02 | 2014-05-16 | PHONGGE
| 55240 |  | PM03 | 301 | 104W Cal Lurgi 5A3_PG-004 |  |  | 0190E012 | 2021-06-03 | 2014-09-10 | PHILAGANAN
| 52484 |  | PM03 | 305 | 3M L9 Mespack Scissors No.2 Replacement |  |  | 0190E003 | 2019-03-02 | 2014-09-29 | PHONGGE
| 51984 |  | PM03 | 301 | 78W Cal Lurgi Boiler Drum 5A3-LCV-10.08 |  |  | 0190E012 | 2021-06-03 | 2014-12-04 | PHILAGANAN
| 50781 |  | PM03 | 305 | 1Y L9 MD Ctrl Panel Retightening |  |  | 0190E004 | 2019-03-18 | 2015-01-21 | PHONGGE
| 50781 |  | PM03 | 305 | 1Y L12 MD Ctrl Panel Retightening |  |  | 0190E004 | 2019-03-18 | 2015-01-21 | PHONGGE
| 422207 |  | PM03 | 305 | 156W L12F3 MESPACK AugerBearing Replcmnt |  |  | 0190E003 | 2021-03-17 | 2015-02-20 | PHONGGE
|  |  | PM03 | 305 | 5Y Replacement of Level Transmitter |  |  | 0190E002 | 2020-11-12 | 2020-11-12 | PHDAVODAMA
| 49583 | 0190-ADM-FAC-BLG-COFBLG01 | PM03 | 302 | 1W LIGHTING INSPECTION KS F/P AREA | Coffee Tote Bin Station | C | 0190E013 | 2010-09-06 | 2010-04-16 | PHFUTALARA
| 49584 | 0190-ADM-FAC-BLG-COFBLG01 | PM03 | 302 | 1W LIGHTING INSPECTION KS FILLING ROOM | Coffee Tote Bin Station | C | 0190E013 | 2010-09-06 | 2010-04-16 | PHFUTALARA
| 49585 | 0190-ADM-FAC-BLG-COFBLG01 | PM03 | 302 | 1W LIGHTING INSPECTION KS WAREHOUSE AREA | Coffee Tote Bin Station | C | 0190E013 | 2010-09-06 | 2010-04-16 | PHFUTALARA
| 49586 | 0190-ADM-FAC-BLG-COFBLG01 | PM03 | 302 | 1W LIGHTING INSPECTION LOGISTIC AREA | Coffee Tote Bin Station | C | 0190E013 | 2010-09-06 | 2010-04-16 | PHFUTALARA
| 49588 | 0190-ADM-FAC-BLG-COFBLG01 | PM03 | 302 | 1W LIGHTING INSPECTION CY AREA | Coffee Tote Bin Station | C | 0190E013 | 2010-09-06 | 2010-04-16 | PHFUTALARA
| 49607 | 0190-ADM-FAC-BLG-COFBLG01 | PM03 | 302 | 1W LIGHTING INSPECTION KS M&I WORKSHOP | Coffee Tote Bin Station | C | 0190E013 | 2010-09-06 | 2010-04-16 | PHFUTALARA
| 49669 | 0190-ADM-FAC-BLG-COFBLG01 | PM03 | 302 | 1Y ILLUMINATION LEVEL CHECK-GC BACK AREA | Coffee Tote Bin Station | C | 0190E017 | 2011-04-08 | 2010-04-21 | PHFUTALARA
| 49669 | 0190-ADM-FAC-BLG-COFBLG01 | PM03 | 302 | 1Y ILLUMINATION LEVEL CHECK-KS WORKSHOP | Coffee Tote Bin Station | C | 0190E017 | 2011-04-08 | 2010-04-21 | PHFUTALARA
| 49669 | 0190-ADM-FAC-BLG-COFBLG01 | PM03 | 306 | 1Y INSPECTION MILKS PLANT ILLUMINATION | Coffee Tote Bin Station | C | 0190E017 | 2021-06-03 | 2010-04-21 | PHILAGANAN
| 49669 | 0190-ADM-FAC-BLG-COFBLG01 | PM03 | 306 | 1Y INSPECTION COFFEE PLANT ILLUMINATION | Coffee Tote Bin Station | C | 0190E017 | 2021-06-03 | 2010-04-21 | PHILAGANAN
| 49669 | 0190-ADM-FAC-BLG-COFBLG01 | PM03 | 302 | 1Y ILLUMINATION LEVEL CHECK-GREEN COFFEE | Coffee Tote Bin Station | C | 0190E017 | 2011-04-08 | 2010-04-21 | PHFUTALARA
| 49669 | 0190-ADM-FAC-BLG-COFBLG01 | PM03 | 302 | 1Y ILLUMINATION LEVEL CHECK-KS F/P AREA | Coffee Tote Bin Station | C | 0190E017 | 2011-04-08 | 2010-04-21 | PHFUTALARA
| 49669 | 0190-ADM-FAC-BLG-COFBLG01 | PM03 | 302 | 1Y ILLUMINATION LEVEL CHECK-KS FILLING R | Coffee Tote Bin Station | C | 0190E017 | 2011-04-08 | 2010-04-21 | PHFUTALARA
| 49669 | 0190-ADM-FAC-BLG-COFBLG01 | PM03 | 302 | 1Y ILLUMINATION LEVEL CHECK-KS WAREHOUSE | Coffee Tote Bin Station | C | 0190E017 | 2011-04-08 | 2010-04-21 | PHFUTALARA
| 49669 | 0190-ADM-FAC-BLG-COFBLG01 | PM03 | 302 | 1Y ILLUMINATION LEVEL CHECK-LOGISTIC | Coffee Tote Bin Station | C | 0190E017 | 2011-04-08 | 2010-04-21 | PHFUTALARA
| 49669 | 0190-ADM-FAC-BLG-COFBLG01 | PM03 | 302 | 1Y ILLUMINATION LEVEL CHECK-CY AREA | Coffee Tote Bin Station | C | 0190E017 | 2011-04-08 | 2010-04-21 | PHFUTALARA
| 49669 | 0190-ADM-FAC-BLG-COFBLG01 | PM03 | 302 | 1Y ILLUMINATION LEVEL CHECK-STAFFSHOP | Coffee Tote Bin Station | C | 0190E017 | 2011-04-08 | 2010-04-21 | PHFUTALARA
| 49688 | 0190-ADM-FAC-BLG-COFBLG01 | PM03 | 304 | 1Y ELECT'L PERMITS RENEWAL-EGRON A | Coffee Tote Bin Station | C | 0190E011 | 2021-06-03 | 2010-04-22 | PHILAGANAN
| 45705 | 0190-ADM-FAC-BLG-COFBLG01 | PM03 | 304 | 1M GC ELECTLRM03 SERVICE CLEANING | Coffee Tote Bin Station | C | 0190E013 | 2021-06-03 | 2010-04-30 | PHILAGANAN
| 45705 | 0190-ADM-FAC-BLG-COFBLG01 | PM03 | 305 | 1M PLANNED CLEANING GC ELECTRICAL RM | Coffee Tote Bin Station | C | 0190E017 | 2011-04-08 | 2010-04-30 | PHFUTALARA
| 49546 | 0190-ADM-FAC-BLG-COFBLG01 | PM03 | 307 | 1W LIGHTING INSPECTION GREEN COFFEE WHSE | Coffee Tote Bin Station | C | 0190E017 | 2010-09-14 | 2010-09-06 | PHFUTALARA
| 49546 | 0190-ADM-FAC-BLG-COFBLG07 | PM03 | 307 | 2W INSPECTION PERA 45 LIGHTING | P-ERA Extraction 45 Building | C | 0190E017 | 2011-05-25 | 2010-09-06 | PHFUTALARA
| 49546 | 0190-ADM-FAC-BLG-COFBLG08 | PM03 | 307 | 2W INSPECTION PERA 54/KS WRKSHP LIGHTING | P-ERA Extraction 54 Building | C | 0190E017 | 2011-05-25 | 2010-09-06 | PHFUTALARA
| 422250 | 0190-ADM-FAC-BLG-COFFEE | PM03 | 305 | 4W Roll-up/down and sliding doors servic | Coffee Building and Facilities | C | 0190E013 | 2021-05-12 | 2015-02-23 | PHILAGANAN
| 51611 | 0190-ADM-FAC-BLG-COFFEE-COMMON FACILITES | PM03 | 307 | 1W EMERGENCY LIGHTING INSPECTION COFFEE | Coffee Building and Facilities Common | C | 0190E017 | 2011-02-18 | 2010-09-06 | PHFUTALARA
| 49546 | 0190-ADM-FAC-BLG-COFFEE-COMMON FACILITES | PM03 | 307 | 2W INSPECTION COFFEE WORKSHOP | Coffee Building and Facilities Common | C | 0190E017 | 2011-04-18 | 2010-09-06 | PHFUTALARA
| 45801 | 0190-ADM-FAC-BLG-ELECRM01 | PM03 | 302 | 3M IR SCANNING-ADM-ACUPNL02 | Admin Building Electrical Room | C | 0190E017 | 2011-05-05 | 2009-11-14 | PHFUTALARA
| 45801 | 0190-ADM-FAC-BLG-ELECRM01 | PM03 | 302 | 3M IR SCANNING-ADM-DISTPNL01 | Admin Building Electrical Room | C | 0190E011 | 2011-05-05 | 2009-11-14 | PHFUTALARA
| 45801 | 0190-ADM-FAC-BLG-ELECRM01 | PM03 | 302 | 3M IR SCANNING-ADM-DISTPNL02 | Admin Building Electrical Room | C | 0190E011 | 2011-05-05 | 2009-11-14 | PHFUTALARA
| 45801 | 0190-ADM-FAC-BLG-ELECRM01 | PM03 | 302 | 3M IR SCANNING-ADM-DISTPNL03 | Admin Building Electrical Room | C | 0190E011 | 2011-05-05 | 2009-11-14 | PHFUTALARA
| 45801 | 0190-ADM-FAC-BLG-ELECRM01 | PM03 | 302 | 3M IR SCANNING-ADM-DISTPNL05 | Admin Building Electrical Room | C | 0190E011 | 2011-05-05 | 2009-11-14 | PHFUTALARA
| 45801 | 0190-ADM-FAC-BLG-ELECRM01 | PM03 | 302 | 3M IR SCANNING-GRDHSE DISTPNL01 | Admin Building Electrical Room | C | 0190E011 | 2011-05-05 | 2009-11-14 | PHFUTALARA
| 45801 | 0190-ADM-FAC-BLG-ELECRM01 | PM03 | 302 | 3M IR SCANNING-ADM-440V XFORMER | Admin Building Electrical Room | C | 0190E017 | 2011-05-05 | 2009-11-14 | PHFUTALARA
| 45705 | 0190-ADM-FAC-BLG-ELECRM01 | PM03 | 305 | 1M PLND CLEANING ADMINBLDG ELECTRICAL RM | Admin Building Electrical Room | C | 0190E013 | 2011-04-08 | 2010-04-30 | PHFUTALARA
| 45801 | 0190-ADM-FAC-BLG-ELECRM02 | PM03 | 302 | 3M IR SCANNING-GRDHSE DISTPNL02 | Main Guardhouse Electrical Room | C | 0190E011 | 2011-05-05 | 2009-11-14 | PHFUTALARA
| 45801 | 0190-ADM-FAC-BLG-ELECRM02 | PM03 | 302 | 3M IR SCANNING-GRDHSE DISTPNL03 | Main Guardhouse Electrical Room | C | 0190E011 | 2011-05-05 | 2009-11-14 | PHFUTALARA
| 45801 | 0190-ADM-FAC-BLG-ELECRM02 | PM03 | 302 | 3M IR SCANNING-GRDHSE CTRLPNL0 | Main Guardhouse Electrical Room | C | 0190E011 | 2011-05-05 | 2009-11-14 | PHFUTALARA
| 45801 | 0190-ADM-FAC-BLG-ELECRM02 | PM03 | 302 | 3M IR SCANNING-GRDHSE CTRLPNL0 | Main Guardhouse Electrical Room | C | 0190E011 | 2011-05-05 | 2009-11-14 | PHFUTALARA
| 45705 | 0190-ADM-FAC-BLG-ELECRM02 | PM03 | 305 | 1M PLND CLEANING GRDHSE ELECTRICAL RM | Main Guardhouse Electrical Room | C | 0190E017 | 2011-04-08 | 2010-04-30 | PHFUTALARA
| 45705 | 0190-ADM-FAC-BLG-ELECRM03 | PM03 | 305 | 1M PLND CLEANING LAUNDRY ELECTRICAL RM | Laundry Area Electrical Room | C | 0190E017 | 2011-04-08 | 2010-11-27 | PHFUTALARA
| 45801 | 0190-ADM-FAC-BLG-ELECRM03 | PM03 | 302 | 3M THERMOGRAPHY SCAN LAUNDRY ELCTL ROOM | Laundry Area Electrical Room | C | 0190E017 | 2011-12-08 | 2011-03-26 | PHFUTALARA
| 45801 | 0190-ADM-FAC-BLG-ELECRM03 | PM03 | 302 | 3M IR SCANNING LAUNDRY LIGHTING PANEL | Laundry Area Electrical Room | C | 0190E017 | 2011-05-05 | 2011-03-26 | PHFUTALARA
| 45801 | 0190-ADM-FAC-BLG-ELECRM03 | PM03 | 302 | 3M IR SCANNING LAUNDRY 220V DSTBN PANEL | Laundry Area Electrical Room | C | 0190E017 | 2011-05-05 | 2011-03-26 | PHFUTALARA
| 45801 | 0190-ADM-FAC-BLG-ELECRM03 | PM03 | 302 | 3M IR SCANNING LAUNDRY 440/220V XFORMER | Laundry Area Electrical Room | C | 0190E017 | 2011-05-05 | 2011-03-26 | PHFUTALARA
| 45705 | 0190-ADM-FAC-BLG-ELECRM04 | PM03 | 305 | 1M PLND CLEANING MAIN CNTN ELECTRICAL RM | Main Canteen Electrical Room | C | 0190E017 | 2011-04-08 | 2010-04-30 | PHFUTALARA
| 62396 | 0190-ADM-FAC-BLG-ELECRM04 | PM03 | 305 | 2M Cleaning Main Canteen Electrical Room | Main Canteen Electrical Room | C | 0190E017 | 2012-05-28 | 2011-05-04 | PHFUTALARA
| 45801 | 0190-ADM-FAC-BLG-ELECRM05 | PM03 | 302 | 3M IR SCANNING-TRNGCNTR DISTPNL1 | Training Center Electrical Room | C | 0190E013 | 2011-05-05 | 2009-11-14 | PHFUTALARA
| 45801 | 0190-ADM-FAC-BLG-ELECRM05 | PM03 | 302 | 3M IR SCANNING-TRNGCNTR DISTPNL2 | Training Center Electrical Room | C | 0190E011 | 2011-05-05 | 2009-11-14 | PHFUTALARA
| 45801 | 0190-ADM-FAC-BLG-ELECRM05 | PM03 | 302 | 3M IR SCANNING-TRNGCNTR DISTPNL3 | Training Center Electrical Room | C | 0190E011 | 2011-05-05 | 2009-11-14 | PHFUTALARA
| 45801 | 0190-ADM-FAC-BLG-ELECRM05 | PM03 | 302 | 3M IR SCANNING-TRNGCNTR DISTPNL4 | Training Center Electrical Room | C | 0190E011 | 2011-05-05 | 2009-11-14 | PHFUTALARA
| 45705 | 0190-ADM-FAC-BLG-ELECRM05 | PM03 | 305 | 1M PLND CLEANING TRNGCNTR ELECTRICAL RM | Training Center Electrical Room | C | 0190E017 | 2011-04-08 | 2010-04-30 | PHFUTALARA
| 45801 | 0190-ADM-FAC-BLG-ELECRM06 | PM03 | 302 | 3M PLANNED IR SCANNING-GEN. LAB ACUPNL01 | General Laboratory Electrical Room | C | 0190E017 | 2011-05-04 | 2009-10-16 | PHFUTALARA
| 45801 | 0190-ADM-FAC-BLG-ELECRM06 | PM03 | 302 | 3M PLANNED IR SCANNING-GEN. LAB ACUPNL02 | General Laboratory Electrical Room | C | 0190E017 | 2011-05-04 | 2009-11-14 | PHFUTALARA
| 45801 | 0190-ADM-FAC-BLG-ELECRM06 | PM03 | 302 | 3M PLANNED IR SCANNING-GEN. LAB DISTPNL1 | General Laboratory Electrical Room | C | 0190E017 | 2011-05-04 | 2009-11-14 | PHFUTALARA
| 45801 | 0190-ADM-FAC-BLG-ELECRM06 | PM03 | 302 | 3M PLANNED IR SCANNING-GEN. LAB DISTPNL3 | General Laboratory Electrical Room | C | 0190E017 | 2011-05-04 | 2009-11-14 | PHFUTALARA
| 45801 | 0190-ADM-FAC-BLG-ELECRM06 | PM03 | 302 | 3M PLANNED IR SCANNING-GEN. LAB CTRLPNL1 | General Laboratory Electrical Room | C | 0190E017 | 2011-05-04 | 2009-11-14 | PHFUTALARA
| 45801 | 0190-ADM-FAC-BLG-ELECRM06 | PM03 | 302 | 3M PLANNED IR SCANNING-GEN. LAB CTRLPNL2 | General Laboratory Electrical Room | C | 0190E017 | 2011-05-04 | 2009-11-14 | PHFUTALARA
| 45801 | 0190-ADM-FAC-BLG-ELECRM06 | PM03 | 302 | 3M PLANNED IR SCANNING-GEN. LAB XFORMER1 | General Laboratory Electrical Room | C | 0190E017 | 2011-05-04 | 2009-11-14 | PHFUTALARA